Residential | Res ¦ Tankless Water Heater | 2038 | Achievable | GWh | Before Competition Groups | 19.7749 | 0 | 0 | 7550.384 | 0.0026191 | 43 | Residential_2038_Achievable_GWh_Before Competition Groups_43 | Tankless Water Heater | 0.2619% | 0 | 19.7749 | Residential_2038_Achievable_GWh_Before Competition Groups_Tankless Water Heater
Residential | Res ¦ Floor Insulation | 2038 | Achievable | GWh | Before Competition Groups | 19.0738 | 0 | 0 | 7550.384 | 0.0025262 | 44 | Residential_2038_Achievable_GWh_Before Competition Groups_44 | Floor Insulation | 0.2526% | 0 | 19.0738 | Residential_2038_Achievable_GWh_Before Competition Groups_Floor Insulation
Residential | Res ¦ INTEGRAL LED TROFFERS | 2038 | Technical | GWh | Before Competition Groups | 55.09 | 0 | 0 | 21911.2615 | 0.0025142 | 54 | Residential_2038_Technical_GWh_Before Competition Groups_54 | INTEGRAL LED TROFFERS | 0.2514% | 0 | 55.09 | Residential_2038_Technical_GWh_Before Competition Groups_INTEGRAL LED TROFFERS
Residential | Res ¦ CO Sensors for parking garage exhaust fans | 2038 | Achievable | GWh | Before Competition Groups | 18.9242 | 0 | 0 | 7550.384 | 0.0025064 | 45 | Residential_2038_Achievable_GWh_Before Competition Groups_45 | CO Sensors for parking garage exhaust fans | 0.2506% | 0 | 18.9242 | Residential_2038_Achievable_GWh_Before Competition Groups_CO Sensors for parking garage exhaust fans
Residential | Res ¦ Energy Star Freezer | 2038 | Economic | GWh | Before Competition Groups | 36.9754 | 0 | 0 | 14798.3209 | 0.0024986 | 39 | Residential_2038_Economic_GWh_Before Competition Groups_39 | Energy Star Freezer | 0.2499% | 0 | 36.9754 | Residential_2038_Economic_GWh_Before Competition Groups_Energy Star Freezer
Residential | Res ¦ Central Lighting Control System | 2038 | Technical | GWh | Before Competition Groups | 52.8192 | 0 | 0 | 21911.2615 | 0.0024106 | 55 | Residential_2038_Technical_GWh_Before Competition Groups_55 | Central Lighting Control System | 0.2411% | 0 | 52.8192 | Residential_2038_Technical_GWh_Before Competition Groups_Central Lighting Control System
Residential | Res ¦ Minimize Hot and Warm Clothes Wash | 2038 | Economic | GWh | Before Competition Groups | 35.4531 | 0 | 0 | 14798.3209 | 0.0023958 | 40 | Residential_2038_Economic_GWh_Before Competition Groups_40 | Minimize Hot and Warm Clothes Wash | 0.2396% | 0 | 35.4531 | Residential_2038_Economic_GWh_Before Competition Groups_Minimize Hot and Warm Clothes Wash
Residential | Res ¦ LED Exterior Area Lights - LED Fixture (200W) | 2038 | Technical | GWh | Before Competition Groups | 51.7163 | 0 | 0 | 21911.2615 | 0.0023603 | 56 | Residential_2038_Technical_GWh_Before Competition Groups_56 | LED Exterior Area Lights - LED Fixture (200W) | 0.236% | 0 | 51.7163 | Residential_2038_Technical_GWh_Before Competition Groups_LED Exterior Area Lights - LED Fixture (200W)
Residential | Res ¦ Furnace Whistle | 2038 | Economic | GWh | Before Competition Groups | 34.7205 | 0 | 0 | 14798.3209 | 0.0023462 | 41 | Residential_2038_Economic_GWh_Before Competition Groups_41 | Furnace Whistle | 0.2346% | 0 | 34.7205 | Residential_2038_Economic_GWh_Before Competition Groups_Furnace Whistle
Residential | Res ¦ Home Energy Reports | 2038 | Economic | GWh | Before Competition Groups | 34.5228 | 0 | 0 | 14798.3209 | 0.0023329 | 42 | Residential_2038_Economic_GWh_Before Competition Groups_42 | Home Energy Reports | 0.2333% | 0 | 34.5228 | Residential_2038_Economic_GWh_Before Competition Groups_Home Energy Reports
Residential | Res ¦ Floor Insulation | 2038 | Technical | GWh | Before Competition Groups | 51.0961 | 0 | 0 | 21911.2615 | 0.002332 | 57 | Residential_2038_Technical_GWh_Before Competition Groups_57 | Floor Insulation | 0.2332% | 0 | 51.0961 | Residential_2038_Technical_GWh_Before Competition Groups_Floor Insulation
Residential | Res ¦ High Efficiency Chiller (avg of water and air cooled) | 2038 | Achievable | GWh | Before Competition Groups | 17.3859 | 0 | 0 | 7550.384 | 0.0023027 | 46 | Residential_2038_Achievable_GWh_Before Competition Groups_46 | High Efficiency Chiller (avg of water and air cooled) | 0.2303% | 0 | 17.3859 | Residential_2038_Achievable_GWh_Before Competition Groups_High Efficiency Chiller (avg of water and air cooled)
Residential | Res ¦ Wall Insulation | 2038 | Achievable | GWh | Before Competition Groups | 17.2123 | 0 | 0 | 7550.384 | 0.0022797 | 47 | Residential_2038_Achievable_GWh_Before Competition Groups_47 | Wall Insulation | 0.228% | 0 | 17.2123 | Residential_2038_Achievable_GWh_Before Competition Groups_Wall Insulation
Residential | Res ¦ Outside Air Economizer | 2038 | Economic | GWh | Before Competition Groups | 33.0622 | 0 | 0 | 14798.3209 | 0.0022342 | 43 | Residential_2038_Economic_GWh_Before Competition Groups_43 | Outside Air Economizer | 0.2234% | 0 | 33.0622 | Residential_2038_Economic_GWh_Before Competition Groups_Outside Air Economizer
Residential | Res ¦ Variable Frequency Drive (VFD) | 2038 | Achievable | GWh | Before Competition Groups | 16.582 | 0 | 0 | 7550.384 | 0.0021962 | 48 | Residential_2038_Achievable_GWh_Before Competition Groups_48 | Variable Frequency Drive (VFD) | 0.2196% | 0 | 16.582 | Residential_2038_Achievable_GWh_Before Competition Groups_Variable Frequency Drive (VFD)
Residential | Res ¦ Air Source Heat Pump | 2038 | Economic | GWh | Before Competition Groups | 31.692 | 0 | 0 | 14798.3209 | 0.0021416 | 44 | Residential_2038_Economic_GWh_Before Competition Groups_44 | Air Source Heat Pump | 0.2142% | 0 | 31.692 | Residential_2038_Economic_GWh_Before Competition Groups_Air Source Heat Pump
Residential | Res ¦ Heat Recovery Ventilator | 2038 | Technical | GWh | Before Competition Groups | 46.8984 | 0 | 0 | 21911.2615 | 0.0021404 | 58 | Residential_2038_Technical_GWh_Before Competition Groups_58 | Heat Recovery Ventilator | 0.214% | 0 | 46.8984 | Residential_2038_Technical_GWh_Before Competition Groups_Heat Recovery Ventilator
Residential | Res ¦ Early Hot Water Heater Replacement | 2038 | Economic | GWh | Before Competition Groups | 31.5269 | 0 | 0 | 14798.3209 | 0.0021304 | 45 | Residential_2038_Economic_GWh_Before Competition Groups_45 | Early Hot Water Heater Replacement | 0.213% | 0 | 31.5269 | Residential_2038_Economic_GWh_Before Competition Groups_Early Hot Water Heater Replacement
Residential | Res ¦ Dehumidifier Recycling | 2038 | Technical | GWh | Before Competition Groups | 43.9335 | 0 | 0 | 21911.2615 | 0.0020051 | 59 | Residential_2038_Technical_GWh_Before Competition Groups_59 | Dehumidifier Recycling | 0.2005% | 0 | 43.9335 | Residential_2038_Technical_GWh_Before Competition Groups_Dehumidifier Recycling
Residential | Res ¦ Duct Insulation MF | 2038 | Economic | GWh | Before Competition Groups | 28.542 | 0 | 0 | 14798.3209 | 0.0019287 | 46 | Residential_2038_Economic_GWh_Before Competition Groups_46 | Duct Insulation MF | 0.1929% | 0 | 28.542 | Residential_2038_Economic_GWh_Before Competition Groups_Duct Insulation MF
Residential | Res ¦ Demand Control Ventilation | 2038 | Achievable | GWh | Before Competition Groups | 14.4751 | 0 | 0 | 7550.384 | 0.0019171 | 49 | Residential_2038_Achievable_GWh_Before Competition Groups_49 | Demand Control Ventilation | 0.1917% | 0 | 14.4751 | Residential_2038_Achievable_GWh_Before Competition Groups_Demand Control Ventilation
Residential | Res ¦ Advanced BAS/Controllers | 2038 | Technical | GWh | Before Competition Groups | 41.4335 | 0 | 0 | 21911.2615 | 0.001891 | 60 | Residential_2038_Technical_GWh_Before Competition Groups_60 | Advanced BAS/Controllers | 0.1891% | 0 | 41.4335 | Residential_2038_Technical_GWh_Before Competition Groups_Advanced BAS/Controllers
Residential | Res ¦ Drain Water Heat Recovery | 2038 | Achievable | GWh | Before Competition Groups | 14.1482 | 0 | 0 | 7550.384 | 0.0018738 | 50 | Residential_2038_Achievable_GWh_Before Competition Groups_50 | Drain Water Heat Recovery | 0.1874% | 0 | 14.1482 | Residential_2038_Achievable_GWh_Before Competition Groups_Drain Water Heat Recovery
Residential | Res ¦ LED Tube Re-Lamp | 2038 | Economic | GWh | Before Competition Groups | 27.4608 | 0 | 0 | 14798.3209 | 0.0018557 | 47 | Residential_2038_Economic_GWh_Before Competition Groups_47 | LED Tube Re-Lamp | 0.1856% | 0 | 27.4608 | Residential_2038_Economic_GWh_Before Competition Groups_LED Tube Re-Lamp
Residential | Res ¦ LED Tube Re-Lamp | 2038 | Technical | GWh | Before Competition Groups | 40.1999 | 0 | 0 | 21911.2615 | 0.0018347 | 61 | Residential_2038_Technical_GWh_Before Competition Groups_61 | LED Tube Re-Lamp | 0.1835% | 0 | 40.1999 | Residential_2038_Technical_GWh_Before Competition Groups_LED Tube Re-Lamp
Residential | Res ¦ Condensing Make Up Air Unit | 2038 | Achievable | GWh | Before Competition Groups | 13.6139 | 0 | 0 | 7550.384 | 0.0018031 | 51 | Residential_2038_Achievable_GWh_Before Competition Groups_51 | Condensing Make Up Air Unit | 0.1803% | 0 | 13.6139 | Residential_2038_Achievable_GWh_Before Competition Groups_Condensing Make Up Air Unit
Residential | Res ¦ Energy Star Dehumidifier | 2038 | Economic | GWh | Before Competition Groups | 25.828 | 0 | 0 | 14798.3209 | 0.0017453 | 48 | Residential_2038_Economic_GWh_Before Competition Groups_48 | Energy Star Dehumidifier | 0.1745% | 0 | 25.828 | Residential_2038_Economic_GWh_Before Competition Groups_Energy Star Dehumidifier
Residential | Res ¦ Water Heater Temperature Setback | 2038 | Achievable | GWh | Before Competition Groups | 12.2536 | 0 | 0 | 7550.384 | 0.0016229 | 52 | Residential_2038_Achievable_GWh_Before Competition Groups_52 | Water Heater Temperature Setback | 0.1623% | 0 | 12.2536 | Residential_2038_Achievable_GWh_Before Competition Groups_Water Heater Temperature Setback
Residential | Res ¦ Minimize Hot and Warm Clothes Wash | 2038 | Technical | GWh | Before Competition Groups | 35.4531 | 0 | 0 | 21911.2615 | 0.001618 | 62 | Residential_2038_Technical_GWh_Before Competition Groups_62 | Minimize Hot and Warm Clothes Wash | 0.1618% | 0 | 35.4531 | Residential_2038_Technical_GWh_Before Competition Groups_Minimize Hot and Warm Clothes Wash
Residential | Res ¦ Furnace Whistle | 2038 | Technical | GWh | Before Competition Groups | 34.7205 | 0 | 0 | 21911.2615 | 0.0015846 | 63 | Residential_2038_Technical_GWh_Before Competition Groups_63 | Furnace Whistle | 0.1585% | 0 | 34.7205 | Residential_2038_Technical_GWh_Before Competition Groups_Furnace Whistle
Residential | Res ¦ Solar Water Heating System | 2038 | Technical | GWh | Before Competition Groups | 34.1572 | 0 | 0 | 21911.2615 | 0.0015589 | 64 | Residential_2038_Technical_GWh_Before Competition Groups_64 | Solar Water Heating System | 0.1559% | 0 | 34.1572 | Residential_2038_Technical_GWh_Before Competition Groups_Solar Water Heating System
Residential | Res ¦ Energy Star Dehumidifier | 2038 | Achievable | GWh | Before Competition Groups | 11.7511 | 0 | 0 | 7550.384 | 0.0015564 | 53 | Residential_2038_Achievable_GWh_Before Competition Groups_53 | Energy Star Dehumidifier | 0.1556% | 0 | 11.7511 | Residential_2038_Achievable_GWh_Before Competition Groups_Energy Star Dehumidifier
Residential | Res ¦ Outside Air Economizer | 2038 | Technical | GWh | Before Competition Groups | 33.0622 | 0 | 0 | 21911.2615 | 0.0015089 | 65 | Residential_2038_Technical_GWh_Before Competition Groups_65 | Outside Air Economizer | 0.1509% | 0 | 33.0622 | Residential_2038_Technical_GWh_Before Competition Groups_Outside Air Economizer
Residential | Res ¦ Variable Refrigerant Flow Heat Pump | 2038 | Economic | GWh | Before Competition Groups | 22.1373 | 0 | 0 | 14798.3209 | 0.0014959 | 49 | Residential_2038_Economic_GWh_Before Competition Groups_49 | Variable Refrigerant Flow Heat Pump | 0.1496% | 0 | 22.1373 | Residential_2038_Economic_GWh_Before Competition Groups_Variable Refrigerant Flow Heat Pump
Residential | Res ¦ Early Hot Water Heater Replacement | 2038 | Technical | GWh | Before Competition Groups | 31.5269 | 0 | 0 | 21911.2615 | 0.0014388 | 66 | Residential_2038_Technical_GWh_Before Competition Groups_66 | Early Hot Water Heater Replacement | 0.1439% | 0 | 31.5269 | Residential_2038_Technical_GWh_Before Competition Groups_Early Hot Water Heater Replacement
Residential | Res ¦ Drain Water Heat Recovery | 2038 | Economic | GWh | Before Competition Groups | 21.1627 | 0 | 0 | 14798.3209 | 0.0014301 | 50 | Residential_2038_Economic_GWh_Before Competition Groups_50 | Drain Water Heat Recovery | 0.143% | 0 | 21.1627 | Residential_2038_Economic_GWh_Before Competition Groups_Drain Water Heat Recovery
Residential | Res ¦ CO Sensors for parking garage exhaust fans | 2038 | Economic | GWh | Before Competition Groups | 20.8597 | 0 | 0 | 14798.3209 | 0.0014096 | 51 | Residential_2038_Economic_GWh_Before Competition Groups_51 | CO Sensors for parking garage exhaust fans | 0.141% | 0 | 20.8597 | Residential_2038_Economic_GWh_Before Competition Groups_CO Sensors for parking garage exhaust fans
Residential | Res ¦ Basement or Crawlspace Insulation | 2038 | Achievable | GWh | Before Competition Groups | 10.5072 | 0 | 0 | 7550.384 | 0.0013916 | 54 | Residential_2038_Achievable_GWh_Before Competition Groups_54 | Basement or Crawlspace Insulation | 0.1392% | 0 | 10.5072 | Residential_2038_Achievable_GWh_Before Competition Groups_Basement or Crawlspace Insulation
Residential | Res ¦ High Efficiency Storage Water Heater | 2038 | Technical | GWh | Before Competition Groups | 30.0429 | 0 | 0 | 21911.2615 | 0.0013711 | 67 | Residential_2038_Technical_GWh_Before Competition Groups_67 | High Efficiency Storage Water Heater | 0.1371% | 0 | 30.0429 | Residential_2038_Technical_GWh_Before Competition Groups_High Efficiency Storage Water Heater
Residential | Res ¦ Heat Pump Water Heater | 2038 | Economic | GWh | Before Competition Groups | 19.923 | 0 | 0 | 14798.3209 | 0.0013463 | 52 | Residential_2038_Economic_GWh_Before Competition Groups_52 | Heat Pump Water Heater | 0.1346% | 0 | 19.923 | Residential_2038_Economic_GWh_Before Competition Groups_Heat Pump Water Heater
Residential | Res ¦ ENERGY STAR LED LAMPS (REFLECTOR LAMPs/MR16/PAR 16) | 2038 | Economic | GWh | Before Competition Groups | 19.7159 | 0 | 0 | 14798.3209 | 0.0013323 | 53 | Residential_2038_Economic_GWh_Before Competition Groups_53 | ENERGY STAR LED LAMPS (REFLECTOR LAMPs/MR16/PAR 16) | 0.1332% | 0 | 19.7159 | Residential_2038_Economic_GWh_Before Competition Groups_ENERGY STAR LED LAMPS (REFLECTOR LAMPs/MR16/PAR 16)
Residential | Res ¦ Condensing Make Up Air Unit | 2038 | Economic | GWh | Before Competition Groups | 19.6136 | 0 | 0 | 14798.3209 | 0.0013254 | 54 | Residential_2038_Economic_GWh_Before Competition Groups_54 | Condensing Make Up Air Unit | 0.1325% | 0 | 19.6136 | Residential_2038_Economic_GWh_Before Competition Groups_Condensing Make Up Air Unit
Residential | Res ¦ Energy Star Dishwasher | 2038 | Technical | GWh | Before Competition Groups | 28.6713 | 0 | 0 | 21911.2615 | 0.0013085 | 68 | Residential_2038_Technical_GWh_Before Competition Groups_68 | Energy Star Dishwasher | 0.1309% | 0 | 28.6713 | Residential_2038_Technical_GWh_Before Competition Groups_Energy Star Dishwasher
Residential | Res ¦ Duct Insulation MF | 2038 | Technical | GWh | Before Competition Groups | 28.542 | 0 | 0 | 21911.2615 | 0.0013026 | 69 | Residential_2038_Technical_GWh_Before Competition Groups_69 | Duct Insulation MF | 0.1303% | 0 | 28.542 | Residential_2038_Technical_GWh_Before Competition Groups_Duct Insulation MF
Residential | Res ¦ High Efficiency Chiller (avg of water and air cooled) | 2038 | Economic | GWh | Before Competition Groups | 19.176 | 0 | 0 | 14798.3209 | 0.0012958 | 55 | Residential_2038_Economic_GWh_Before Competition Groups_55 | High Efficiency Chiller (avg of water and air cooled) | 0.1296% | 0 | 19.176 | Residential_2038_Economic_GWh_Before Competition Groups_High Efficiency Chiller (avg of water and air cooled)
Residential | Res ¦ Demand Control Ventilation | 2038 | Economic | GWh | Before Competition Groups | 19.0551 | 0 | 0 | 14798.3209 | 0.0012877 | 56 | Residential_2038_Economic_GWh_Before Competition Groups_56 | Demand Control Ventilation | 0.1288% | 0 | 19.0551 | Residential_2038_Economic_GWh_Before Competition Groups_Demand Control Ventilation
Residential | Res ¦ Duct Insulation MF | 2038 | Achievable | GWh | Before Competition Groups | 9.0826 | 0 | 0 | 7550.384 | 0.0012029 | 55 | Residential_2038_Achievable_GWh_Before Competition Groups_55 | Duct Insulation MF | 0.1203% | 0 | 9.0826 | Residential_2038_Achievable_GWh_Before Competition Groups_Duct Insulation MF
Residential | Res ¦ Heat Recovery Ventilator | 2038 | Achievable | GWh | Before Competition Groups | 9.0381 | 0 | 0 | 7550.384 | 0.001197 | 56 | Residential_2038_Achievable_GWh_Before Competition Groups_56 | Heat Recovery Ventilator | 0.1197% | 0 | 9.0381 | Residential_2038_Achievable_GWh_Before Competition Groups_Heat Recovery Ventilator
Residential | Res ¦ Central Air Conditioner Maintenance | 2038 | Technical | GWh | Before Competition Groups | 25.9548 | 0 | 0 | 21911.2615 | 0.0011845 | 70 | Residential_2038_Technical_GWh_Before Competition Groups_70 | Central Air Conditioner Maintenance | 0.1185% | 0 | 25.9548 | Residential_2038_Technical_GWh_Before Competition Groups_Central Air Conditioner Maintenance
Residential | Res ¦ Energy Star Dehumidifier | 2038 | Technical | GWh | Before Competition Groups | 25.828 | 0 | 0 | 21911.2615 | 0.0011788 | 71 | Residential_2038_Technical_GWh_Before Competition Groups_71 | Energy Star Dehumidifier | 0.1179% | 0 | 25.828 | Residential_2038_Technical_GWh_Before Competition Groups_Energy Star Dehumidifier
Residential | Res ¦ Variable Frequency Drive (VFD) | 2038 | Economic | GWh | Before Competition Groups | 14.9712 | 0 | 0 | 14798.3209 | 0.0010117 | 57 | Residential_2038_Economic_GWh_Before Competition Groups_57 | Variable Frequency Drive (VFD) | 0.1012% | 0 | 14.9712 | Residential_2038_Economic_GWh_Before Competition Groups_Variable Frequency Drive (VFD)
Residential | Res ¦ LED Downlight | 2038 | Economic | GWh | Before Competition Groups | 14.4136 | 0 | 0 | 14798.3209 | 0.000974 | 58 | Residential_2038_Economic_GWh_Before Competition Groups_58 | LED Downlight | 0.0974% | 0 | 14.4136 | Residential_2038_Economic_GWh_Before Competition Groups_LED Downlight
Residential | Res ¦ Drain Water Heat Recovery | 2038 | Technical | GWh | Before Competition Groups | 21.1627 | 0 | 0 | 21911.2615 | 0.00096584 | 72 | Residential_2038_Technical_GWh_Before Competition Groups_72 | Drain Water Heat Recovery | 0.09658% | 0 | 21.1627 | Residential_2038_Technical_GWh_Before Competition Groups_Drain Water Heat Recovery
Residential | Res ¦ Ceiling Insulation | 2038 | Achievable | GWh | Before Competition Groups | 7.2662 | 0 | 0 | 7550.384 | 0.00096236 | 57 | Residential_2038_Achievable_GWh_Before Competition Groups_57 | Ceiling Insulation | 0.09624% | 0 | 7.2662 | Residential_2038_Achievable_GWh_Before Competition Groups_Ceiling Insulation
Residential | Res ¦ CO Sensors for parking garage exhaust fans | 2038 | Technical | GWh | Before Competition Groups | 20.8597 | 0 | 0 | 21911.2615 | 0.00095201 | 73 | Residential_2038_Technical_GWh_Before Competition Groups_73 | CO Sensors for parking garage exhaust fans | 0.0952% | 0 | 20.8597 | Residential_2038_Technical_GWh_Before Competition Groups_CO Sensors for parking garage exhaust fans
Residential | Res ¦ ENERGY STAR LED LAMPS (REFLECTOR LAMPs/MR16/PAR 16) | 2038 | Technical | GWh | Before Competition Groups | 19.7159 | 0 | 0 | 21911.2615 | 0.00089981 | 74 | Residential_2038_Technical_GWh_Before Competition Groups_74 | ENERGY STAR LED LAMPS (REFLECTOR LAMPs/MR16/PAR 16) | 0.08998% | 0 | 19.7159 | Residential_2038_Technical_GWh_Before Competition Groups_ENERGY STAR LED LAMPS (REFLECTOR LAMPs/MR16/PAR 16)
Residential | Res ¦ Condensing Make Up Air Unit | 2038 | Technical | GWh | Before Competition Groups | 19.6136 | 0 | 0 | 21911.2615 | 0.00089514 | 75 | Residential_2038_Technical_GWh_Before Competition Groups_75 | Condensing Make Up Air Unit | 0.08951% | 0 | 19.6136 | Residential_2038_Technical_GWh_Before Competition Groups_Condensing Make Up Air Unit
Residential | Res ¦ High Efficiency Chiller (avg of water and air cooled) | 2038 | Technical | GWh | Before Competition Groups | 19.176 | 0 | 0 | 21911.2615 | 0.00087517 | 76 | Residential_2038_Technical_GWh_Before Competition Groups_76 | High Efficiency Chiller (avg of water and air cooled) | 0.08752% | 0 | 19.176 | Residential_2038_Technical_GWh_Before Competition Groups_High Efficiency Chiller (avg of water and air cooled)
Residential | Res ¦ Demand Control Ventilation | 2038 | Technical | GWh | Before Competition Groups | 19.0551 | 0 | 0 | 21911.2615 | 0.00086965 | 77 | Residential_2038_Technical_GWh_Before Competition Groups_77 | Demand Control Ventilation | 0.08696% | 0 | 19.0551 | Residential_2038_Technical_GWh_Before Competition Groups_Demand Control Ventilation
Residential | Res ¦ Water Heater Temperature Setback | 2038 | Economic | GWh | Before Competition Groups | 11.0632 | 0 | 0 | 14798.3209 | 0.0007476 | 59 | Residential_2038_Economic_GWh_Before Competition Groups_59 | Water Heater Temperature Setback | 0.07476% | 0 | 11.0632 | Residential_2038_Economic_GWh_Before Competition Groups_Water Heater Temperature Setback
Residential | Res ¦ Variable Frequency Drive (VFD) | 2038 | Technical | GWh | Before Competition Groups | 14.9712 | 0 | 0 | 21911.2615 | 0.00068327 | 78 | Residential_2038_Technical_GWh_Before Competition Groups_78 | Variable Frequency Drive (VFD) | 0.06833% | 0 | 14.9712 | Residential_2038_Technical_GWh_Before Competition Groups_Variable Frequency Drive (VFD)
Residential | Res ¦ Networked/ Connected - Indoor LED Luminaire | 2038 | Economic | GWh | Before Competition Groups | 10.029 | 0 | 0 | 14798.3209 | 0.00067771 | 60 | Residential_2038_Economic_GWh_Before Competition Groups_60 | Networked/ Connected - Indoor LED Luminaire | 0.06777% | 0 | 10.029 | Residential_2038_Economic_GWh_Before Competition Groups_Networked/ Connected - Indoor LED Luminaire
Residential | Res ¦ VFD on Pumps | 2038 | Achievable | GWh | Before Competition Groups | 5.0991 | 0 | 0 | 7550.384 | 0.00067535 | 58 | Residential_2038_Achievable_GWh_Before Competition Groups_58 | VFD on Pumps | 0.06753% | 0 | 5.0991 | Residential_2038_Achievable_GWh_Before Competition Groups_VFD on Pumps
Residential | Res ¦ DHW Recirculation Systems | 2038 | Economic | GWh | Before Competition Groups | 9.9668 | 0 | 0 | 14798.3209 | 0.00067351 | 61 | Residential_2038_Economic_GWh_Before Competition Groups_61 | DHW Recirculation Systems | 0.06735% | 0 | 9.9668 | Residential_2038_Economic_GWh_Before Competition Groups_DHW Recirculation Systems
Residential | Res ¦ Water Heater Temperature Setback | 2038 | Technical | GWh | Before Competition Groups | 11.0632 | 0 | 0 | 21911.2615 | 0.00050491 | 79 | Residential_2038_Technical_GWh_Before Competition Groups_79 | Water Heater Temperature Setback | 0.05049% | 0 | 11.0632 | Residential_2038_Technical_GWh_Before Competition Groups_Water Heater Temperature Setback
Residential | Res ¦ ENERGY STAR LED Lamps (General Service Lamps) | 2038 | Achievable | GWh | Before Competition Groups | 3.4791 | 0 | 0 | 7550.384 | 0.00046079 | 59 | Residential_2038_Achievable_GWh_Before Competition Groups_59 | ENERGY STAR LED Lamps (General Service Lamps) | 0.04608% | 0 | 3.4791 | Residential_2038_Achievable_GWh_Before Competition Groups_ENERGY STAR LED Lamps (General Service Lamps)
Residential | Res ¦ DHW Recirculation Systems | 2038 | Technical | GWh | Before Competition Groups | 9.9668 | 0 | 0 | 21911.2615 | 0.00045487 | 80 | Residential_2038_Technical_GWh_Before Competition Groups_80 | DHW Recirculation Systems | 0.04549% | 0 | 9.9668 | Residential_2038_Technical_GWh_Before Competition Groups_DHW Recirculation Systems
Residential | Res ¦ Air Source Heat Pump Maintenance | 2038 | Technical | GWh | Before Competition Groups | 8.9942 | 0 | 0 | 21911.2615 | 0.00041048 | 81 | Residential_2038_Technical_GWh_Before Competition Groups_81 | Air Source Heat Pump Maintenance | 0.04105% | 0 | 8.9942 | Residential_2038_Technical_GWh_Before Competition Groups_Air Source Heat Pump Maintenance
Residential | Res ¦ ECM MOTORS FOR HVAC APPLICATION (FAN-POWERED VAV BOX) | 2038 | Achievable | GWh | Before Competition Groups | 2.9954 | 0 | 0 | 7550.384 | 0.00039672 | 60 | Residential_2038_Achievable_GWh_Before Competition Groups_60 | ECM MOTORS FOR HVAC APPLICATION (FAN-POWERED VAV BOX) | 0.03967% | 0 | 2.9954 | Residential_2038_Achievable_GWh_Before Competition Groups_ECM MOTORS FOR HVAC APPLICATION (FAN-POWERED VAV BOX)
Residential | Res ¦ DHW Recirculation Systems | 2038 | Achievable | GWh | Before Competition Groups | 2.537 | 0 | 0 | 7550.384 | 0.00033602 | 61 | Residential_2038_Achievable_GWh_Before Competition Groups_61 | DHW Recirculation Systems | 0.0336% | 0 | 2.537 | Residential_2038_Achievable_GWh_Before Competition Groups_DHW Recirculation Systems
Residential | Res ¦ VFD on Pumps | 2038 | Economic | GWh | Before Competition Groups | 4.6038 | 0 | 0 | 14798.3209 | 0.0003111 | 62 | Residential_2038_Economic_GWh_Before Competition Groups_62 | VFD on Pumps | 0.03111% | 0 | 4.6038 | Residential_2038_Economic_GWh_Before Competition Groups_VFD on Pumps
Residential | Res ¦ Beverage Vending Machine Controls | 2038 | Achievable | GWh | Before Competition Groups | 2.1194 | 0 | 0 | 7550.384 | 0.0002807 | 62 | Residential_2038_Achievable_GWh_Before Competition Groups_62 | Beverage Vending Machine Controls | 0.02807% | 0 | 2.1194 | Residential_2038_Achievable_GWh_Before Competition Groups_Beverage Vending Machine Controls
Residential | Res ¦ Heat Pump Water Heater | 2038 | Achievable | GWh | Before Competition Groups | 1.9737 | 0 | 0 | 7550.384 | 0.0002614 | 63 | Residential_2038_Achievable_GWh_Before Competition Groups_63 | Heat Pump Water Heater | 0.02614% | 0 | 1.9737 | Residential_2038_Achievable_GWh_Before Competition Groups_Heat Pump Water Heater
Residential | Res ¦ ENERGY STAR LED Lamps (General Service Lamps) | 2038 | Economic | GWh | Before Competition Groups | 3.5235 | 0 | 0 | 14798.3209 | 0.0002381 | 63 | Residential_2038_Economic_GWh_Before Competition Groups_63 | ENERGY STAR LED Lamps (General Service Lamps) | 0.02381% | 0 | 3.5235 | Residential_2038_Economic_GWh_Before Competition Groups_ENERGY STAR LED Lamps (General Service Lamps)
Residential | Res ¦ ECM MOTORS FOR HVAC APPLICATION (FAN-POWERED VAV BOX) | 2038 | Economic | GWh | Before Competition Groups | 3.3748 | 0 | 0 | 14798.3209 | 0.00022805 | 64 | Residential_2038_Economic_GWh_Before Competition Groups_64 | ECM MOTORS FOR HVAC APPLICATION (FAN-POWERED VAV BOX) | 0.02281% | 0 | 3.3748 | Residential_2038_Economic_GWh_Before Competition Groups_ECM MOTORS FOR HVAC APPLICATION (FAN-POWERED VAV BOX)
Residential | Res ¦ VFD on Pumps | 2038 | Technical | GWh | Before Competition Groups | 4.6038 | 0 | 0 | 21911.2615 | 0.00021011 | 82 | Residential_2038_Technical_GWh_Before Competition Groups_82 | VFD on Pumps | 0.02101% | 0 | 4.6038 | Residential_2038_Technical_GWh_Before Competition Groups_VFD on Pumps
Residential | Res ¦ Beverage Vending Machine Controls | 2038 | Economic | GWh | Before Competition Groups | 2.4005 | 0 | 0 | 14798.3209 | 0.00016222 | 65 | Residential_2038_Economic_GWh_Before Competition Groups_65 | Beverage Vending Machine Controls | 0.01622% | 0 | 2.4005 | Residential_2038_Economic_GWh_Before Competition Groups_Beverage Vending Machine Controls
Residential | Res ¦ ENERGY STAR LED Lamps (General Service Lamps) | 2038 | Technical | GWh | Before Competition Groups | 3.5235 | 0 | 0 | 21911.2615 | 0.00016081 | 83 | Residential_2038_Technical_GWh_Before Competition Groups_83 | ENERGY STAR LED Lamps (General Service Lamps) | 0.01608% | 0 | 3.5235 | Residential_2038_Technical_GWh_Before Competition Groups_ENERGY STAR LED Lamps (General Service Lamps)
Residential | Res ¦ ECM MOTORS FOR HVAC APPLICATION (FAN-POWERED VAV BOX) | 2038 | Technical | GWh | Before Competition Groups | 3.3748 | 0 | 0 | 21911.2615 | 0.00015402 | 84 | Residential_2038_Technical_GWh_Before Competition Groups_84 | ECM MOTORS FOR HVAC APPLICATION (FAN-POWERED VAV BOX) | 0.0154% | 0 | 3.3748 | Residential_2038_Technical_GWh_Before Competition Groups_ECM MOTORS FOR HVAC APPLICATION (FAN-POWERED VAV BOX)
Residential | Res ¦ HVAC Optimization | 2038 | Technical | GWh | Before Competition Groups | 3.2456 | 0 | 0 | 21911.2615 | 0.00014812 | 85 | Residential_2038_Technical_GWh_Before Competition Groups_85 | HVAC Optimization | 0.01481% | 0 | 3.2456 | Residential_2038_Technical_GWh_Before Competition Groups_HVAC Optimization
Residential | Res ¦ Beverage Vending Machine Controls | 2038 | Technical | GWh | Before Competition Groups | 2.4005 | 0 | 0 | 21911.2615 | 0.00010956 | 86 | Residential_2038_Technical_GWh_Before Competition Groups_86 | Beverage Vending Machine Controls | 0.01096% | 0 | 2.4005 | Residential_2038_Technical_GWh_Before Competition Groups_Beverage Vending Machine Controls
Residential | Res ¦ Air Source Heat Pump | 2038 | Achievable | GWh | Before Competition Groups | 0.5721 | 0 | 0 | 7550.384 | 7.5771e-05 | 64 | Residential_2038_Achievable_GWh_Before Competition Groups_64 | Air Source Heat Pump | 0.007577% | 0 | 0.5721 | Residential_2038_Achievable_GWh_Before Competition Groups_Air Source Heat Pump
Residential | Res ¦ Chilled Water Optimization | 2038 | Achievable | GWh | Before Competition Groups | 0.34345 | 0 | 0 | 7550.384 | 4.5488e-05 | 65 | Residential_2038_Achievable_GWh_Before Competition Groups_65 | Chilled Water Optimization | 0.004549% | 0 | 0.34345 | Residential_2038_Achievable_GWh_Before Competition Groups_Chilled Water Optimization
Residential | Res ¦ Networked/ Connected - Indoor LED Luminaire | 2038 | Achievable | GWh | Before Competition Groups | 0.30283 | 0 | 0 | 7550.384 | 4.0108e-05 | 66 | Residential_2038_Achievable_GWh_Before Competition Groups_66 | Networked/ Connected - Indoor LED Luminaire | 0.004011% | 0 | 0.30283 | Residential_2038_Achievable_GWh_Before Competition Groups_Networked/ Connected - Indoor LED Luminaire
Residential | Res ¦ Wall Insulation MF | 2038 | Economic | GWh | Before Competition Groups | 0.53618 | 0 | 0 | 14798.3209 | 3.6233e-05 | 66 | Residential_2038_Economic_GWh_Before Competition Groups_66 | Wall Insulation MF | 0.003623% | 0 | 0.53618 | Residential_2038_Economic_GWh_Before Competition Groups_Wall Insulation MF
Residential | Res ¦ Chilled Water Optimization | 2038 | Economic | GWh | Before Competition Groups | 0.48092 | 0 | 0 | 14798.3209 | 3.2498e-05 | 67 | Residential_2038_Economic_GWh_Before Competition Groups_67 | Chilled Water Optimization | 0.00325% | 0 | 0.48092 | Residential_2038_Economic_GWh_Before Competition Groups_Chilled Water Optimization
Residential | Res ¦ LED High Bay Fixture | 2038 | Achievable | GWh | Before Competition Groups | 0.22174 | 0 | 0 | 7550.384 | 2.9368e-05 | 67 | Residential_2038_Achievable_GWh_Before Competition Groups_67 | LED High Bay Fixture | 0.002937% | 0 | 0.22174 | Residential_2038_Achievable_GWh_Before Competition Groups_LED High Bay Fixture
Residential | Res ¦ Wall Insulation MF | 2038 | Technical | GWh | Before Competition Groups | 0.56011 | 0 | 0 | 21911.2615 | 2.5563e-05 | 87 | Residential_2038_Technical_GWh_Before Competition Groups_87 | Wall Insulation MF | 0.002556% | 0 | 0.56011 | Residential_2038_Technical_GWh_Before Competition Groups_Wall Insulation MF
Residential | Res ¦ Chilled Water Optimization | 2038 | Technical | GWh | Before Competition Groups | 0.48092 | 0 | 0 | 21911.2615 | 2.1948e-05 | 88 | Residential_2038_Technical_GWh_Before Competition Groups_88 | Chilled Water Optimization | 0.002195% | 0 | 0.48092 | Residential_2038_Technical_GWh_Before Competition Groups_Chilled Water Optimization
Residential | Res ¦ LED High Bay Fixture | 2038 | Economic | GWh | Before Competition Groups | 0.25388 | 0 | 0 | 14798.3209 | 1.7156e-05 | 68 | Residential_2038_Economic_GWh_Before Competition Groups_68 | LED High Bay Fixture | 0.001716% | 0 | 0.25388 | Residential_2038_Economic_GWh_Before Competition Groups_LED High Bay Fixture
Residential | Res ¦ LED Recessed Downlights | 2038 | Technical | GWh | Before Competition Groups | 0.29533 | 0 | 0 | 21911.2615 | 1.3478e-05 | 89 | Residential_2038_Technical_GWh_Before Competition Groups_89 | LED Recessed Downlights | 0.001348% | 0 | 0.29533 | Residential_2038_Technical_GWh_Before Competition Groups_LED Recessed Downlights
Residential | Res ¦ LED High Bay Fixture | 2038 | Technical | GWh | Before Competition Groups | 0.25388 | 0 | 0 | 21911.2615 | 1.1587e-05 | 90 | Residential_2038_Technical_GWh_Before Competition Groups_90 | LED High Bay Fixture | 0.001159% | 0 | 0.25388 | Residential_2038_Technical_GWh_Before Competition Groups_LED High Bay Fixture
Residential | Res ¦ Solar Water Preheat (Pools/DHW) | 2038 | Technical | GWh | Before Competition Groups | 0.1201 | 0 | 0 | 21911.2615 | 5.4813e-06 | 91 | Residential_2038_Technical_GWh_Before Competition Groups_91 | Solar Water Preheat (Pools/DHW) | 0.0005481% | 0 | 0.1201 | Residential_2038_Technical_GWh_Before Competition Groups_Solar Water Preheat (Pools/DHW)
Residential | Res ¦ Wall Insulation MF | 2038 | Achievable | GWh | Before Competition Groups | 0.030185 | 0 | 0 | 7550.384 | 3.9978e-06 | 68 | Residential_2038_Achievable_GWh_Before Competition Groups_68 | Wall Insulation MF | 0.0003998% | 0 | 0.030185 | Residential_2038_Achievable_GWh_Before Competition Groups_Wall Insulation MF
Residential | Res ¦ Photocell Controls (Outdoor) | 2038 | Technical | GWh | Before Competition Groups | 0.00031435 | 0 | 0 | 21911.2615 | 1.4347e-08 | 92 | Residential_2038_Technical_GWh_Before Competition Groups_92 | Photocell Controls (Outdoor) | 1.435e-06% | 0 | 0.00031435 | Residential_2038_Technical_GWh_Before Competition Groups_Photocell Controls (Outdoor)
Residential | Res ¦ Lighting Motion Sensors, Timers, Dimmers | 2038 | Achievable | GWh | Before Competition Groups | 0 | 0 | 0 | 7550.384 | 0 | 69 | Residential_2038_Achievable_GWh_Before Competition Groups_69 | Lighting Motion Sensors, Timers, Dimmers | 0% | 0 | 0 | Residential_2038_Achievable_GWh_Before Competition Groups_Lighting Motion Sensors, Timers, Dimmers
Residential | Res ¦ Lighting Motion Sensors, Timers, Dimmers | 2038 | Economic | GWh | Before Competition Groups | 0 | 0 | 0 | 14798.3209 | 0 | 69 | Residential_2038_Economic_GWh_Before Competition Groups_69 | Lighting Motion Sensors, Timers, Dimmers | 0% | 0 | 0 | Residential_2038_Economic_GWh_Before Competition Groups_Lighting Motion Sensors, Timers, Dimmers
Residential | Res ¦ Energy Star A Line, PAR, MR Lamps | 2039 | Economic | GWh | Before Competition Groups | 1863.2005 | 0 | 0 | 15161.8653 | 0.12289 | 1 | Residential_2039_Economic_GWh_Before Competition Groups_1 | Energy Star A Line, PAR, MR Lamps | 12.29% | 0 | 1863.2005 | Residential_2039_Economic_GWh_Before Competition Groups_Energy Star A Line, PAR, MR Lamps
Residential | Res ¦ Energy Star LED Bulbs General Purpose LEDs | 2039 | Economic | GWh | Before Competition Groups | 1690.4314 | 0 | 0 | 15161.8653 | 0.11149 | 2 | Residential_2039_Economic_GWh_Before Competition Groups_2 | Energy Star LED Bulbs General Purpose LEDs | 11.15% | 0 | 1690.4314 | Residential_2039_Economic_GWh_Before Competition Groups_Energy Star LED Bulbs General Purpose LEDs
Residential | Res ¦ Smart Power Bar | 2039 | Achievable | GWh | Before Competition Groups | 852.6255 | 0 | 0 | 7939.6626 | 0.10739 | 1 | Residential_2039_Achievable_GWh_Before Competition Groups_1 | Smart Power Bar | 10.74% | 0 | 852.6255 | Residential_2039_Achievable_GWh_Before Competition Groups_Smart Power Bar
Residential | Res ¦ Energy Star LED Specialty Bulbs | 2039 | Economic | GWh | Before Competition Groups | 1496.6435 | 0 | 0 | 15161.8653 | 0.098711 | 3 | Residential_2039_Economic_GWh_Before Competition Groups_3 | Energy Star LED Specialty Bulbs | 9.871% | 0 | 1496.6435 | Residential_2039_Economic_GWh_Before Competition Groups_Energy Star LED Specialty Bulbs
Residential | Res ¦ Smart Power Bar | 2039 | Economic | GWh | Before Competition Groups | 1336.881 | 0 | 0 | 15161.8653 | 0.088174 | 4 | Residential_2039_Economic_GWh_Before Competition Groups_4 | Smart Power Bar | 8.817% | 0 | 1336.881 | Residential_2039_Economic_GWh_Before Competition Groups_Smart Power Bar
Residential | Res ¦ Energy Star A Line, PAR, MR Lamps | 2039 | Technical | GWh | Before Competition Groups | 1863.2005 | 0 | 0 | 22280.7919 | 0.083624 | 1 | Residential_2039_Technical_GWh_Before Competition Groups_1 | Energy Star A Line, PAR, MR Lamps | 8.362% | 0 | 1863.2005 | Residential_2039_Technical_GWh_Before Competition Groups_Energy Star A Line, PAR, MR Lamps
Residential | Res ¦ Energy Star Clothes Washer | 2039 | Achievable | GWh | Before Competition Groups | 660.1384 | 0 | 0 | 7939.6626 | 0.083144 | 2 | Residential_2039_Achievable_GWh_Before Competition Groups_2 | Energy Star Clothes Washer | 8.314% | 0 | 660.1384 | Residential_2039_Achievable_GWh_Before Competition Groups_Energy Star Clothes Washer
Residential | Res ¦ Energy Star LED Bulbs General Purpose LEDs | 2039 | Technical | GWh | Before Competition Groups | 1690.4314 | 0 | 0 | 22280.7919 | 0.075869 | 2 | Residential_2039_Technical_GWh_Before Competition Groups_2 | Energy Star LED Bulbs General Purpose LEDs | 7.587% | 0 | 1690.4314 | Residential_2039_Technical_GWh_Before Competition Groups_Energy Star LED Bulbs General Purpose LEDs
Residential | Res ¦ Energy Star LED Specialty Bulbs | 2039 | Technical | GWh | Before Competition Groups | 1496.6435 | 0 | 0 | 22280.7919 | 0.067172 | 3 | Residential_2039_Technical_GWh_Before Competition Groups_3 | Energy Star LED Specialty Bulbs | 6.717% | 0 | 1496.6435 | Residential_2039_Technical_GWh_Before Competition Groups_Energy Star LED Specialty Bulbs
Residential | Res ¦ Ductless Mini-Split Heat Pump | 2039 | Achievable | GWh | Before Competition Groups | 522.043 | 0 | 0 | 7939.6626 | 0.065751 | 3 | Residential_2039_Achievable_GWh_Before Competition Groups_3 | Ductless Mini-Split Heat Pump | 6.575% | 0 | 522.043 | Residential_2039_Achievable_GWh_Before Competition Groups_Ductless Mini-Split Heat Pump
Residential | Res ¦ Energy Star LED Bulbs General Purpose LEDs | 2039 | Achievable | GWh | Before Competition Groups | 486.9232 | 0 | 0 | 7939.6626 | 0.061328 | 4 | Residential_2039_Achievable_GWh_Before Competition Groups_4 | Energy Star LED Bulbs General Purpose LEDs | 6.133% | 0 | 486.9232 | Residential_2039_Achievable_GWh_Before Competition Groups_Energy Star LED Bulbs General Purpose LEDs
Residential | Res ¦ Smart Power Bar | 2039 | Technical | GWh | Before Competition Groups | 1336.881 | 0 | 0 | 22280.7919 | 0.060002 | 4 | Residential_2039_Technical_GWh_Before Competition Groups_4 | Smart Power Bar | 6% | 0 | 1336.881 | Residential_2039_Technical_GWh_Before Competition Groups_Smart Power Bar
Residential | Res ¦ Energy Star LED Specialty Bulbs | 2039 | Achievable | GWh | Before Competition Groups | 436.3491 | 0 | 0 | 7939.6626 | 0.054958 | 5 | Residential_2039_Achievable_GWh_Before Competition Groups_5 | Energy Star LED Specialty Bulbs | 5.496% | 0 | 436.3491 | Residential_2039_Achievable_GWh_Before Competition Groups_Energy Star LED Specialty Bulbs
Residential | Res ¦ Ductless Mini-Split Heat Pump | 2039 | Economic | GWh | Before Competition Groups | 782.3245 | 0 | 0 | 15161.8653 | 0.051598 | 5 | Residential_2039_Economic_GWh_Before Competition Groups_5 | Ductless Mini-Split Heat Pump | 5.16% | 0 | 782.3245 | Residential_2039_Economic_GWh_Before Competition Groups_Ductless Mini-Split Heat Pump
Residential | Res ¦ Energy Star Clothes Washer | 2039 | Economic | GWh | Before Competition Groups | 778.3594 | 0 | 0 | 15161.8653 | 0.051337 | 6 | Residential_2039_Economic_GWh_Before Competition Groups_6 | Energy Star Clothes Washer | 5.134% | 0 | 778.3594 | Residential_2039_Economic_GWh_Before Competition Groups_Energy Star Clothes Washer
Residential | Res ¦ Variable Speed Pool Pump Motor | 2039 | Achievable | GWh | Before Competition Groups | 402.9609 | 0 | 0 | 7939.6626 | 0.050753 | 6 | Residential_2039_Achievable_GWh_Before Competition Groups_6 | Variable Speed Pool Pump Motor | 5.075% | 0 | 402.9609 | Residential_2039_Achievable_GWh_Before Competition Groups_Variable Speed Pool Pump Motor
Residential | Res ¦ Networked/ Connected - Indoor LED Lamp | 2039 | Technical | GWh | Before Competition Groups | 1129.4985 | 0 | 0 | 22280.7919 | 0.050694 | 5 | Residential_2039_Technical_GWh_Before Competition Groups_5 | Networked/ Connected - Indoor LED Lamp | 5.069% | 0 | 1129.4985 | Residential_2039_Technical_GWh_Before Competition Groups_Networked/ Connected - Indoor LED Lamp
Residential | Res ¦ Car Block Heater Timer | 2039 | Achievable | GWh | Before Competition Groups | 378.7344 | 0 | 0 | 7939.6626 | 0.047702 | 7 | Residential_2039_Achievable_GWh_Before Competition Groups_7 | Car Block Heater Timer | 4.77% | 0 | 378.7344 | Residential_2039_Achievable_GWh_Before Competition Groups_Car Block Heater Timer
Residential | Res ¦ Adaptive Thermostat | 2039 | Economic | GWh | Before Competition Groups | 722.0221 | 0 | 0 | 15161.8653 | 0.047621 | 7 | Residential_2039_Economic_GWh_Before Competition Groups_7 | Adaptive Thermostat | 4.762% | 0 | 722.0221 | Residential_2039_Economic_GWh_Before Competition Groups_Adaptive Thermostat
Residential | Res ¦ Smart Burners | 2039 | Economic | GWh | Before Competition Groups | 679.1083 | 0 | 0 | 15161.8653 | 0.044791 | 8 | Residential_2039_Economic_GWh_Before Competition Groups_8 | Smart Burners | 4.479% | 0 | 679.1083 | Residential_2039_Economic_GWh_Before Competition Groups_Smart Burners
Residential | Res ¦ Energy Star A Line, PAR, MR Lamps | 2039 | Achievable | GWh | Before Competition Groups | 353.1012 | 0 | 0 | 7939.6626 | 0.044473 | 8 | Residential_2039_Achievable_GWh_Before Competition Groups_8 | Energy Star A Line, PAR, MR Lamps | 4.447% | 0 | 353.1012 | Residential_2039_Achievable_GWh_Before Competition Groups_Energy Star A Line, PAR, MR Lamps
Residential | Res ¦ Energy Star Refrigerator | 2039 | Technical | GWh | Before Competition Groups | 974.0875 | 0 | 0 | 22280.7919 | 0.043719 | 6 | Residential_2039_Technical_GWh_Before Competition Groups_6 | Energy Star Refrigerator | 4.372% | 0 | 974.0875 | Residential_2039_Technical_GWh_Before Competition Groups_Energy Star Refrigerator
Residential | Res ¦ Adaptive Thermostat | 2039 | Achievable | GWh | Before Competition Groups | 346.3845 | 0 | 0 | 7939.6626 | 0.043627 | 9 | Residential_2039_Achievable_GWh_Before Competition Groups_9 | Adaptive Thermostat | 4.363% | 0 | 346.3845 | Residential_2039_Achievable_GWh_Before Competition Groups_Adaptive Thermostat
Residential | Res ¦ Building Recommissioning, Operations and Maintenance (O&M) Improvements | 2039 | Achievable | GWh | Before Competition Groups | 316.4554 | 0 | 0 | 7939.6626 | 0.039858 | 10 | Residential_2039_Achievable_GWh_Before Competition Groups_10 | Building Recommissioning, Operations and Maintenance (O&M) Improvements | 3.986% | 0 | 316.4554 | Residential_2039_Achievable_GWh_Before Competition Groups_Building Recommissioning, Operations and Maintenance (O&M) Improvements
Residential | Res ¦ Smart Burners | 2039 | Technical | GWh | Before Competition Groups | 875.4401 | 0 | 0 | 22280.7919 | 0.039291 | 7 | Residential_2039_Technical_GWh_Before Competition Groups_7 | Smart Burners | 3.929% | 0 | 875.4401 | Residential_2039_Technical_GWh_Before Competition Groups_Smart Burners
Residential | Res ¦ Smart Burners | 2039 | Achievable | GWh | Before Competition Groups | 302.0494 | 0 | 0 | 7939.6626 | 0.038043 | 11 | Residential_2039_Achievable_GWh_Before Competition Groups_11 | Smart Burners | 3.804% | 0 | 302.0494 | Residential_2039_Achievable_GWh_Before Competition Groups_Smart Burners
Residential | Res ¦ Energy Star Torchiere | 2039 | Achievable | GWh | Before Competition Groups | 300.1433 | 0 | 0 | 7939.6626 | 0.037803 | 12 | Residential_2039_Achievable_GWh_Before Competition Groups_12 | Energy Star Torchiere | 3.78% | 0 | 300.1433 | Residential_2039_Achievable_GWh_Before Competition Groups_Energy Star Torchiere
Residential | Res ¦ Ductless Mini-Split Heat Pump | 2039 | Technical | GWh | Before Competition Groups | 782.3245 | 0 | 0 | 22280.7919 | 0.035112 | 8 | Residential_2039_Technical_GWh_Before Competition Groups_8 | Ductless Mini-Split Heat Pump | 3.511% | 0 | 782.3245 | Residential_2039_Technical_GWh_Before Competition Groups_Ductless Mini-Split Heat Pump
Residential | Res ¦ Energy Star Clothes Washer | 2039 | Technical | GWh | Before Competition Groups | 778.3594 | 0 | 0 | 22280.7919 | 0.034934 | 9 | Residential_2039_Technical_GWh_Before Competition Groups_9 | Energy Star Clothes Washer | 3.493% | 0 | 778.3594 | Residential_2039_Technical_GWh_Before Competition Groups_Energy Star Clothes Washer
Residential | Res ¦ Energy Star Ground Source Heat Pump | 2039 | Technical | GWh | Before Competition Groups | 759.9312 | 0 | 0 | 22280.7919 | 0.034107 | 10 | Residential_2039_Technical_GWh_Before Competition Groups_10 | Energy Star Ground Source Heat Pump | 3.411% | 0 | 759.9312 | Residential_2039_Technical_GWh_Before Competition Groups_Energy Star Ground Source Heat Pump
Residential | Res ¦ Adaptive Thermostat | 2039 | Technical | GWh | Before Competition Groups | 722.0221 | 0 | 0 | 22280.7919 | 0.032406 | 11 | Residential_2039_Technical_GWh_Before Competition Groups_11 | Adaptive Thermostat | 3.241% | 0 | 722.0221 | Residential_2039_Technical_GWh_Before Competition Groups_Adaptive Thermostat
Residential | Res ¦ Air Sealing | 2039 | Economic | GWh | Before Competition Groups | 473.7627 | 0 | 0 | 15161.8653 | 0.031247 | 9 | Residential_2039_Economic_GWh_Before Competition Groups_9 | Air Sealing | 3.125% | 0 | 473.7627 | Residential_2039_Economic_GWh_Before Competition Groups_Air Sealing
Residential | Res ¦ Heat Pump Clothes Dryer | 2039 | Technical | GWh | Before Competition Groups | 663.1625 | 0 | 0 | 22280.7919 | 0.029764 | 12 | Residential_2039_Technical_GWh_Before Competition Groups_12 | Heat Pump Clothes Dryer | 2.976% | 0 | 663.1625 | Residential_2039_Technical_GWh_Before Competition Groups_Heat Pump Clothes Dryer
Residential | Res ¦ Energy Star Light Fixture | 2039 | Achievable | GWh | Before Competition Groups | 228.6796 | 0 | 0 | 7939.6626 | 0.028802 | 13 | Residential_2039_Achievable_GWh_Before Competition Groups_13 | Energy Star Light Fixture | 2.88% | 0 | 228.6796 | Residential_2039_Achievable_GWh_Before Competition Groups_Energy Star Light Fixture
Residential | Res ¦ Energy Star Air Source Heat Pump | 2039 | Economic | GWh | Before Competition Groups | 429.0851 | 0 | 0 | 15161.8653 | 0.0283 | 10 | Residential_2039_Economic_GWh_Before Competition Groups_10 | Energy Star Air Source Heat Pump | 2.83% | 0 | 429.0851 | Residential_2039_Economic_GWh_Before Competition Groups_Energy Star Air Source Heat Pump
Residential | Res ¦ Car Block Heater Timer | 2039 | Economic | GWh | Before Competition Groups | 387.5147 | 0 | 0 | 15161.8653 | 0.025559 | 11 | Residential_2039_Economic_GWh_Before Competition Groups_11 | Car Block Heater Timer | 2.556% | 0 | 387.5147 | Residential_2039_Economic_GWh_Before Competition Groups_Car Block Heater Timer
Residential | Res ¦ Energy Star Torchiere | 2039 | Economic | GWh | Before Competition Groups | 385.8106 | 0 | 0 | 15161.8653 | 0.025446 | 12 | Residential_2039_Economic_GWh_Before Competition Groups_12 | Energy Star Torchiere | 2.545% | 0 | 385.8106 | Residential_2039_Economic_GWh_Before Competition Groups_Energy Star Torchiere
Residential | Res ¦ Air Sealing | 2039 | Achievable | GWh | Before Competition Groups | 196.2221 | 0 | 0 | 7939.6626 | 0.024714 | 14 | Residential_2039_Achievable_GWh_Before Competition Groups_14 | Air Sealing | 2.471% | 0 | 196.2221 | Residential_2039_Achievable_GWh_Before Competition Groups_Air Sealing
Residential | Res ¦ Induction Cooking Stove Top | 2039 | Technical | GWh | Before Competition Groups | 539.2711 | 0 | 0 | 22280.7919 | 0.024203 | 13 | Residential_2039_Technical_GWh_Before Competition Groups_13 | Induction Cooking Stove Top | 2.42% | 0 | 539.2711 | Residential_2039_Technical_GWh_Before Competition Groups_Induction Cooking Stove Top
Residential | Res ¦ Variable Speed Pool Pump Motor | 2039 | Economic | GWh | Before Competition Groups | 355.479 | 0 | 0 | 15161.8653 | 0.023446 | 13 | Residential_2039_Economic_GWh_Before Competition Groups_13 | Variable Speed Pool Pump Motor | 2.345% | 0 | 355.479 | Residential_2039_Economic_GWh_Before Competition Groups_Variable Speed Pool Pump Motor
Residential | Res ¦ Air Sealing | 2039 | Technical | GWh | Before Competition Groups | 473.7627 | 0 | 0 | 22280.7919 | 0.021263 | 14 | Residential_2039_Technical_GWh_Before Competition Groups_14 | Air Sealing | 2.126% | 0 | 473.7627 | Residential_2039_Technical_GWh_Before Competition Groups_Air Sealing
Residential | Res ¦ Energy Star Light Fixture | 2039 | Economic | GWh | Before Competition Groups | 317.7411 | 0 | 0 | 15161.8653 | 0.020957 | 14 | Residential_2039_Economic_GWh_Before Competition Groups_14 | Energy Star Light Fixture | 2.096% | 0 | 317.7411 | Residential_2039_Economic_GWh_Before Competition Groups_Energy Star Light Fixture
Residential | Res ¦ Energy Star Light Fixture | 2039 | Technical | GWh | Before Competition Groups | 462.971 | 0 | 0 | 22280.7919 | 0.020779 | 15 | Residential_2039_Technical_GWh_Before Competition Groups_15 | Energy Star Light Fixture | 2.078% | 0 | 462.971 | Residential_2039_Technical_GWh_Before Competition Groups_Energy Star Light Fixture
Residential | Res ¦ Energy Star Central Air Conditioner | 2039 | Technical | GWh | Before Competition Groups | 458.8797 | 0 | 0 | 22280.7919 | 0.020595 | 16 | Residential_2039_Technical_GWh_Before Competition Groups_16 | Energy Star Central Air Conditioner | 2.06% | 0 | 458.8797 | Residential_2039_Technical_GWh_Before Competition Groups_Energy Star Central Air Conditioner
Residential | Res ¦ Energy Star Air Source Heat Pump | 2039 | Achievable | GWh | Before Competition Groups | 163.4319 | 0 | 0 | 7939.6626 | 0.020584 | 15 | Residential_2039_Achievable_GWh_Before Competition Groups_15 | Energy Star Air Source Heat Pump | 2.058% | 0 | 163.4319 | Residential_2039_Achievable_GWh_Before Competition Groups_Energy Star Air Source Heat Pump
Residential | Res ¦ Comprehensive Draft Proofing | 2039 | Achievable | GWh | Before Competition Groups | 158.9247 | 0 | 0 | 7939.6626 | 0.020017 | 16 | Residential_2039_Achievable_GWh_Before Competition Groups_16 | Comprehensive Draft Proofing | 2.002% | 0 | 158.9247 | Residential_2039_Achievable_GWh_Before Competition Groups_Comprehensive Draft Proofing
Residential | Res ¦ Energy Star Air Source Heat Pump | 2039 | Technical | GWh | Before Competition Groups | 429.0851 | 0 | 0 | 22280.7919 | 0.019258 | 17 | Residential_2039_Technical_GWh_Before Competition Groups_17 | Energy Star Air Source Heat Pump | 1.926% | 0 | 429.0851 | Residential_2039_Technical_GWh_Before Competition Groups_Energy Star Air Source Heat Pump
Residential | Res ¦ Building Recommissioning, Operations and Maintenance (O&M) Improvements | 2039 | Economic | GWh | Before Competition Groups | 279.1623 | 0 | 0 | 15161.8653 | 0.018412 | 15 | Residential_2039_Economic_GWh_Before Competition Groups_15 | Building Recommissioning, Operations and Maintenance (O&M) Improvements | 1.841% | 0 | 279.1623 | Residential_2039_Economic_GWh_Before Competition Groups_Building Recommissioning, Operations and Maintenance (O&M) Improvements
Residential | Res ¦ Heavy Duty Outdoor/Holiday Plug-in Timers | 2039 | Achievable | GWh | Before Competition Groups | 142.0458 | 0 | 0 | 7939.6626 | 0.017891 | 17 | Residential_2039_Achievable_GWh_Before Competition Groups_17 | Heavy Duty Outdoor/Holiday Plug-in Timers | 1.789% | 0 | 142.0458 | Residential_2039_Achievable_GWh_Before Competition Groups_Heavy Duty Outdoor/Holiday Plug-in Timers
Residential | Res ¦ Car Block Heater Timer | 2039 | Technical | GWh | Before Competition Groups | 387.5147 | 0 | 0 | 22280.7919 | 0.017392 | 18 | Residential_2039_Technical_GWh_Before Competition Groups_18 | Car Block Heater Timer | 1.739% | 0 | 387.5147 | Residential_2039_Technical_GWh_Before Competition Groups_Car Block Heater Timer
Residential | Res ¦ Energy Star Torchiere | 2039 | Technical | GWh | Before Competition Groups | 385.8106 | 0 | 0 | 22280.7919 | 0.017316 | 19 | Residential_2039_Technical_GWh_Before Competition Groups_19 | Energy Star Torchiere | 1.732% | 0 | 385.8106 | Residential_2039_Technical_GWh_Before Competition Groups_Energy Star Torchiere
Residential | Res ¦ Energy Star Clothes Dryer | 2039 | Technical | GWh | Before Competition Groups | 378.7776 | 0 | 0 | 22280.7919 | 0.017 | 20 | Residential_2039_Technical_GWh_Before Competition Groups_20 | Energy Star Clothes Dryer | 1.7% | 0 | 378.7776 | Residential_2039_Technical_GWh_Before Competition Groups_Energy Star Clothes Dryer
Residential | Res ¦ Basement Wall Insulation | 2039 | Economic | GWh | Before Competition Groups | 248.1423 | 0 | 0 | 15161.8653 | 0.016366 | 16 | Residential_2039_Economic_GWh_Before Competition Groups_16 | Basement Wall Insulation | 1.637% | 0 | 248.1423 | Residential_2039_Economic_GWh_Before Competition Groups_Basement Wall Insulation
Residential | Res ¦ Ductless Mini-Split Air Conditioner | 2039 | Technical | GWh | Before Competition Groups | 364.1481 | 0 | 0 | 22280.7919 | 0.016344 | 21 | Residential_2039_Technical_GWh_Before Competition Groups_21 | Ductless Mini-Split Air Conditioner | 1.634% | 0 | 364.1481 | Residential_2039_Technical_GWh_Before Competition Groups_Ductless Mini-Split Air Conditioner
Residential | Res ¦ Energy Star Windows | 2039 | Economic | GWh | Before Competition Groups | 247.4016 | 0 | 0 | 15161.8653 | 0.016317 | 17 | Residential_2039_Economic_GWh_Before Competition Groups_17 | Energy Star Windows | 1.632% | 0 | 247.4016 | Residential_2039_Economic_GWh_Before Competition Groups_Energy Star Windows
Residential | Res ¦ Variable Speed Pool Pump Motor | 2039 | Technical | GWh | Before Competition Groups | 355.479 | 0 | 0 | 22280.7919 | 0.015955 | 22 | Residential_2039_Technical_GWh_Before Competition Groups_22 | Variable Speed Pool Pump Motor | 1.595% | 0 | 355.479 | Residential_2039_Technical_GWh_Before Competition Groups_Variable Speed Pool Pump Motor
Residential | Res ¦ LED Parking Lot Fixture | 2039 | Achievable | GWh | Before Competition Groups | 110.1049 | 0 | 0 | 7939.6626 | 0.013868 | 18 | Residential_2039_Achievable_GWh_Before Competition Groups_18 | LED Parking Lot Fixture | 1.387% | 0 | 110.1049 | Residential_2039_Achievable_GWh_Before Competition Groups_LED Parking Lot Fixture
Residential | Res ¦ Occupancy Sensors MF | 2039 | Achievable | GWh | Before Competition Groups | 109.5861 | 0 | 0 | 7939.6626 | 0.013802 | 19 | Residential_2039_Achievable_GWh_Before Competition Groups_19 | Occupancy Sensors MF | 1.38% | 0 | 109.5861 | Residential_2039_Achievable_GWh_Before Competition Groups_Occupancy Sensors MF
Residential | Res ¦ Basement or Crawlspace Insulation | 2039 | Economic | GWh | Before Competition Groups | 206.4858 | 0 | 0 | 15161.8653 | 0.013619 | 18 | Residential_2039_Economic_GWh_Before Competition Groups_18 | Basement or Crawlspace Insulation | 1.362% | 0 | 206.4858 | Residential_2039_Economic_GWh_Before Competition Groups_Basement or Crawlspace Insulation
Residential | Res ¦ Energy Star Clothes Dryer | 2039 | Achievable | GWh | Before Competition Groups | 106.3643 | 0 | 0 | 7939.6626 | 0.013397 | 20 | Residential_2039_Achievable_GWh_Before Competition Groups_20 | Energy Star Clothes Dryer | 1.34% | 0 | 106.3643 | Residential_2039_Achievable_GWh_Before Competition Groups_Energy Star Clothes Dryer
Residential | Res ¦ Basement Wall Insulation | 2039 | Achievable | GWh | Before Competition Groups | 102.7822 | 0 | 0 | 7939.6626 | 0.012945 | 21 | Residential_2039_Achievable_GWh_Before Competition Groups_21 | Basement Wall Insulation | 1.295% | 0 | 102.7822 | Residential_2039_Achievable_GWh_Before Competition Groups_Basement Wall Insulation
Residential | Res ¦ Passive Attic Ventilation | 2039 | Technical | GWh | Before Competition Groups | 284.0408 | 0 | 0 | 22280.7919 | 0.012748 | 23 | Residential_2039_Technical_GWh_Before Competition Groups_23 | Passive Attic Ventilation | 1.275% | 0 | 284.0408 | Residential_2039_Technical_GWh_Before Competition Groups_Passive Attic Ventilation
Residential | Res ¦ Attic Insulation | 2039 | Economic | GWh | Before Competition Groups | 191.5359 | 0 | 0 | 15161.8653 | 0.012633 | 19 | Residential_2039_Economic_GWh_Before Competition Groups_19 | Attic Insulation | 1.263% | 0 | 191.5359 | Residential_2039_Economic_GWh_Before Competition Groups_Attic Insulation
Residential | Res ¦ Building Recommissioning, Operations and Maintenance (O&M) Improvements | 2039 | Technical | GWh | Before Competition Groups | 279.1623 | 0 | 0 | 22280.7919 | 0.012529 | 24 | Residential_2039_Technical_GWh_Before Competition Groups_24 | Building Recommissioning, Operations and Maintenance (O&M) Improvements | 1.253% | 0 | 279.1623 | Residential_2039_Technical_GWh_Before Competition Groups_Building Recommissioning, Operations and Maintenance (O&M) Improvements
Residential | Res ¦ Energy Star Clothes Dryer | 2039 | Economic | GWh | Before Competition Groups | 187.0166 | 0 | 0 | 15161.8653 | 0.012335 | 20 | Residential_2039_Economic_GWh_Before Competition Groups_20 | Energy Star Clothes Dryer | 1.233% | 0 | 187.0166 | Residential_2039_Economic_GWh_Before Competition Groups_Energy Star Clothes Dryer
Residential | Res ¦ Energy Star Windows | 2039 | Technical | GWh | Before Competition Groups | 257.1568 | 0 | 0 | 22280.7919 | 0.011542 | 25 | Residential_2039_Technical_GWh_Before Competition Groups_25 | Energy Star Windows | 1.154% | 0 | 257.1568 | Residential_2039_Technical_GWh_Before Competition Groups_Energy Star Windows
Residential | Res ¦ Basement Wall Insulation | 2039 | Technical | GWh | Before Competition Groups | 248.1423 | 0 | 0 | 22280.7919 | 0.011137 | 26 | Residential_2039_Technical_GWh_Before Competition Groups_26 | Basement Wall Insulation | 1.114% | 0 | 248.1423 | Residential_2039_Technical_GWh_Before Competition Groups_Basement Wall Insulation
Residential | Res ¦ Refrigerator Recycling | 2039 | Achievable | GWh | Before Competition Groups | 81.342 | 0 | 0 | 7939.6626 | 0.010245 | 22 | Residential_2039_Achievable_GWh_Before Competition Groups_22 | Refrigerator Recycling | 1.025% | 0 | 81.342 | Residential_2039_Achievable_GWh_Before Competition Groups_Refrigerator Recycling
Residential | Res ¦ Attic Insulation | 2039 | Achievable | GWh | Before Competition Groups | 79.3199 | 0 | 0 | 7939.6626 | 0.0099903 | 23 | Residential_2039_Achievable_GWh_Before Competition Groups_23 | Attic Insulation | 0.999% | 0 | 79.3199 | Residential_2039_Achievable_GWh_Before Competition Groups_Attic Insulation
Residential | Res ¦ Wall Insulation | 2039 | Economic | GWh | Before Competition Groups | 150.1045 | 0 | 0 | 15161.8653 | 0.0099001 | 21 | Residential_2039_Economic_GWh_Before Competition Groups_21 | Wall Insulation | 0.99% | 0 | 150.1045 | Residential_2039_Economic_GWh_Before Competition Groups_Wall Insulation
Residential | Res ¦ Clothes Drying Racks | 2039 | Achievable | GWh | Before Competition Groups | 74.2634 | 0 | 0 | 7939.6626 | 0.0093535 | 24 | Residential_2039_Achievable_GWh_Before Competition Groups_24 | Clothes Drying Racks | 0.9353% | 0 | 74.2634 | Residential_2039_Achievable_GWh_Before Competition Groups_Clothes Drying Racks
Residential | Res ¦ Basement or Crawlspace Insulation | 2039 | Technical | GWh | Before Competition Groups | 206.4858 | 0 | 0 | 22280.7919 | 0.0092674 | 27 | Residential_2039_Technical_GWh_Before Competition Groups_27 | Basement or Crawlspace Insulation | 0.9267% | 0 | 206.4858 | Residential_2039_Technical_GWh_Before Competition Groups_Basement or Crawlspace Insulation
Residential | Res ¦ Energy Star Windows | 2039 | Achievable | GWh | Before Competition Groups | 73.4762 | 0 | 0 | 7939.6626 | 0.0092543 | 25 | Residential_2039_Achievable_GWh_Before Competition Groups_25 | Energy Star Windows | 0.9254% | 0 | 73.4762 | Residential_2039_Achievable_GWh_Before Competition Groups_Energy Star Windows
Residential | Res ¦ Lighting Motion Sensors, Timers, Dimmers | 2039 | Technical | GWh | Before Competition Groups | 206.1917 | 0 | 0 | 22280.7919 | 0.0092542 | 28 | Residential_2039_Technical_GWh_Before Competition Groups_28 | Lighting Motion Sensors, Timers, Dimmers | 0.9254% | 0 | 206.1917 | Residential_2039_Technical_GWh_Before Competition Groups_Lighting Motion Sensors, Timers, Dimmers
Residential | Res ¦ Comprehensive Draft Proofing | 2039 | Economic | GWh | Before Competition Groups | 140.1959 | 0 | 0 | 15161.8653 | 0.0092466 | 22 | Residential_2039_Economic_GWh_Before Competition Groups_22 | Comprehensive Draft Proofing | 0.9247% | 0 | 140.1959 | Residential_2039_Economic_GWh_Before Competition Groups_Comprehensive Draft Proofing
Residential | Res ¦ Furnace with ECM | 2039 | Achievable | GWh | Before Competition Groups | 73.1207 | 0 | 0 | 7939.6626 | 0.0092095 | 26 | Residential_2039_Achievable_GWh_Before Competition Groups_26 | Furnace with ECM | 0.921% | 0 | 73.1207 | Residential_2039_Achievable_GWh_Before Competition Groups_Furnace with ECM
Residential | Res ¦ Energy Star Room Air Conditioner | 2039 | Economic | GWh | Before Competition Groups | 139.1301 | 0 | 0 | 15161.8653 | 0.0091763 | 23 | Residential_2039_Economic_GWh_Before Competition Groups_23 | Energy Star Room Air Conditioner | 0.9176% | 0 | 139.1301 | Residential_2039_Economic_GWh_Before Competition Groups_Energy Star Room Air Conditioner
Residential | Res ¦ Freezer Recycling | 2039 | Achievable | GWh | Before Competition Groups | 71.3304 | 0 | 0 | 7939.6626 | 0.0089841 | 27 | Residential_2039_Achievable_GWh_Before Competition Groups_27 | Freezer Recycling | 0.8984% | 0 | 71.3304 | Residential_2039_Achievable_GWh_Before Competition Groups_Freezer Recycling
Residential | Res ¦ Heavy Duty Outdoor/Holiday Plug-in Timers | 2039 | Economic | GWh | Before Competition Groups | 134.3642 | 0 | 0 | 15161.8653 | 0.008862 | 24 | Residential_2039_Economic_GWh_Before Competition Groups_24 | Heavy Duty Outdoor/Holiday Plug-in Timers | 0.8862% | 0 | 134.3642 | Residential_2039_Economic_GWh_Before Competition Groups_Heavy Duty Outdoor/Holiday Plug-in Timers
Residential | Res ¦ Attic Insulation | 2039 | Technical | GWh | Before Competition Groups | 191.5359 | 0 | 0 | 22280.7919 | 0.0085965 | 29 | Residential_2039_Technical_GWh_Before Competition Groups_29 | Attic Insulation | 0.8596% | 0 | 191.5359 | Residential_2039_Technical_GWh_Before Competition Groups_Attic Insulation
Residential | Res ¦ Energy Star Room Air Conditioner | 2039 | Achievable | GWh | Before Competition Groups | 65.2243 | 0 | 0 | 7939.6626 | 0.008215 | 28 | Residential_2039_Achievable_GWh_Before Competition Groups_28 | Energy Star Room Air Conditioner | 0.8215% | 0 | 65.2243 | Residential_2039_Achievable_GWh_Before Competition Groups_Energy Star Room Air Conditioner
Residential | Res ¦ LED Parking Lot Fixture | 2039 | Economic | GWh | Before Competition Groups | 109.8197 | 0 | 0 | 15161.8653 | 0.0072432 | 25 | Residential_2039_Economic_GWh_Before Competition Groups_25 | LED Parking Lot Fixture | 0.7243% | 0 | 109.8197 | Residential_2039_Economic_GWh_Before Competition Groups_LED Parking Lot Fixture
Residential | Res ¦ Furnace with ECM | 2039 | Economic | GWh | Before Competition Groups | 103.9126 | 0 | 0 | 15161.8653 | 0.0068535 | 26 | Residential_2039_Economic_GWh_Before Competition Groups_26 | Furnace with ECM | 0.6854% | 0 | 103.9126 | Residential_2039_Economic_GWh_Before Competition Groups_Furnace with ECM
Residential | Res ¦ LED Downlight | 2039 | Achievable | GWh | Before Competition Groups | 54.1293 | 0 | 0 | 7939.6626 | 0.0068176 | 29 | Residential_2039_Achievable_GWh_Before Competition Groups_29 | LED Downlight | 0.6818% | 0 | 54.1293 | Residential_2039_Achievable_GWh_Before Competition Groups_LED Downlight
Residential | Res ¦ Wall Insulation | 2039 | Technical | GWh | Before Competition Groups | 150.1045 | 0 | 0 | 22280.7919 | 0.0067369 | 30 | Residential_2039_Technical_GWh_Before Competition Groups_30 | Wall Insulation | 0.6737% | 0 | 150.1045 | Residential_2039_Technical_GWh_Before Competition Groups_Wall Insulation
Residential | Res ¦ Heavy Duty Outdoor/Holiday Plug-in Timers | 2039 | Technical | GWh | Before Competition Groups | 149.1639 | 0 | 0 | 22280.7919 | 0.0066947 | 31 | Residential_2039_Technical_GWh_Before Competition Groups_31 | Heavy Duty Outdoor/Holiday Plug-in Timers | 0.6695% | 0 | 149.1639 | Residential_2039_Technical_GWh_Before Competition Groups_Heavy Duty Outdoor/Holiday Plug-in Timers
Residential | Res ¦ Energy Star Freezer | 2039 | Achievable | GWh | Before Competition Groups | 52.1726 | 0 | 0 | 7939.6626 | 0.0065711 | 30 | Residential_2039_Achievable_GWh_Before Competition Groups_30 | Energy Star Freezer | 0.6571% | 0 | 52.1726 | Residential_2039_Achievable_GWh_Before Competition Groups_Energy Star Freezer
Residential | Res ¦ LED Exterior Area Lights - LED Fixture (200W) | 2039 | Achievable | GWh | Before Competition Groups | 52.0306 | 0 | 0 | 7939.6626 | 0.0065532 | 31 | Residential_2039_Achievable_GWh_Before Competition Groups_31 | LED Exterior Area Lights - LED Fixture (200W) | 0.6553% | 0 | 52.0306 | Residential_2039_Achievable_GWh_Before Competition Groups_LED Exterior Area Lights - LED Fixture (200W)
Residential | Res ¦ Occupancy Sensors MF | 2039 | Economic | GWh | Before Competition Groups | 98.969 | 0 | 0 | 15161.8653 | 0.0065275 | 27 | Residential_2039_Economic_GWh_Before Competition Groups_27 | Occupancy Sensors MF | 0.6527% | 0 | 98.969 | Residential_2039_Economic_GWh_Before Competition Groups_Occupancy Sensors MF
Residential | Res ¦ Energy Star Room Air Conditioner | 2039 | Technical | GWh | Before Competition Groups | 140.6259 | 0 | 0 | 22280.7919 | 0.0063115 | 32 | Residential_2039_Technical_GWh_Before Competition Groups_32 | Energy Star Room Air Conditioner | 0.6312% | 0 | 140.6259 | Residential_2039_Technical_GWh_Before Competition Groups_Energy Star Room Air Conditioner
Residential | Res ¦ Radiant Barrier | 2039 | Economic | GWh | Before Competition Groups | 95.6935 | 0 | 0 | 15161.8653 | 0.0063115 | 28 | Residential_2039_Economic_GWh_Before Competition Groups_28 | Radiant Barrier | 0.6311% | 0 | 95.6935 | Residential_2039_Economic_GWh_Before Competition Groups_Radiant Barrier
Residential | Res ¦ Comprehensive Draft Proofing | 2039 | Technical | GWh | Before Competition Groups | 140.1959 | 0 | 0 | 22280.7919 | 0.0062922 | 33 | Residential_2039_Technical_GWh_Before Competition Groups_33 | Comprehensive Draft Proofing | 0.6292% | 0 | 140.1959 | Residential_2039_Technical_GWh_Before Competition Groups_Comprehensive Draft Proofing
Residential | Res ¦ Solar Powered Attic Fan | 2039 | Technical | GWh | Before Competition Groups | 139.4634 | 0 | 0 | 22280.7919 | 0.0062594 | 34 | Residential_2039_Technical_GWh_Before Competition Groups_34 | Solar Powered Attic Fan | 0.6259% | 0 | 139.4634 | Residential_2039_Technical_GWh_Before Competition Groups_Solar Powered Attic Fan
Residential | Res ¦ Advanced BAS/Controllers | 2039 | Achievable | GWh | Before Competition Groups | 46.2254 | 0 | 0 | 7939.6626 | 0.0058221 | 32 | Residential_2039_Achievable_GWh_Before Competition Groups_32 | Advanced BAS/Controllers | 0.5822% | 0 | 46.2254 | Residential_2039_Achievable_GWh_Before Competition Groups_Advanced BAS/Controllers
Residential | Res ¦ Networked/ Connected - Indoor LED Luminaire | 2039 | Technical | GWh | Before Competition Groups | 125.9913 | 0 | 0 | 22280.7919 | 0.0056547 | 35 | Residential_2039_Technical_GWh_Before Competition Groups_35 | Networked/ Connected - Indoor LED Luminaire | 0.5655% | 0 | 125.9913 | Residential_2039_Technical_GWh_Before Competition Groups_Networked/ Connected - Indoor LED Luminaire
Residential | Res ¦ Variable Refrigerant Flow Heat Pump | 2039 | Technical | GWh | Before Competition Groups | 122.6965 | 0 | 0 | 22280.7919 | 0.0055068 | 36 | Residential_2039_Technical_GWh_Before Competition Groups_36 | Variable Refrigerant Flow Heat Pump | 0.5507% | 0 | 122.6965 | Residential_2039_Technical_GWh_Before Competition Groups_Variable Refrigerant Flow Heat Pump
Residential | Res ¦ Radiant Barrier | 2039 | Achievable | GWh | Before Competition Groups | 40.7433 | 0 | 0 | 7939.6626 | 0.0051316 | 33 | Residential_2039_Achievable_GWh_Before Competition Groups_33 | Radiant Barrier | 0.5132% | 0 | 40.7433 | Residential_2039_Achievable_GWh_Before Competition Groups_Radiant Barrier
Residential | Res ¦ Air Source Heat Pump | 2039 | Technical | GWh | Before Competition Groups | 110.8875 | 0 | 0 | 22280.7919 | 0.0049768 | 37 | Residential_2039_Technical_GWh_Before Competition Groups_37 | Air Source Heat Pump | 0.4977% | 0 | 110.8875 | Residential_2039_Technical_GWh_Before Competition Groups_Air Source Heat Pump
Residential | Res ¦ LED Parking Lot Fixture | 2039 | Technical | GWh | Before Competition Groups | 109.8197 | 0 | 0 | 22280.7919 | 0.0049289 | 38 | Residential_2039_Technical_GWh_Before Competition Groups_38 | LED Parking Lot Fixture | 0.4929% | 0 | 109.8197 | Residential_2039_Technical_GWh_Before Competition Groups_LED Parking Lot Fixture
Residential | Res ¦ Furnace Whistle | 2039 | Achievable | GWh | Before Competition Groups | 38.737 | 0 | 0 | 7939.6626 | 0.0048789 | 34 | Residential_2039_Achievable_GWh_Before Competition Groups_34 | Furnace Whistle | 0.4879% | 0 | 38.737 | Residential_2039_Achievable_GWh_Before Competition Groups_Furnace Whistle
Residential | Res ¦ Ceiling Insulation | 2039 | Economic | GWh | Before Competition Groups | 72.6977 | 0 | 0 | 15161.8653 | 0.0047948 | 29 | Residential_2039_Economic_GWh_Before Competition Groups_29 | Ceiling Insulation | 0.4795% | 0 | 72.6977 | Residential_2039_Economic_GWh_Before Competition Groups_Ceiling Insulation
Residential | Res ¦ Refrigerator Recycling | 2039 | Economic | GWh | Before Competition Groups | 71.7574 | 0 | 0 | 15161.8653 | 0.0047328 | 30 | Residential_2039_Economic_GWh_Before Competition Groups_30 | Refrigerator Recycling | 0.4733% | 0 | 71.7574 | Residential_2039_Economic_GWh_Before Competition Groups_Refrigerator Recycling
Residential | Res ¦ Furnace with ECM | 2039 | Technical | GWh | Before Competition Groups | 103.9126 | 0 | 0 | 22280.7919 | 0.0046638 | 39 | Residential_2039_Technical_GWh_Before Competition Groups_39 | Furnace with ECM | 0.4664% | 0 | 103.9126 | Residential_2039_Technical_GWh_Before Competition Groups_Furnace with ECM
Residential | Res ¦ Outside Air Economizer | 2039 | Achievable | GWh | Before Competition Groups | 35.7326 | 0 | 0 | 7939.6626 | 0.0045005 | 35 | Residential_2039_Achievable_GWh_Before Competition Groups_35 | Outside Air Economizer | 0.4501% | 0 | 35.7326 | Residential_2039_Achievable_GWh_Before Competition Groups_Outside Air Economizer
Residential | Res ¦ LED Downlight | 2039 | Technical | GWh | Before Competition Groups | 99.2535 | 0 | 0 | 22280.7919 | 0.0044547 | 40 | Residential_2039_Technical_GWh_Before Competition Groups_40 | LED Downlight | 0.4455% | 0 | 99.2535 | Residential_2039_Technical_GWh_Before Competition Groups_LED Downlight
Residential | Res ¦ Occupancy Sensors MF | 2039 | Technical | GWh | Before Competition Groups | 98.969 | 0 | 0 | 22280.7919 | 0.0044419 | 41 | Residential_2039_Technical_GWh_Before Competition Groups_41 | Occupancy Sensors MF | 0.4442% | 0 | 98.969 | Residential_2039_Technical_GWh_Before Competition Groups_Occupancy Sensors MF
Residential | Res ¦ Home Energy Reports | 2039 | Technical | GWh | Before Competition Groups | 98.8023 | 0 | 0 | 22280.7919 | 0.0044344 | 42 | Residential_2039_Technical_GWh_Before Competition Groups_42 | Home Energy Reports | 0.4434% | 0 | 98.8023 | Residential_2039_Technical_GWh_Before Competition Groups_Home Energy Reports
Residential | Res ¦ Energy Star Ceiling Fan/Lighting | 2039 | Technical | GWh | Before Competition Groups | 98.2284 | 0 | 0 | 22280.7919 | 0.0044087 | 43 | Residential_2039_Technical_GWh_Before Competition Groups_43 | Energy Star Ceiling Fan/Lighting | 0.4409% | 0 | 98.2284 | Residential_2039_Technical_GWh_Before Competition Groups_Energy Star Ceiling Fan/Lighting
Residential | Res ¦ Clothes Drying Racks | 2039 | Economic | GWh | Before Competition Groups | 65.518 | 0 | 0 | 15161.8653 | 0.0043212 | 31 | Residential_2039_Economic_GWh_Before Competition Groups_31 | Clothes Drying Racks | 0.4321% | 0 | 65.518 | Residential_2039_Economic_GWh_Before Competition Groups_Clothes Drying Racks
Residential | Res ¦ Radiant Barrier | 2039 | Technical | GWh | Before Competition Groups | 95.6935 | 0 | 0 | 22280.7919 | 0.0042949 | 44 | Residential_2039_Technical_GWh_Before Competition Groups_44 | Radiant Barrier | 0.4295% | 0 | 95.6935 | Residential_2039_Technical_GWh_Before Competition Groups_Radiant Barrier
Residential | Res ¦ Freezer Recycling | 2039 | Economic | GWh | Before Competition Groups | 62.9566 | 0 | 0 | 15161.8653 | 0.0041523 | 32 | Residential_2039_Economic_GWh_Before Competition Groups_32 | Freezer Recycling | 0.4152% | 0 | 62.9566 | Residential_2039_Economic_GWh_Before Competition Groups_Freezer Recycling
Residential | Res ¦ Variable Refrigerant Flow Heat Pump | 2039 | Achievable | GWh | Before Competition Groups | 31.7051 | 0 | 0 | 7939.6626 | 0.0039933 | 36 | Residential_2039_Achievable_GWh_Before Competition Groups_36 | Variable Refrigerant Flow Heat Pump | 0.3993% | 0 | 31.7051 | Residential_2039_Achievable_GWh_Before Competition Groups_Variable Refrigerant Flow Heat Pump
Residential | Res ¦ Energy Star Freezer | 2039 | Technical | GWh | Before Competition Groups | 88.4902 | 0 | 0 | 22280.7919 | 0.0039716 | 45 | Residential_2039_Technical_GWh_Before Competition Groups_45 | Energy Star Freezer | 0.3972% | 0 | 88.4902 | Residential_2039_Technical_GWh_Before Competition Groups_Energy Star Freezer
Residential | Res ¦ LED Exterior Area Lights - LED Fixture (200W) | 2039 | Economic | GWh | Before Competition Groups | 52.1513 | 0 | 0 | 15161.8653 | 0.0034396 | 33 | Residential_2039_Economic_GWh_Before Competition Groups_33 | LED Exterior Area Lights - LED Fixture (200W) | 0.344% | 0 | 52.1513 | Residential_2039_Economic_GWh_Before Competition Groups_LED Exterior Area Lights - LED Fixture (200W)
Residential | Res ¦ Duct Insulation | 2039 | Economic | GWh | Before Competition Groups | 51.6878 | 0 | 0 | 15161.8653 | 0.0034091 | 34 | Residential_2039_Economic_GWh_Before Competition Groups_34 | Duct Insulation | 0.3409% | 0 | 51.6878 | Residential_2039_Economic_GWh_Before Competition Groups_Duct Insulation
Residential | Res ¦ LED Tube Re-Lamp | 2039 | Achievable | GWh | Before Competition Groups | 26.8148 | 0 | 0 | 7939.6626 | 0.0033773 | 37 | Residential_2039_Achievable_GWh_Before Competition Groups_37 | LED Tube Re-Lamp | 0.3377% | 0 | 26.8148 | Residential_2039_Achievable_GWh_Before Competition Groups_LED Tube Re-Lamp
Residential | Res ¦ Ceiling Insulation | 2039 | Technical | GWh | Before Competition Groups | 74.7687 | 0 | 0 | 22280.7919 | 0.0033557 | 46 | Residential_2039_Technical_GWh_Before Competition Groups_46 | Ceiling Insulation | 0.3356% | 0 | 74.7687 | Residential_2039_Technical_GWh_Before Competition Groups_Ceiling Insulation
Residential | Res ¦ Window Film | 2039 | Technical | GWh | Before Competition Groups | 74.5442 | 0 | 0 | 22280.7919 | 0.0033457 | 47 | Residential_2039_Technical_GWh_Before Competition Groups_47 | Window Film | 0.3346% | 0 | 74.5442 | Residential_2039_Technical_GWh_Before Competition Groups_Window Film
Residential | Res ¦ Floor Insulation | 2039 | Economic | GWh | Before Competition Groups | 50.2887 | 0 | 0 | 15161.8653 | 0.0033168 | 35 | Residential_2039_Economic_GWh_Before Competition Groups_35 | Floor Insulation | 0.3317% | 0 | 50.2887 | Residential_2039_Economic_GWh_Before Competition Groups_Floor Insulation
Residential | Res ¦ Heat Pump Water Heater | 2039 | Technical | GWh | Before Competition Groups | 71.7709 | 0 | 0 | 22280.7919 | 0.0032212 | 48 | Residential_2039_Technical_GWh_Before Competition Groups_48 | Heat Pump Water Heater | 0.3221% | 0 | 71.7709 | Residential_2039_Technical_GWh_Before Competition Groups_Heat Pump Water Heater
Residential | Res ¦ Refrigerator Recycling | 2039 | Technical | GWh | Before Competition Groups | 71.7574 | 0 | 0 | 22280.7919 | 0.0032206 | 49 | Residential_2039_Technical_GWh_Before Competition Groups_49 | Refrigerator Recycling | 0.3221% | 0 | 71.7574 | Residential_2039_Technical_GWh_Before Competition Groups_Refrigerator Recycling
Residential | Res ¦ Heat Recovery Ventilator | 2039 | Economic | GWh | Before Competition Groups | 48.2165 | 0 | 0 | 15161.8653 | 0.0031801 | 36 | Residential_2039_Economic_GWh_Before Competition Groups_36 | Heat Recovery Ventilator | 0.318% | 0 | 48.2165 | Residential_2039_Economic_GWh_Before Competition Groups_Heat Recovery Ventilator
Residential | Res ¦ Minimize Hot and Warm Clothes Wash | 2039 | Achievable | GWh | Before Competition Groups | 24.9488 | 0 | 0 | 7939.6626 | 0.0031423 | 38 | Residential_2039_Achievable_GWh_Before Competition Groups_38 | Minimize Hot and Warm Clothes Wash | 0.3142% | 0 | 24.9488 | Residential_2039_Achievable_GWh_Before Competition Groups_Minimize Hot and Warm Clothes Wash
Residential | Res ¦ Duct Insulation | 2039 | Achievable | GWh | Before Competition Groups | 24.586 | 0 | 0 | 7939.6626 | 0.0030966 | 39 | Residential_2039_Achievable_GWh_Before Competition Groups_39 | Duct Insulation | 0.3097% | 0 | 24.586 | Residential_2039_Achievable_GWh_Before Competition Groups_Duct Insulation
Residential | Res ¦ Home Energy Reports | 2039 | Achievable | GWh | Before Competition Groups | 23.6889 | 0 | 0 | 7939.6626 | 0.0029836 | 40 | Residential_2039_Achievable_GWh_Before Competition Groups_40 | Home Energy Reports | 0.2984% | 0 | 23.6889 | Residential_2039_Achievable_GWh_Before Competition Groups_Home Energy Reports
Residential | Res ¦ Clothes Drying Racks | 2039 | Technical | GWh | Before Competition Groups | 65.518 | 0 | 0 | 22280.7919 | 0.0029406 | 50 | Residential_2039_Technical_GWh_Before Competition Groups_50 | Clothes Drying Racks | 0.2941% | 0 | 65.518 | Residential_2039_Technical_GWh_Before Competition Groups_Clothes Drying Racks
Residential | Res ¦ Tankless Water Heater | 2039 | Technical | GWh | Before Competition Groups | 64.9728 | 0 | 0 | 22280.7919 | 0.0029161 | 51 | Residential_2039_Technical_GWh_Before Competition Groups_51 | Tankless Water Heater | 0.2916% | 0 | 64.9728 | Residential_2039_Technical_GWh_Before Competition Groups_Tankless Water Heater
Residential | Res ¦ Tankless Water Heater | 2039 | Economic | GWh | Before Competition Groups | 43.9998 | 0 | 0 | 15161.8653 | 0.002902 | 37 | Residential_2039_Economic_GWh_Before Competition Groups_37 | Tankless Water Heater | 0.2902% | 0 | 43.9998 | Residential_2039_Economic_GWh_Before Competition Groups_Tankless Water Heater
Residential | Res ¦ Freezer Recycling | 2039 | Technical | GWh | Before Competition Groups | 62.9566 | 0 | 0 | 22280.7919 | 0.0028256 | 52 | Residential_2039_Technical_GWh_Before Competition Groups_52 | Freezer Recycling | 0.2826% | 0 | 62.9566 | Residential_2039_Technical_GWh_Before Competition Groups_Freezer Recycling
Residential | Res ¦ Early Hot Water Heater Replacement | 2039 | Achievable | GWh | Before Competition Groups | 22.2528 | 0 | 0 | 7939.6626 | 0.0028027 | 41 | Residential_2039_Achievable_GWh_Before Competition Groups_41 | Early Hot Water Heater Replacement | 0.2803% | 0 | 22.2528 | Residential_2039_Achievable_GWh_Before Competition Groups_Early Hot Water Heater Replacement
Residential | Res ¦ Duct Insulation | 2039 | Technical | GWh | Before Competition Groups | 62.3425 | 0 | 0 | 22280.7919 | 0.002798 | 53 | Residential_2039_Technical_GWh_Before Competition Groups_53 | Duct Insulation | 0.2798% | 0 | 62.3425 | Residential_2039_Technical_GWh_Before Competition Groups_Duct Insulation
Residential | Res ¦ Tankless Water Heater | 2039 | Achievable | GWh | Before Competition Groups | 21.5951 | 0 | 0 | 7939.6626 | 0.0027199 | 42 | Residential_2039_Achievable_GWh_Before Competition Groups_42 | Tankless Water Heater | 0.272% | 0 | 21.5951 | Residential_2039_Achievable_GWh_Before Competition Groups_Tankless Water Heater
Residential | Res ¦ Advanced BAS/Controllers | 2039 | Economic | GWh | Before Competition Groups | 40.7789 | 0 | 0 | 15161.8653 | 0.0026896 | 38 | Residential_2039_Economic_GWh_Before Competition Groups_38 | Advanced BAS/Controllers | 0.269% | 0 | 40.7789 | Residential_2039_Economic_GWh_Before Competition Groups_Advanced BAS/Controllers
Residential | Res ¦ Energy Star Freezer | 2039 | Economic | GWh | Before Competition Groups | 39.8707 | 0 | 0 | 15161.8653 | 0.0026297 | 39 | Residential_2039_Economic_GWh_Before Competition Groups_39 | Energy Star Freezer | 0.263% | 0 | 39.8707 | Residential_2039_Economic_GWh_Before Competition Groups_Energy Star Freezer
Residential | Res ¦ Floor Insulation | 2039 | Achievable | GWh | Before Competition Groups | 20.8171 | 0 | 0 | 7939.6626 | 0.0026219 | 43 | Residential_2039_Achievable_GWh_Before Competition Groups_43 | Floor Insulation | 0.2622% | 0 | 20.8171 | Residential_2039_Achievable_GWh_Before Competition Groups_Floor Insulation
Residential | Res ¦ ENERGY STAR LED LAMPS (REFLECTOR LAMPs/MR16/PAR 16) | 2039 | Achievable | GWh | Before Competition Groups | 20.131 | 0 | 0 | 7939.6626 | 0.0025355 | 44 | Residential_2039_Achievable_GWh_Before Competition Groups_44 | ENERGY STAR LED LAMPS (REFLECTOR LAMPs/MR16/PAR 16) | 0.2535% | 0 | 20.131 | Residential_2039_Achievable_GWh_Before Competition Groups_ENERGY STAR LED LAMPS (REFLECTOR LAMPs/MR16/PAR 16)
Residential | Res ¦ Wall Insulation | 2039 | Achievable | GWh | Before Competition Groups | 20.0622 | 0 | 0 | 7939.6626 | 0.0025268 | 45 | Residential_2039_Achievable_GWh_Before Competition Groups_45 | Wall Insulation | 0.2527% | 0 | 20.0622 | Residential_2039_Achievable_GWh_Before Competition Groups_Wall Insulation
Residential | Res ¦ Home Energy Reports | 2039 | Economic | GWh | Before Competition Groups | 38.1265 | 0 | 0 | 15161.8653 | 0.0025146 | 40 | Residential_2039_Economic_GWh_Before Competition Groups_40 | Home Energy Reports | 0.2515% | 0 | 38.1265 | Residential_2039_Economic_GWh_Before Competition Groups_Home Energy Reports
Residential | Res ¦ CO Sensors for parking garage exhaust fans | 2039 | Achievable | GWh | Before Competition Groups | 19.4409 | 0 | 0 | 7939.6626 | 0.0024486 | 46 | Residential_2039_Achievable_GWh_Before Competition Groups_46 | CO Sensors for parking garage exhaust fans | 0.2449% | 0 | 19.4409 | Residential_2039_Achievable_GWh_Before Competition Groups_CO Sensors for parking garage exhaust fans
Residential | Res ¦ Central Lighting Control System | 2039 | Technical | GWh | Before Competition Groups | 54.41 | 0 | 0 | 22280.7919 | 0.002442 | 54 | Residential_2039_Technical_GWh_Before Competition Groups_54 | Central Lighting Control System | 0.2442% | 0 | 54.41 | Residential_2039_Technical_GWh_Before Competition Groups_Central Lighting Control System
Residential | Res ¦ INTEGRAL LED TROFFERS | 2039 | Technical | GWh | Before Competition Groups | 54.2029 | 0 | 0 | 22280.7919 | 0.0024327 | 55 | Residential_2039_Technical_GWh_Before Competition Groups_55 | INTEGRAL LED TROFFERS | 0.2433% | 0 | 54.2029 | Residential_2039_Technical_GWh_Before Competition Groups_INTEGRAL LED TROFFERS
Residential | Res ¦ Air Source Heat Pump | 2039 | Economic | GWh | Before Competition Groups | 36.1057 | 0 | 0 | 15161.8653 | 0.0023814 | 41 | Residential_2039_Economic_GWh_Before Competition Groups_41 | Air Source Heat Pump | 0.2381% | 0 | 36.1057 | Residential_2039_Economic_GWh_Before Competition Groups_Air Source Heat Pump
Residential | Res ¦ LED Exterior Area Lights - LED Fixture (200W) | 2039 | Technical | GWh | Before Competition Groups | 52.1513 | 0 | 0 | 22280.7919 | 0.0023406 | 56 | Residential_2039_Technical_GWh_Before Competition Groups_56 | LED Exterior Area Lights - LED Fixture (200W) | 0.2341% | 0 | 52.1513 | Residential_2039_Technical_GWh_Before Competition Groups_LED Exterior Area Lights - LED Fixture (200W)
Residential | Res ¦ Minimize Hot and Warm Clothes Wash | 2039 | Economic | GWh | Before Competition Groups | 34.893 | 0 | 0 | 15161.8653 | 0.0023014 | 42 | Residential_2039_Economic_GWh_Before Competition Groups_42 | Minimize Hot and Warm Clothes Wash | 0.2301% | 0 | 34.893 | Residential_2039_Economic_GWh_Before Competition Groups_Minimize Hot and Warm Clothes Wash
Residential | Res ¦ High Efficiency Chiller (avg of water and air cooled) | 2039 | Achievable | GWh | Before Competition Groups | 18.2134 | 0 | 0 | 7939.6626 | 0.002294 | 47 | Residential_2039_Achievable_GWh_Before Competition Groups_47 | High Efficiency Chiller (avg of water and air cooled) | 0.2294% | 0 | 18.2134 | Residential_2039_Achievable_GWh_Before Competition Groups_High Efficiency Chiller (avg of water and air cooled)
Residential | Res ¦ Floor Insulation | 2039 | Technical | GWh | Before Competition Groups | 50.2887 | 0 | 0 | 22280.7919 | 0.002257 | 57 | Residential_2039_Technical_GWh_Before Competition Groups_57 | Floor Insulation | 0.2257% | 0 | 50.2887 | Residential_2039_Technical_GWh_Before Competition Groups_Floor Insulation
Residential | Res ¦ Furnace Whistle | 2039 | Economic | GWh | Before Competition Groups | 34.1719 | 0 | 0 | 15161.8653 | 0.0022538 | 43 | Residential_2039_Economic_GWh_Before Competition Groups_43 | Furnace Whistle | 0.2254% | 0 | 34.1719 | Residential_2039_Economic_GWh_Before Competition Groups_Furnace Whistle
Residential | Res ¦ Heat Recovery Ventilator | 2039 | Technical | GWh | Before Competition Groups | 50.1842 | 0 | 0 | 22280.7919 | 0.0022524 | 58 | Residential_2039_Technical_GWh_Before Competition Groups_58 | Heat Recovery Ventilator | 0.2252% | 0 | 50.1842 | Residential_2039_Technical_GWh_Before Competition Groups_Heat Recovery Ventilator
Residential | Res ¦ Outside Air Economizer | 2039 | Economic | GWh | Before Competition Groups | 33.4157 | 0 | 0 | 15161.8653 | 0.0022039 | 44 | Residential_2039_Economic_GWh_Before Competition Groups_44 | Outside Air Economizer | 0.2204% | 0 | 33.4157 | Residential_2039_Economic_GWh_Before Competition Groups_Outside Air Economizer
Residential | Res ¦ Variable Frequency Drive (VFD) | 2039 | Achievable | GWh | Before Competition Groups | 16.7029 | 0 | 0 | 7939.6626 | 0.0021037 | 48 | Residential_2039_Achievable_GWh_Before Competition Groups_48 | Variable Frequency Drive (VFD) | 0.2104% | 0 | 16.7029 | Residential_2039_Achievable_GWh_Before Competition Groups_Variable Frequency Drive (VFD)
Residential | Res ¦ Early Hot Water Heater Replacement | 2039 | Economic | GWh | Before Competition Groups | 31.0288 | 0 | 0 | 15161.8653 | 0.0020465 | 45 | Residential_2039_Economic_GWh_Before Competition Groups_45 | Early Hot Water Heater Replacement | 0.2047% | 0 | 31.0288 | Residential_2039_Economic_GWh_Before Competition Groups_Early Hot Water Heater Replacement
Residential | Res ¦ Drain Water Heat Recovery | 2039 | Achievable | GWh | Before Competition Groups | 15.4948 | 0 | 0 | 7939.6626 | 0.0019516 | 49 | Residential_2039_Achievable_GWh_Before Competition Groups_49 | Drain Water Heat Recovery | 0.1952% | 0 | 15.4948 | Residential_2039_Achievable_GWh_Before Competition Groups_Drain Water Heat Recovery
Residential | Res ¦ Dehumidifier Recycling | 2039 | Technical | GWh | Before Competition Groups | 43.2393 | 0 | 0 | 22280.7919 | 0.0019407 | 59 | Residential_2039_Technical_GWh_Before Competition Groups_59 | Dehumidifier Recycling | 0.1941% | 0 | 43.2393 | Residential_2039_Technical_GWh_Before Competition Groups_Dehumidifier Recycling
Residential | Res ¦ Demand Control Ventilation | 2039 | Achievable | GWh | Before Competition Groups | 14.9122 | 0 | 0 | 7939.6626 | 0.0018782 | 50 | Residential_2039_Achievable_GWh_Before Competition Groups_50 | Demand Control Ventilation | 0.1878% | 0 | 14.9122 | Residential_2039_Achievable_GWh_Before Competition Groups_Demand Control Ventilation
Residential | Res ¦ LED Tube Re-Lamp | 2039 | Economic | GWh | Before Competition Groups | 28.3931 | 0 | 0 | 15161.8653 | 0.0018727 | 46 | Residential_2039_Economic_GWh_Before Competition Groups_46 | LED Tube Re-Lamp | 0.1873% | 0 | 28.3931 | Residential_2039_Economic_GWh_Before Competition Groups_LED Tube Re-Lamp
Residential | Res ¦ LED Tube Re-Lamp | 2039 | Technical | GWh | Before Competition Groups | 41.1322 | 0 | 0 | 22280.7919 | 0.0018461 | 60 | Residential_2039_Technical_GWh_Before Competition Groups_60 | LED Tube Re-Lamp | 0.1846% | 0 | 41.1322 | Residential_2039_Technical_GWh_Before Competition Groups_LED Tube Re-Lamp
Residential | Res ¦ Condensing Make Up Air Unit | 2039 | Achievable | GWh | Before Competition Groups | 14.5687 | 0 | 0 | 7939.6626 | 0.0018349 | 51 | Residential_2039_Achievable_GWh_Before Competition Groups_51 | Condensing Make Up Air Unit | 0.1835% | 0 | 14.5687 | Residential_2039_Achievable_GWh_Before Competition Groups_Condensing Make Up Air Unit
Residential | Res ¦ Advanced BAS/Controllers | 2039 | Technical | GWh | Before Competition Groups | 40.7789 | 0 | 0 | 22280.7919 | 0.0018302 | 61 | Residential_2039_Technical_GWh_Before Competition Groups_61 | Advanced BAS/Controllers | 0.183% | 0 | 40.7789 | Residential_2039_Technical_GWh_Before Competition Groups_Advanced BAS/Controllers
Residential | Res ¦ Energy Star Dehumidifier | 2039 | Achievable | GWh | Before Competition Groups | 13.8559 | 0 | 0 | 7939.6626 | 0.0017451 | 52 | Residential_2039_Achievable_GWh_Before Competition Groups_52 | Energy Star Dehumidifier | 0.1745% | 0 | 13.8559 | Residential_2039_Achievable_GWh_Before Competition Groups_Energy Star Dehumidifier
Residential | Res ¦ Duct Insulation MF | 2039 | Economic | GWh | Before Competition Groups | 26.1646 | 0 | 0 | 15161.8653 | 0.0017257 | 47 | Residential_2039_Economic_GWh_Before Competition Groups_47 | Duct Insulation MF | 0.1726% | 0 | 26.1646 | Residential_2039_Economic_GWh_Before Competition Groups_Duct Insulation MF
Residential | Res ¦ Basement or Crawlspace Insulation | 2039 | Achievable | GWh | Before Competition Groups | 13.5325 | 0 | 0 | 7939.6626 | 0.0017044 | 53 | Residential_2039_Achievable_GWh_Before Competition Groups_53 | Basement or Crawlspace Insulation | 0.1704% | 0 | 13.5325 | Residential_2039_Achievable_GWh_Before Competition Groups_Basement or Crawlspace Insulation
Residential | Res ¦ Energy Star Dehumidifier | 2039 | Economic | GWh | Before Competition Groups | 25.4199 | 0 | 0 | 15161.8653 | 0.0016766 | 48 | Residential_2039_Economic_GWh_Before Competition Groups_48 | Energy Star Dehumidifier | 0.1677% | 0 | 25.4199 | Residential_2039_Economic_GWh_Before Competition Groups_Energy Star Dehumidifier
Residential | Res ¦ Variable Refrigerant Flow Heat Pump | 2039 | Economic | GWh | Before Competition Groups | 25.2677 | 0 | 0 | 15161.8653 | 0.0016665 | 49 | Residential_2039_Economic_GWh_Before Competition Groups_49 | Variable Refrigerant Flow Heat Pump | 0.1667% | 0 | 25.2677 | Residential_2039_Economic_GWh_Before Competition Groups_Variable Refrigerant Flow Heat Pump
Residential | Res ¦ Solar Water Heating System | 2039 | Technical | GWh | Before Competition Groups | 35.3968 | 0 | 0 | 22280.7919 | 0.0015887 | 62 | Residential_2039_Technical_GWh_Before Competition Groups_62 | Solar Water Heating System | 0.1589% | 0 | 35.3968 | Residential_2039_Technical_GWh_Before Competition Groups_Solar Water Heating System
Residential | Res ¦ Minimize Hot and Warm Clothes Wash | 2039 | Technical | GWh | Before Competition Groups | 34.893 | 0 | 0 | 22280.7919 | 0.0015661 | 63 | Residential_2039_Technical_GWh_Before Competition Groups_63 | Minimize Hot and Warm Clothes Wash | 0.1566% | 0 | 34.893 | Residential_2039_Technical_GWh_Before Competition Groups_Minimize Hot and Warm Clothes Wash
Residential | Res ¦ Water Heater Temperature Setback | 2039 | Achievable | GWh | Before Competition Groups | 12.3429 | 0 | 0 | 7939.6626 | 0.0015546 | 54 | Residential_2039_Achievable_GWh_Before Competition Groups_54 | Water Heater Temperature Setback | 0.1555% | 0 | 12.3429 | Residential_2039_Achievable_GWh_Before Competition Groups_Water Heater Temperature Setback
Residential | Res ¦ Furnace Whistle | 2039 | Technical | GWh | Before Competition Groups | 34.1719 | 0 | 0 | 22280.7919 | 0.0015337 | 64 | Residential_2039_Technical_GWh_Before Competition Groups_64 | Furnace Whistle | 0.1534% | 0 | 34.1719 | Residential_2039_Technical_GWh_Before Competition Groups_Furnace Whistle
Residential | Res ¦ Outside Air Economizer | 2039 | Technical | GWh | Before Competition Groups | 33.4157 | 0 | 0 | 22280.7919 | 0.0014998 | 65 | Residential_2039_Technical_GWh_Before Competition Groups_65 | Outside Air Economizer | 0.15% | 0 | 33.4157 | Residential_2039_Technical_GWh_Before Competition Groups_Outside Air Economizer
Residential | Res ¦ Heat Pump Water Heater | 2039 | Economic | GWh | Before Competition Groups | 22.4328 | 0 | 0 | 15161.8653 | 0.0014796 | 50 | Residential_2039_Economic_GWh_Before Competition Groups_50 | Heat Pump Water Heater | 0.148% | 0 | 22.4328 | Residential_2039_Economic_GWh_Before Competition Groups_Heat Pump Water Heater
Residential | Res ¦ High Efficiency Storage Water Heater | 2039 | Technical | GWh | Before Competition Groups | 31.1185 | 0 | 0 | 22280.7919 | 0.0013967 | 66 | Residential_2039_Technical_GWh_Before Competition Groups_66 | High Efficiency Storage Water Heater | 0.1397% | 0 | 31.1185 | Residential_2039_Technical_GWh_Before Competition Groups_High Efficiency Storage Water Heater
Residential | Res ¦ Early Hot Water Heater Replacement | 2039 | Technical | GWh | Before Competition Groups | 31.0288 | 0 | 0 | 22280.7919 | 0.0013926 | 67 | Residential_2039_Technical_GWh_Before Competition Groups_67 | Early Hot Water Heater Replacement | 0.1393% | 0 | 31.0288 | Residential_2039_Technical_GWh_Before Competition Groups_Early Hot Water Heater Replacement
Residential | Res ¦ CO Sensors for parking garage exhaust fans | 2039 | Economic | GWh | Before Competition Groups | 21.0827 | 0 | 0 | 15161.8653 | 0.0013905 | 51 | Residential_2039_Economic_GWh_Before Competition Groups_51 | CO Sensors for parking garage exhaust fans | 0.1391% | 0 | 21.0827 | Residential_2039_Economic_GWh_Before Competition Groups_CO Sensors for parking garage exhaust fans
Residential | Res ¦ Drain Water Heat Recovery | 2039 | Economic | GWh | Before Competition Groups | 20.8284 | 0 | 0 | 15161.8653 | 0.0013737 | 52 | Residential_2039_Economic_GWh_Before Competition Groups_52 | Drain Water Heat Recovery | 0.1374% | 0 | 20.8284 | Residential_2039_Economic_GWh_Before Competition Groups_Drain Water Heat Recovery
Residential | Res ¦ Condensing Make Up Air Unit | 2039 | Economic | GWh | Before Competition Groups | 20.4771 | 0 | 0 | 15161.8653 | 0.0013506 | 53 | Residential_2039_Economic_GWh_Before Competition Groups_53 | Condensing Make Up Air Unit | 0.1351% | 0 | 20.4771 | Residential_2039_Economic_GWh_Before Competition Groups_Condensing Make Up Air Unit
Residential | Res ¦ Energy Star Dishwasher | 2039 | Technical | GWh | Before Competition Groups | 29.7375 | 0 | 0 | 22280.7919 | 0.0013347 | 68 | Residential_2039_Technical_GWh_Before Competition Groups_68 | Energy Star Dishwasher | 0.1335% | 0 | 29.7375 | Residential_2039_Technical_GWh_Before Competition Groups_Energy Star Dishwasher
Residential | Res ¦ High Efficiency Chiller (avg of water and air cooled) | 2039 | Economic | GWh | Before Competition Groups | 20.0715 | 0 | 0 | 15161.8653 | 0.0013238 | 54 | Residential_2039_Economic_GWh_Before Competition Groups_54 | High Efficiency Chiller (avg of water and air cooled) | 0.1324% | 0 | 20.0715 | Residential_2039_Economic_GWh_Before Competition Groups_High Efficiency Chiller (avg of water and air cooled)
Residential | Res ¦ ENERGY STAR LED LAMPS (REFLECTOR LAMPs/MR16/PAR 16) | 2039 | Economic | GWh | Before Competition Groups | 19.8344 | 0 | 0 | 15161.8653 | 0.0013082 | 55 | Residential_2039_Economic_GWh_Before Competition Groups_55 | ENERGY STAR LED LAMPS (REFLECTOR LAMPs/MR16/PAR 16) | 0.1308% | 0 | 19.8344 | Residential_2039_Economic_GWh_Before Competition Groups_ENERGY STAR LED LAMPS (REFLECTOR LAMPs/MR16/PAR 16)
Residential | Res ¦ Heat Recovery Ventilator | 2039 | Achievable | GWh | Before Competition Groups | 10.1348 | 0 | 0 | 7939.6626 | 0.0012765 | 55 | Residential_2039_Achievable_GWh_Before Competition Groups_55 | Heat Recovery Ventilator | 0.1276% | 0 | 10.1348 | Residential_2039_Achievable_GWh_Before Competition Groups_Heat Recovery Ventilator
Residential | Res ¦ Duct Insulation MF | 2039 | Technical | GWh | Before Competition Groups | 28.091 | 0 | 0 | 22280.7919 | 0.0012608 | 69 | Residential_2039_Technical_GWh_Before Competition Groups_69 | Duct Insulation MF | 0.1261% | 0 | 28.091 | Residential_2039_Technical_GWh_Before Competition Groups_Duct Insulation MF
Residential | Res ¦ Duct Insulation MF | 2039 | Achievable | GWh | Before Competition Groups | 9.9146 | 0 | 0 | 7939.6626 | 0.0012487 | 56 | Residential_2039_Achievable_GWh_Before Competition Groups_56 | Duct Insulation MF | 0.1249% | 0 | 9.9146 | Residential_2039_Achievable_GWh_Before Competition Groups_Duct Insulation MF
Residential | Res ¦ Central Air Conditioner Maintenance | 2039 | Technical | GWh | Before Competition Groups | 25.5448 | 0 | 0 | 22280.7919 | 0.0011465 | 70 | Residential_2039_Technical_GWh_Before Competition Groups_70 | Central Air Conditioner Maintenance | 0.1146% | 0 | 25.5448 | Residential_2039_Technical_GWh_Before Competition Groups_Central Air Conditioner Maintenance
Residential | Res ¦ Energy Star Dehumidifier | 2039 | Technical | GWh | Before Competition Groups | 25.4199 | 0 | 0 | 22280.7919 | 0.0011409 | 71 | Residential_2039_Technical_GWh_Before Competition Groups_71 | Energy Star Dehumidifier | 0.1141% | 0 | 25.4199 | Residential_2039_Technical_GWh_Before Competition Groups_Energy Star Dehumidifier
Residential | Res ¦ Ceiling Insulation | 2039 | Achievable | GWh | Before Competition Groups | 8.7057 | 0 | 0 | 7939.6626 | 0.0010965 | 57 | Residential_2039_Achievable_GWh_Before Competition Groups_57 | Ceiling Insulation | 0.1096% | 0 | 8.7057 | Residential_2039_Achievable_GWh_Before Competition Groups_Ceiling Insulation
Residential | Res ¦ LED Downlight | 2039 | Economic | GWh | Before Competition Groups | 15.9088 | 0 | 0 | 15161.8653 | 0.0010493 | 56 | Residential_2039_Economic_GWh_Before Competition Groups_56 | LED Downlight | 0.1049% | 0 | 15.9088 | Residential_2039_Economic_GWh_Before Competition Groups_LED Downlight
Residential | Res ¦ Demand Control Ventilation | 2039 | Economic | GWh | Before Competition Groups | 14.9844 | 0 | 0 | 15161.8653 | 0.0009883 | 57 | Residential_2039_Economic_GWh_Before Competition Groups_57 | Demand Control Ventilation | 0.09883% | 0 | 14.9844 | Residential_2039_Economic_GWh_Before Competition Groups_Demand Control Ventilation
Residential | Res ¦ Variable Frequency Drive (VFD) | 2039 | Economic | GWh | Before Competition Groups | 14.7347 | 0 | 0 | 15161.8653 | 0.00097183 | 58 | Residential_2039_Economic_GWh_Before Competition Groups_58 | Variable Frequency Drive (VFD) | 0.09718% | 0 | 14.7347 | Residential_2039_Economic_GWh_Before Competition Groups_Variable Frequency Drive (VFD)
Residential | Res ¦ CO Sensors for parking garage exhaust fans | 2039 | Technical | GWh | Before Competition Groups | 21.0827 | 0 | 0 | 22280.7919 | 0.00094623 | 72 | Residential_2039_Technical_GWh_Before Competition Groups_72 | CO Sensors for parking garage exhaust fans | 0.09462% | 0 | 21.0827 | Residential_2039_Technical_GWh_Before Competition Groups_CO Sensors for parking garage exhaust fans
Residential | Res ¦ Drain Water Heat Recovery | 2039 | Technical | GWh | Before Competition Groups | 20.8284 | 0 | 0 | 22280.7919 | 0.00093481 | 73 | Residential_2039_Technical_GWh_Before Competition Groups_73 | Drain Water Heat Recovery | 0.09348% | 0 | 20.8284 | Residential_2039_Technical_GWh_Before Competition Groups_Drain Water Heat Recovery
Residential | Res ¦ Condensing Make Up Air Unit | 2039 | Technical | GWh | Before Competition Groups | 20.4771 | 0 | 0 | 22280.7919 | 0.00091905 | 74 | Residential_2039_Technical_GWh_Before Competition Groups_74 | Condensing Make Up Air Unit | 0.0919% | 0 | 20.4771 | Residential_2039_Technical_GWh_Before Competition Groups_Condensing Make Up Air Unit
Residential | Res ¦ High Efficiency Chiller (avg of water and air cooled) | 2039 | Technical | GWh | Before Competition Groups | 20.0715 | 0 | 0 | 22280.7919 | 0.00090084 | 75 | Residential_2039_Technical_GWh_Before Competition Groups_75 | High Efficiency Chiller (avg of water and air cooled) | 0.09008% | 0 | 20.0715 | Residential_2039_Technical_GWh_Before Competition Groups_High Efficiency Chiller (avg of water and air cooled)
Residential | Res ¦ ENERGY STAR LED LAMPS (REFLECTOR LAMPs/MR16/PAR 16) | 2039 | Technical | GWh | Before Competition Groups | 19.8344 | 0 | 0 | 22280.7919 | 0.0008902 | 76 | Residential_2039_Technical_GWh_Before Competition Groups_76 | ENERGY STAR LED LAMPS (REFLECTOR LAMPs/MR16/PAR 16) | 0.08902% | 0 | 19.8344 | Residential_2039_Technical_GWh_Before Competition Groups_ENERGY STAR LED LAMPS (REFLECTOR LAMPs/MR16/PAR 16)
Residential | Res ¦ Demand Control Ventilation | 2039 | Technical | GWh | Before Competition Groups | 18.754 | 0 | 0 | 22280.7919 | 0.00084171 | 77 | Residential_2039_Technical_GWh_Before Competition Groups_77 | Demand Control Ventilation | 0.08417% | 0 | 18.754 | Residential_2039_Technical_GWh_Before Competition Groups_Demand Control Ventilation
Residential | Res ¦ Networked/ Connected - Indoor LED Luminaire | 2039 | Economic | GWh | Before Competition Groups | 12.4153 | 0 | 0 | 15161.8653 | 0.00081885 | 59 | Residential_2039_Economic_GWh_Before Competition Groups_59 | Networked/ Connected - Indoor LED Luminaire | 0.08189% | 0 | 12.4153 | Residential_2039_Economic_GWh_Before Competition Groups_Networked/ Connected - Indoor LED Luminaire
Residential | Res ¦ Water Heater Temperature Setback | 2039 | Economic | GWh | Before Competition Groups | 10.8884 | 0 | 0 | 15161.8653 | 0.00071814 | 60 | Residential_2039_Economic_GWh_Before Competition Groups_60 | Water Heater Temperature Setback | 0.07181% | 0 | 10.8884 | Residential_2039_Economic_GWh_Before Competition Groups_Water Heater Temperature Setback
Residential | Res ¦ Variable Frequency Drive (VFD) | 2039 | Technical | GWh | Before Competition Groups | 14.7347 | 0 | 0 | 22280.7919 | 0.00066132 | 78 | Residential_2039_Technical_GWh_Before Competition Groups_78 | Variable Frequency Drive (VFD) | 0.06613% | 0 | 14.7347 | Residential_2039_Technical_GWh_Before Competition Groups_Variable Frequency Drive (VFD)
Residential | Res ¦ DHW Recirculation Systems | 2039 | Economic | GWh | Before Competition Groups | 9.8093 | 0 | 0 | 15161.8653 | 0.00064697 | 61 | Residential_2039_Economic_GWh_Before Competition Groups_61 | DHW Recirculation Systems | 0.0647% | 0 | 9.8093 | Residential_2039_Economic_GWh_Before Competition Groups_DHW Recirculation Systems
Residential | Res ¦ VFD on Pumps | 2039 | Achievable | GWh | Before Competition Groups | 5.1363 | 0 | 0 | 7939.6626 | 0.00064692 | 58 | Residential_2039_Achievable_GWh_Before Competition Groups_58 | VFD on Pumps | 0.06469% | 0 | 5.1363 | Residential_2039_Achievable_GWh_Before Competition Groups_VFD on Pumps
Residential | Res ¦ Water Heater Temperature Setback | 2039 | Technical | GWh | Before Competition Groups | 10.8884 | 0 | 0 | 22280.7919 | 0.00048869 | 79 | Residential_2039_Technical_GWh_Before Competition Groups_79 | Water Heater Temperature Setback | 0.04887% | 0 | 10.8884 | Residential_2039_Technical_GWh_Before Competition Groups_Water Heater Temperature Setback
Residential | Res ¦ ENERGY STAR LED Lamps (General Service Lamps) | 2039 | Achievable | GWh | Before Competition Groups | 3.5345 | 0 | 0 | 7939.6626 | 0.00044517 | 59 | Residential_2039_Achievable_GWh_Before Competition Groups_59 | ENERGY STAR LED Lamps (General Service Lamps) | 0.04452% | 0 | 3.5345 | Residential_2039_Achievable_GWh_Before Competition Groups_ENERGY STAR LED Lamps (General Service Lamps)
Residential | Res ¦ DHW Recirculation Systems | 2039 | Technical | GWh | Before Competition Groups | 9.8093 | 0 | 0 | 22280.7919 | 0.00044026 | 80 | Residential_2039_Technical_GWh_Before Competition Groups_80 | DHW Recirculation Systems | 0.04403% | 0 | 9.8093 | Residential_2039_Technical_GWh_Before Competition Groups_DHW Recirculation Systems
Residential | Res ¦ DHW Recirculation Systems | 2039 | Achievable | GWh | Before Competition Groups | 3.4542 | 0 | 0 | 7939.6626 | 0.00043505 | 60 | Residential_2039_Achievable_GWh_Before Competition Groups_60 | DHW Recirculation Systems | 0.04351% | 0 | 3.4542 | Residential_2039_Achievable_GWh_Before Competition Groups_DHW Recirculation Systems
Residential | Res ¦ Air Source Heat Pump Maintenance | 2039 | Technical | GWh | Before Competition Groups | 8.8521 | 0 | 0 | 22280.7919 | 0.0003973 | 81 | Residential_2039_Technical_GWh_Before Competition Groups_81 | Air Source Heat Pump Maintenance | 0.03973% | 0 | 8.8521 | Residential_2039_Technical_GWh_Before Competition Groups_Air Source Heat Pump Maintenance
Residential | Res ¦ ECM MOTORS FOR HVAC APPLICATION (FAN-POWERED VAV BOX) | 2039 | Achievable | GWh | Before Competition Groups | 3.0786 | 0 | 0 | 7939.6626 | 0.00038775 | 61 | Residential_2039_Achievable_GWh_Before Competition Groups_61 | ECM MOTORS FOR HVAC APPLICATION (FAN-POWERED VAV BOX) | 0.03878% | 0 | 3.0786 | Residential_2039_Achievable_GWh_Before Competition Groups_ECM MOTORS FOR HVAC APPLICATION (FAN-POWERED VAV BOX)
Residential | Res ¦ VFD on Pumps | 2039 | Economic | GWh | Before Competition Groups | 4.5311 | 0 | 0 | 15161.8653 | 0.00029885 | 62 | Residential_2039_Economic_GWh_Before Competition Groups_62 | VFD on Pumps | 0.02988% | 0 | 4.5311 | Residential_2039_Economic_GWh_Before Competition Groups_VFD on Pumps
Residential | Res ¦ Heat Pump Water Heater | 2039 | Achievable | GWh | Before Competition Groups | 2.2766 | 0 | 0 | 7939.6626 | 0.00028674 | 62 | Residential_2039_Achievable_GWh_Before Competition Groups_62 | Heat Pump Water Heater | 0.02867% | 0 | 2.2766 | Residential_2039_Achievable_GWh_Before Competition Groups_Heat Pump Water Heater
Residential | Res ¦ Beverage Vending Machine Controls | 2039 | Achievable | GWh | Before Competition Groups | 2.1938 | 0 | 0 | 7939.6626 | 0.00027631 | 63 | Residential_2039_Achievable_GWh_Before Competition Groups_63 | Beverage Vending Machine Controls | 0.02763% | 0 | 2.1938 | Residential_2039_Achievable_GWh_Before Competition Groups_Beverage Vending Machine Controls
Residential | Res ¦ ENERGY STAR LED Lamps (General Service Lamps) | 2039 | Economic | GWh | Before Competition Groups | 3.5463 | 0 | 0 | 15161.8653 | 0.0002339 | 63 | Residential_2039_Economic_GWh_Before Competition Groups_63 | ENERGY STAR LED Lamps (General Service Lamps) | 0.02339% | 0 | 3.5463 | Residential_2039_Economic_GWh_Before Competition Groups_ENERGY STAR LED Lamps (General Service Lamps)
Residential | Res ¦ ECM MOTORS FOR HVAC APPLICATION (FAN-POWERED VAV BOX) | 2039 | Economic | GWh | Before Competition Groups | 3.411 | 0 | 0 | 15161.8653 | 0.00022497 | 64 | Residential_2039_Economic_GWh_Before Competition Groups_64 | ECM MOTORS FOR HVAC APPLICATION (FAN-POWERED VAV BOX) | 0.0225% | 0 | 3.411 | Residential_2039_Economic_GWh_Before Competition Groups_ECM MOTORS FOR HVAC APPLICATION (FAN-POWERED VAV BOX)
Residential | Res ¦ VFD on Pumps | 2039 | Technical | GWh | Before Competition Groups | 4.5311 | 0 | 0 | 22280.7919 | 0.00020336 | 82 | Residential_2039_Technical_GWh_Before Competition Groups_82 | VFD on Pumps | 0.02034% | 0 | 4.5311 | Residential_2039_Technical_GWh_Before Competition Groups_VFD on Pumps
Residential | Res ¦ Beverage Vending Machine Controls | 2039 | Economic | GWh | Before Competition Groups | 2.4212 | 0 | 0 | 15161.8653 | 0.00015969 | 65 | Residential_2039_Economic_GWh_Before Competition Groups_65 | Beverage Vending Machine Controls | 0.01597% | 0 | 2.4212 | Residential_2039_Economic_GWh_Before Competition Groups_Beverage Vending Machine Controls
Residential | Res ¦ ENERGY STAR LED Lamps (General Service Lamps) | 2039 | Technical | GWh | Before Competition Groups | 3.5463 | 0 | 0 | 22280.7919 | 0.00015917 | 83 | Residential_2039_Technical_GWh_Before Competition Groups_83 | ENERGY STAR LED Lamps (General Service Lamps) | 0.01592% | 0 | 3.5463 | Residential_2039_Technical_GWh_Before Competition Groups_ENERGY STAR LED Lamps (General Service Lamps)
Residential | Res ¦ ECM MOTORS FOR HVAC APPLICATION (FAN-POWERED VAV BOX) | 2039 | Technical | GWh | Before Competition Groups | 3.411 | 0 | 0 | 22280.7919 | 0.00015309 | 84 | Residential_2039_Technical_GWh_Before Competition Groups_84 | ECM MOTORS FOR HVAC APPLICATION (FAN-POWERED VAV BOX) | 0.01531% | 0 | 3.411 | Residential_2039_Technical_GWh_Before Competition Groups_ECM MOTORS FOR HVAC APPLICATION (FAN-POWERED VAV BOX)
Residential | Res ¦ HVAC Optimization | 2039 | Technical | GWh | Before Competition Groups | 3.2975 | 0 | 0 | 22280.7919 | 0.000148 | 85 | Residential_2039_Technical_GWh_Before Competition Groups_85 | HVAC Optimization | 0.0148% | 0 | 3.2975 | Residential_2039_Technical_GWh_Before Competition Groups_HVAC Optimization
Residential | Res ¦ Beverage Vending Machine Controls | 2039 | Technical | GWh | Before Competition Groups | 2.4212 | 0 | 0 | 22280.7919 | 0.00010867 | 86 | Residential_2039_Technical_GWh_Before Competition Groups_86 | Beverage Vending Machine Controls | 0.01087% | 0 | 2.4212 | Residential_2039_Technical_GWh_Before Competition Groups_Beverage Vending Machine Controls
Residential | Res ¦ Air Source Heat Pump | 2039 | Achievable | GWh | Before Competition Groups | 0.60023 | 0 | 0 | 7939.6626 | 7.5599e-05 | 64 | Residential_2039_Achievable_GWh_Before Competition Groups_64 | Air Source Heat Pump | 0.00756% | 0 | 0.60023 | Residential_2039_Achievable_GWh_Before Competition Groups_Air Source Heat Pump
Residential | Res ¦ Networked/ Connected - Indoor LED Luminaire | 2039 | Achievable | GWh | Before Competition Groups | 0.43513 | 0 | 0 | 7939.6626 | 5.4804e-05 | 65 | Residential_2039_Achievable_GWh_Before Competition Groups_65 | Networked/ Connected - Indoor LED Luminaire | 0.00548% | 0 | 0.43513 | Residential_2039_Achievable_GWh_Before Competition Groups_Networked/ Connected - Indoor LED Luminaire
Residential | Res ¦ Chilled Water Optimization | 2039 | Achievable | GWh | Before Competition Groups | 0.36715 | 0 | 0 | 7939.6626 | 4.6242e-05 | 66 | Residential_2039_Achievable_GWh_Before Competition Groups_66 | Chilled Water Optimization | 0.004624% | 0 | 0.36715 | Residential_2039_Achievable_GWh_Before Competition Groups_Chilled Water Optimization
Residential | Res ¦ Wall Insulation MF | 2039 | Economic | GWh | Before Competition Groups | 0.52771 | 0 | 0 | 15161.8653 | 3.4805e-05 | 66 | Residential_2039_Economic_GWh_Before Competition Groups_66 | Wall Insulation MF | 0.003481% | 0 | 0.52771 | Residential_2039_Economic_GWh_Before Competition Groups_Wall Insulation MF
Residential | Res ¦ Chilled Water Optimization | 2039 | Economic | GWh | Before Competition Groups | 0.502 | 0 | 0 | 15161.8653 | 3.311e-05 | 67 | Residential_2039_Economic_GWh_Before Competition Groups_67 | Chilled Water Optimization | 0.003311% | 0 | 0.502 | Residential_2039_Economic_GWh_Before Competition Groups_Chilled Water Optimization
Residential | Res ¦ LED High Bay Fixture | 2039 | Achievable | GWh | Before Competition Groups | 0.22883 | 0 | 0 | 7939.6626 | 2.8821e-05 | 67 | Residential_2039_Achievable_GWh_Before Competition Groups_67 | LED High Bay Fixture | 0.002882% | 0 | 0.22883 | Residential_2039_Achievable_GWh_Before Competition Groups_LED High Bay Fixture
Residential | Res ¦ Wall Insulation MF | 2039 | Technical | GWh | Before Competition Groups | 0.55126 | 0 | 0 | 22280.7919 | 2.4741e-05 | 87 | Residential_2039_Technical_GWh_Before Competition Groups_87 | Wall Insulation MF | 0.002474% | 0 | 0.55126 | Residential_2039_Technical_GWh_Before Competition Groups_Wall Insulation MF
Residential | Res ¦ Chilled Water Optimization | 2039 | Technical | GWh | Before Competition Groups | 0.502 | 0 | 0 | 22280.7919 | 2.2531e-05 | 88 | Residential_2039_Technical_GWh_Before Competition Groups_88 | Chilled Water Optimization | 0.002253% | 0 | 0.502 | Residential_2039_Technical_GWh_Before Competition Groups_Chilled Water Optimization
Residential | Res ¦ LED High Bay Fixture | 2039 | Economic | GWh | Before Competition Groups | 0.24982 | 0 | 0 | 15161.8653 | 1.6477e-05 | 68 | Residential_2039_Economic_GWh_Before Competition Groups_68 | LED High Bay Fixture | 0.001648% | 0 | 0.24982 | Residential_2039_Economic_GWh_Before Competition Groups_LED High Bay Fixture
Residential | Res ¦ LED Recessed Downlights | 2039 | Technical | GWh | Before Competition Groups | 0.29066 | 0 | 0 | 22280.7919 | 1.3045e-05 | 89 | Residential_2039_Technical_GWh_Before Competition Groups_89 | LED Recessed Downlights | 0.001305% | 0 | 0.29066 | Residential_2039_Technical_GWh_Before Competition Groups_LED Recessed Downlights
Residential | Res ¦ LED High Bay Fixture | 2039 | Technical | GWh | Before Competition Groups | 0.24982 | 0 | 0 | 22280.7919 | 1.1212e-05 | 90 | Residential_2039_Technical_GWh_Before Competition Groups_90 | LED High Bay Fixture | 0.001121% | 0 | 0.24982 | Residential_2039_Technical_GWh_Before Competition Groups_LED High Bay Fixture
Residential | Res ¦ Solar Water Preheat (Pools/DHW) | 2039 | Technical | GWh | Before Competition Groups | 0.1263 | 0 | 0 | 22280.7919 | 5.6687e-06 | 91 | Residential_2039_Technical_GWh_Before Competition Groups_91 | Solar Water Preheat (Pools/DHW) | 0.0005669% | 0 | 0.1263 | Residential_2039_Technical_GWh_Before Competition Groups_Solar Water Preheat (Pools/DHW)
Residential | Res ¦ Wall Insulation MF | 2039 | Achievable | GWh | Before Competition Groups | 0.038956 | 0 | 0 | 7939.6626 | 4.9065e-06 | 68 | Residential_2039_Achievable_GWh_Before Competition Groups_68 | Wall Insulation MF | 0.0004907% | 0 | 0.038956 | Residential_2039_Achievable_GWh_Before Competition Groups_Wall Insulation MF
Residential | Res ¦ Photocell Controls (Outdoor) | 2039 | Technical | GWh | Before Competition Groups | 0.00030933 | 0 | 0 | 22280.7919 | 1.3883e-08 | 92 | Residential_2039_Technical_GWh_Before Competition Groups_92 | Photocell Controls (Outdoor) | 1.388e-06% | 0 | 0.00030933 | Residential_2039_Technical_GWh_Before Competition Groups_Photocell Controls (Outdoor)
Residential | Res ¦ Lighting Motion Sensors, Timers, Dimmers | 2039 | Achievable | GWh | Before Competition Groups | 0 | 0 | 0 | 7939.6626 | 0 | 69 | Residential_2039_Achievable_GWh_Before Competition Groups_69 | Lighting Motion Sensors, Timers, Dimmers | 0% | 0 | 0 | Residential_2039_Achievable_GWh_Before Competition Groups_Lighting Motion Sensors, Timers, Dimmers
Residential | Res ¦ Lighting Motion Sensors, Timers, Dimmers | 2039 | Economic | GWh | Before Competition Groups | 0 | 0 | 0 | 15161.8653 | 0 | 69 | Residential_2039_Economic_GWh_Before Competition Groups_69 | Lighting Motion Sensors, Timers, Dimmers | 0% | 0 | 0 | Residential_2039_Economic_GWh_Before Competition Groups_Lighting Motion Sensors, Timers, Dimmers
Residential | Res ¦ Energy Star A Line, PAR, MR Lamps | 2040 | Economic | GWh | Before Competition Groups | 1895.3609 | 0 | 0 | 15356.9205 | 0.12342 | 1 | Residential_2040_Economic_GWh_Before Competition Groups_1 | Energy Star A Line, PAR, MR Lamps | 12.34% | 0 | 1895.3609 | Residential_2040_Economic_GWh_Before Competition Groups_Energy Star A Line, PAR, MR Lamps
Residential | Res ¦ Energy Star LED Bulbs General Purpose LEDs | 2040 | Economic | GWh | Before Competition Groups | 1722.0022 | 0 | 0 | 15356.9205 | 0.11213 | 2 | Residential_2040_Economic_GWh_Before Competition Groups_2 | Energy Star LED Bulbs General Purpose LEDs | 11.21% | 0 | 1722.0022 | Residential_2040_Economic_GWh_Before Competition Groups_Energy Star LED Bulbs General Purpose LEDs
Residential | Res ¦ Smart Power Bar | 2040 | Achievable | GWh | Before Competition Groups | 877.421 | 0 | 0 | 8300.442 | 0.10571 | 1 | Residential_2040_Achievable_GWh_Before Competition Groups_1 | Smart Power Bar | 10.57% | 0 | 877.421 | Residential_2040_Achievable_GWh_Before Competition Groups_Smart Power Bar
Residential | Res ¦ Energy Star LED Specialty Bulbs | 2040 | Economic | GWh | Before Competition Groups | 1525.4534 | 0 | 0 | 15356.9205 | 0.099333 | 3 | Residential_2040_Economic_GWh_Before Competition Groups_3 | Energy Star LED Specialty Bulbs | 9.933% | 0 | 1525.4534 | Residential_2040_Economic_GWh_Before Competition Groups_Energy Star LED Specialty Bulbs
Residential | Res ¦ Smart Power Bar | 2040 | Economic | GWh | Before Competition Groups | 1315.7583 | 0 | 0 | 15356.9205 | 0.085679 | 4 | Residential_2040_Economic_GWh_Before Competition Groups_4 | Smart Power Bar | 8.568% | 0 | 1315.7583 | Residential_2040_Economic_GWh_Before Competition Groups_Smart Power Bar
Residential | Res ¦ Energy Star A Line, PAR, MR Lamps | 2040 | Technical | GWh | Before Competition Groups | 1895.3609 | 0 | 0 | 22624.8432 | 0.083773 | 1 | Residential_2040_Technical_GWh_Before Competition Groups_1 | Energy Star A Line, PAR, MR Lamps | 8.377% | 0 | 1895.3609 | Residential_2040_Technical_GWh_Before Competition Groups_Energy Star A Line, PAR, MR Lamps
Residential | Res ¦ Energy Star Clothes Washer | 2040 | Achievable | GWh | Before Competition Groups | 685.8509 | 0 | 0 | 8300.442 | 0.082628 | 2 | Residential_2040_Achievable_GWh_Before Competition Groups_2 | Energy Star Clothes Washer | 8.263% | 0 | 685.8509 | Residential_2040_Achievable_GWh_Before Competition Groups_Energy Star Clothes Washer
Residential | Res ¦ Energy Star LED Bulbs General Purpose LEDs | 2040 | Technical | GWh | Before Competition Groups | 1722.0022 | 0 | 0 | 22624.8432 | 0.076111 | 2 | Residential_2040_Technical_GWh_Before Competition Groups_2 | Energy Star LED Bulbs General Purpose LEDs | 7.611% | 0 | 1722.0022 | Residential_2040_Technical_GWh_Before Competition Groups_Energy Star LED Bulbs General Purpose LEDs
Residential | Res ¦ Energy Star LED Specialty Bulbs | 2040 | Technical | GWh | Before Competition Groups | 1525.4534 | 0 | 0 | 22624.8432 | 0.067424 | 3 | Residential_2040_Technical_GWh_Before Competition Groups_3 | Energy Star LED Specialty Bulbs | 6.742% | 0 | 1525.4534 | Residential_2040_Technical_GWh_Before Competition Groups_Energy Star LED Specialty Bulbs
Residential | Res ¦ Ductless Mini-Split Heat Pump | 2040 | Achievable | GWh | Before Competition Groups | 553.3206 | 0 | 0 | 8300.442 | 0.066662 | 3 | Residential_2040_Achievable_GWh_Before Competition Groups_3 | Ductless Mini-Split Heat Pump | 6.666% | 0 | 553.3206 | Residential_2040_Achievable_GWh_Before Competition Groups_Ductless Mini-Split Heat Pump
Residential | Res ¦ Energy Star LED Bulbs General Purpose LEDs | 2040 | Achievable | GWh | Before Competition Groups | 506.2215 | 0 | 0 | 8300.442 | 0.060987 | 4 | Residential_2040_Achievable_GWh_Before Competition Groups_4 | Energy Star LED Bulbs General Purpose LEDs | 6.099% | 0 | 506.2215 | Residential_2040_Achievable_GWh_Before Competition Groups_Energy Star LED Bulbs General Purpose LEDs
Residential | Res ¦ Smart Power Bar | 2040 | Technical | GWh | Before Competition Groups | 1315.7583 | 0 | 0 | 22624.8432 | 0.058155 | 4 | Residential_2040_Technical_GWh_Before Competition Groups_4 | Smart Power Bar | 5.816% | 0 | 1315.7583 | Residential_2040_Technical_GWh_Before Competition Groups_Smart Power Bar
Residential | Res ¦ Energy Star LED Specialty Bulbs | 2040 | Achievable | GWh | Before Competition Groups | 453.9598 | 0 | 0 | 8300.442 | 0.054691 | 5 | Residential_2040_Achievable_GWh_Before Competition Groups_5 | Energy Star LED Specialty Bulbs | 5.469% | 0 | 453.9598 | Residential_2040_Achievable_GWh_Before Competition Groups_Energy Star LED Specialty Bulbs
Residential | Res ¦ Ductless Mini-Split Heat Pump | 2040 | Economic | GWh | Before Competition Groups | 813.3955 | 0 | 0 | 15356.9205 | 0.052966 | 5 | Residential_2040_Economic_GWh_Before Competition Groups_5 | Ductless Mini-Split Heat Pump | 5.297% | 0 | 813.3955 | Residential_2040_Economic_GWh_Before Competition Groups_Ductless Mini-Split Heat Pump
Residential | Res ¦ Energy Star Clothes Washer | 2040 | Economic | GWh | Before Competition Groups | 802.2283 | 0 | 0 | 15356.9205 | 0.052239 | 6 | Residential_2040_Economic_GWh_Before Competition Groups_6 | Energy Star Clothes Washer | 5.224% | 0 | 802.2283 | Residential_2040_Economic_GWh_Before Competition Groups_Energy Star Clothes Washer
Residential | Res ¦ Networked/ Connected - Indoor LED Lamp | 2040 | Technical | GWh | Before Competition Groups | 1149.3195 | 0 | 0 | 22624.8432 | 0.050799 | 5 | Residential_2040_Technical_GWh_Before Competition Groups_5 | Networked/ Connected - Indoor LED Lamp | 5.08% | 0 | 1149.3195 | Residential_2040_Technical_GWh_Before Competition Groups_Networked/ Connected - Indoor LED Lamp
Residential | Res ¦ Variable Speed Pool Pump Motor | 2040 | Achievable | GWh | Before Competition Groups | 404.9649 | 0 | 0 | 8300.442 | 0.048788 | 6 | Residential_2040_Achievable_GWh_Before Competition Groups_6 | Variable Speed Pool Pump Motor | 4.879% | 0 | 404.9649 | Residential_2040_Achievable_GWh_Before Competition Groups_Variable Speed Pool Pump Motor
Residential | Res ¦ Adaptive Thermostat | 2040 | Economic | GWh | Before Competition Groups | 725.222 | 0 | 0 | 15356.9205 | 0.047224 | 7 | Residential_2040_Economic_GWh_Before Competition Groups_7 | Adaptive Thermostat | 4.722% | 0 | 725.222 | Residential_2040_Economic_GWh_Before Competition Groups_Adaptive Thermostat
Residential | Res ¦ Smart Burners | 2040 | Economic | GWh | Before Competition Groups | 714.5421 | 0 | 0 | 15356.9205 | 0.046529 | 8 | Residential_2040_Economic_GWh_Before Competition Groups_8 | Smart Burners | 4.653% | 0 | 714.5421 | Residential_2040_Economic_GWh_Before Competition Groups_Smart Burners
Residential | Res ¦ Car Block Heater Timer | 2040 | Achievable | GWh | Before Competition Groups | 386.0976 | 0 | 0 | 8300.442 | 0.046515 | 7 | Residential_2040_Achievable_GWh_Before Competition Groups_7 | Car Block Heater Timer | 4.652% | 0 | 386.0976 | Residential_2040_Achievable_GWh_Before Competition Groups_Car Block Heater Timer
Residential | Res ¦ Adaptive Thermostat | 2040 | Achievable | GWh | Before Competition Groups | 373.82 | 0 | 0 | 8300.442 | 0.045036 | 8 | Residential_2040_Achievable_GWh_Before Competition Groups_8 | Adaptive Thermostat | 4.504% | 0 | 373.82 | Residential_2040_Achievable_GWh_Before Competition Groups_Adaptive Thermostat
Residential | Res ¦ Energy Star A Line, PAR, MR Lamps | 2040 | Achievable | GWh | Before Competition Groups | 370.5924 | 0 | 0 | 8300.442 | 0.044647 | 9 | Residential_2040_Achievable_GWh_Before Competition Groups_9 | Energy Star A Line, PAR, MR Lamps | 4.465% | 0 | 370.5924 | Residential_2040_Achievable_GWh_Before Competition Groups_Energy Star A Line, PAR, MR Lamps
Residential | Res ¦ Energy Star Refrigerator | 2040 | Technical | GWh | Before Competition Groups | 1008.5575 | 0 | 0 | 22624.8432 | 0.044577 | 6 | Residential_2040_Technical_GWh_Before Competition Groups_6 | Energy Star Refrigerator | 4.458% | 0 | 1008.5575 | Residential_2040_Technical_GWh_Before Competition Groups_Energy Star Refrigerator
Residential | Res ¦ Smart Burners | 2040 | Technical | GWh | Before Competition Groups | 910.8739 | 0 | 0 | 22624.8432 | 0.04026 | 7 | Residential_2040_Technical_GWh_Before Competition Groups_7 | Smart Burners | 4.026% | 0 | 910.8739 | Residential_2040_Technical_GWh_Before Competition Groups_Smart Burners
Residential | Res ¦ Smart Burners | 2040 | Achievable | GWh | Before Competition Groups | 328.7034 | 0 | 0 | 8300.442 | 0.039601 | 10 | Residential_2040_Achievable_GWh_Before Competition Groups_10 | Smart Burners | 3.96% | 0 | 328.7034 | Residential_2040_Achievable_GWh_Before Competition Groups_Smart Burners
Residential | Res ¦ Building Recommissioning, Operations and Maintenance (O&M) Improvements | 2040 | Achievable | GWh | Before Competition Groups | 318.0285 | 0 | 0 | 8300.442 | 0.038315 | 11 | Residential_2040_Achievable_GWh_Before Competition Groups_11 | Building Recommissioning, Operations and Maintenance (O&M) Improvements | 3.831% | 0 | 318.0285 | Residential_2040_Achievable_GWh_Before Competition Groups_Building Recommissioning, Operations and Maintenance (O&M) Improvements
Residential | Res ¦ Energy Star Torchiere | 2040 | Achievable | GWh | Before Competition Groups | 314.7548 | 0 | 0 | 8300.442 | 0.03792 | 12 | Residential_2040_Achievable_GWh_Before Competition Groups_12 | Energy Star Torchiere | 3.792% | 0 | 314.7548 | Residential_2040_Achievable_GWh_Before Competition Groups_Energy Star Torchiere
Residential | Res ¦ Ductless Mini-Split Heat Pump | 2040 | Technical | GWh | Before Competition Groups | 813.3955 | 0 | 0 | 22624.8432 | 0.035951 | 8 | Residential_2040_Technical_GWh_Before Competition Groups_8 | Ductless Mini-Split Heat Pump | 3.595% | 0 | 813.3955 | Residential_2040_Technical_GWh_Before Competition Groups_Ductless Mini-Split Heat Pump
Residential | Res ¦ Energy Star Clothes Washer | 2040 | Technical | GWh | Before Competition Groups | 802.2283 | 0 | 0 | 22624.8432 | 0.035458 | 9 | Residential_2040_Technical_GWh_Before Competition Groups_9 | Energy Star Clothes Washer | 3.546% | 0 | 802.2283 | Residential_2040_Technical_GWh_Before Competition Groups_Energy Star Clothes Washer
Residential | Res ¦ Energy Star Ground Source Heat Pump | 2040 | Technical | GWh | Before Competition Groups | 789.2058 | 0 | 0 | 22624.8432 | 0.034882 | 10 | Residential_2040_Technical_GWh_Before Competition Groups_10 | Energy Star Ground Source Heat Pump | 3.488% | 0 | 789.2058 | Residential_2040_Technical_GWh_Before Competition Groups_Energy Star Ground Source Heat Pump
Residential | Res ¦ Adaptive Thermostat | 2040 | Technical | GWh | Before Competition Groups | 725.222 | 0 | 0 | 22624.8432 | 0.032054 | 11 | Residential_2040_Technical_GWh_Before Competition Groups_11 | Adaptive Thermostat | 3.205% | 0 | 725.222 | Residential_2040_Technical_GWh_Before Competition Groups_Adaptive Thermostat
Residential | Res ¦ Air Sealing | 2040 | Economic | GWh | Before Competition Groups | 466.2772 | 0 | 0 | 15356.9205 | 0.030363 | 9 | Residential_2040_Economic_GWh_Before Competition Groups_9 | Air Sealing | 3.036% | 0 | 466.2772 | Residential_2040_Economic_GWh_Before Competition Groups_Air Sealing
Residential | Res ¦ Heat Pump Clothes Dryer | 2040 | Technical | GWh | Before Competition Groups | 684.7126 | 0 | 0 | 22624.8432 | 0.030264 | 12 | Residential_2040_Technical_GWh_Before Competition Groups_12 | Heat Pump Clothes Dryer | 3.026% | 0 | 684.7126 | Residential_2040_Technical_GWh_Before Competition Groups_Heat Pump Clothes Dryer
Residential | Res ¦ Energy Star Air Source Heat Pump | 2040 | Economic | GWh | Before Competition Groups | 445.567 | 0 | 0 | 15356.9205 | 0.029014 | 10 | Residential_2040_Economic_GWh_Before Competition Groups_10 | Energy Star Air Source Heat Pump | 2.901% | 0 | 445.567 | Residential_2040_Economic_GWh_Before Competition Groups_Energy Star Air Source Heat Pump
Residential | Res ¦ Energy Star Light Fixture | 2040 | Achievable | GWh | Before Competition Groups | 240.8285 | 0 | 0 | 8300.442 | 0.029014 | 13 | Residential_2040_Achievable_GWh_Before Competition Groups_13 | Energy Star Light Fixture | 2.901% | 0 | 240.8285 | Residential_2040_Achievable_GWh_Before Competition Groups_Energy Star Light Fixture
Residential | Res ¦ Energy Star Torchiere | 2040 | Economic | GWh | Before Competition Groups | 395.7568 | 0 | 0 | 15356.9205 | 0.025771 | 11 | Residential_2040_Economic_GWh_Before Competition Groups_11 | Energy Star Torchiere | 2.577% | 0 | 395.7568 | Residential_2040_Economic_GWh_Before Competition Groups_Energy Star Torchiere
Residential | Res ¦ Air Sealing | 2040 | Achievable | GWh | Before Competition Groups | 212.7972 | 0 | 0 | 8300.442 | 0.025637 | 14 | Residential_2040_Achievable_GWh_Before Competition Groups_14 | Air Sealing | 2.564% | 0 | 212.7972 | Residential_2040_Achievable_GWh_Before Competition Groups_Air Sealing
Residential | Res ¦ Car Block Heater Timer | 2040 | Economic | GWh | Before Competition Groups | 389.523 | 0 | 0 | 15356.9205 | 0.025365 | 12 | Residential_2040_Economic_GWh_Before Competition Groups_12 | Car Block Heater Timer | 2.536% | 0 | 389.523 | Residential_2040_Economic_GWh_Before Competition Groups_Car Block Heater Timer
Residential | Res ¦ Induction Cooking Stove Top | 2040 | Technical | GWh | Before Competition Groups | 561.0983 | 0 | 0 | 22624.8432 | 0.0248 | 13 | Residential_2040_Technical_GWh_Before Competition Groups_13 | Induction Cooking Stove Top | 2.48% | 0 | 561.0983 | Residential_2040_Technical_GWh_Before Competition Groups_Induction Cooking Stove Top
Residential | Res ¦ Variable Speed Pool Pump Motor | 2040 | Economic | GWh | Before Competition Groups | 349.8624 | 0 | 0 | 15356.9205 | 0.022782 | 13 | Residential_2040_Economic_GWh_Before Competition Groups_13 | Variable Speed Pool Pump Motor | 2.278% | 0 | 349.8624 | Residential_2040_Economic_GWh_Before Competition Groups_Variable Speed Pool Pump Motor
Residential | Res ¦ Energy Star Light Fixture | 2040 | Economic | GWh | Before Competition Groups | 325.7821 | 0 | 0 | 15356.9205 | 0.021214 | 14 | Residential_2040_Economic_GWh_Before Competition Groups_14 | Energy Star Light Fixture | 2.121% | 0 | 325.7821 | Residential_2040_Economic_GWh_Before Competition Groups_Energy Star Light Fixture
Residential | Res ¦ Energy Star Air Source Heat Pump | 2040 | Achievable | GWh | Before Competition Groups | 175.9143 | 0 | 0 | 8300.442 | 0.021193 | 15 | Residential_2040_Achievable_GWh_Before Competition Groups_15 | Energy Star Air Source Heat Pump | 2.119% | 0 | 175.9143 | Residential_2040_Achievable_GWh_Before Competition Groups_Energy Star Air Source Heat Pump
Residential | Res ¦ Energy Star Light Fixture | 2040 | Technical | GWh | Before Competition Groups | 471.0119 | 0 | 0 | 22624.8432 | 0.020818 | 14 | Residential_2040_Technical_GWh_Before Competition Groups_14 | Energy Star Light Fixture | 2.082% | 0 | 471.0119 | Residential_2040_Technical_GWh_Before Competition Groups_Energy Star Light Fixture
Residential | Res ¦ Air Sealing | 2040 | Technical | GWh | Before Competition Groups | 466.2772 | 0 | 0 | 22624.8432 | 0.020609 | 15 | Residential_2040_Technical_GWh_Before Competition Groups_15 | Air Sealing | 2.061% | 0 | 466.2772 | Residential_2040_Technical_GWh_Before Competition Groups_Air Sealing
Residential | Res ¦ Energy Star Central Air Conditioner | 2040 | Technical | GWh | Before Competition Groups | 460.3673 | 0 | 0 | 22624.8432 | 0.020348 | 16 | Residential_2040_Technical_GWh_Before Competition Groups_16 | Energy Star Central Air Conditioner | 2.035% | 0 | 460.3673 | Residential_2040_Technical_GWh_Before Competition Groups_Energy Star Central Air Conditioner
Residential | Res ¦ Energy Star Air Source Heat Pump | 2040 | Technical | GWh | Before Competition Groups | 445.567 | 0 | 0 | 22624.8432 | 0.019694 | 17 | Residential_2040_Technical_GWh_Before Competition Groups_17 | Energy Star Air Source Heat Pump | 1.969% | 0 | 445.567 | Residential_2040_Technical_GWh_Before Competition Groups_Energy Star Air Source Heat Pump
Residential | Res ¦ Comprehensive Draft Proofing | 2040 | Achievable | GWh | Before Competition Groups | 159.7147 | 0 | 0 | 8300.442 | 0.019242 | 16 | Residential_2040_Achievable_GWh_Before Competition Groups_16 | Comprehensive Draft Proofing | 1.924% | 0 | 159.7147 | Residential_2040_Achievable_GWh_Before Competition Groups_Comprehensive Draft Proofing
Residential | Res ¦ Building Recommissioning, Operations and Maintenance (O&M) Improvements | 2040 | Economic | GWh | Before Competition Groups | 274.7515 | 0 | 0 | 15356.9205 | 0.017891 | 15 | Residential_2040_Economic_GWh_Before Competition Groups_15 | Building Recommissioning, Operations and Maintenance (O&M) Improvements | 1.789% | 0 | 274.7515 | Residential_2040_Economic_GWh_Before Competition Groups_Building Recommissioning, Operations and Maintenance (O&M) Improvements
Residential | Res ¦ Energy Star Torchiere | 2040 | Technical | GWh | Before Competition Groups | 395.7568 | 0 | 0 | 22624.8432 | 0.017492 | 18 | Residential_2040_Technical_GWh_Before Competition Groups_18 | Energy Star Torchiere | 1.749% | 0 | 395.7568 | Residential_2040_Technical_GWh_Before Competition Groups_Energy Star Torchiere
Residential | Res ¦ Energy Star Clothes Dryer | 2040 | Technical | GWh | Before Competition Groups | 391.0864 | 0 | 0 | 22624.8432 | 0.017286 | 19 | Residential_2040_Technical_GWh_Before Competition Groups_19 | Energy Star Clothes Dryer | 1.729% | 0 | 391.0864 | Residential_2040_Technical_GWh_Before Competition Groups_Energy Star Clothes Dryer
Residential | Res ¦ Heavy Duty Outdoor/Holiday Plug-in Timers | 2040 | Achievable | GWh | Before Competition Groups | 142.92 | 0 | 0 | 8300.442 | 0.017218 | 17 | Residential_2040_Achievable_GWh_Before Competition Groups_17 | Heavy Duty Outdoor/Holiday Plug-in Timers | 1.722% | 0 | 142.92 | Residential_2040_Achievable_GWh_Before Competition Groups_Heavy Duty Outdoor/Holiday Plug-in Timers
Residential | Res ¦ Car Block Heater Timer | 2040 | Technical | GWh | Before Competition Groups | 389.523 | 0 | 0 | 22624.8432 | 0.017217 | 20 | Residential_2040_Technical_GWh_Before Competition Groups_20 | Car Block Heater Timer | 1.722% | 0 | 389.523 | Residential_2040_Technical_GWh_Before Competition Groups_Car Block Heater Timer
Residential | Res ¦ Ductless Mini-Split Air Conditioner | 2040 | Technical | GWh | Before Competition Groups | 374.981 | 0 | 0 | 22624.8432 | 0.016574 | 21 | Residential_2040_Technical_GWh_Before Competition Groups_21 | Ductless Mini-Split Air Conditioner | 1.657% | 0 | 374.981 | Residential_2040_Technical_GWh_Before Competition Groups_Ductless Mini-Split Air Conditioner
Residential | Res ¦ Basement Wall Insulation | 2040 | Economic | GWh | Before Competition Groups | 244.2217 | 0 | 0 | 15356.9205 | 0.015903 | 16 | Residential_2040_Economic_GWh_Before Competition Groups_16 | Basement Wall Insulation | 1.59% | 0 | 244.2217 | Residential_2040_Economic_GWh_Before Competition Groups_Basement Wall Insulation
Residential | Res ¦ Energy Star Windows | 2040 | Economic | GWh | Before Competition Groups | 243.4927 | 0 | 0 | 15356.9205 | 0.015856 | 17 | Residential_2040_Economic_GWh_Before Competition Groups_17 | Energy Star Windows | 1.586% | 0 | 243.4927 | Residential_2040_Economic_GWh_Before Competition Groups_Energy Star Windows
Residential | Res ¦ Variable Speed Pool Pump Motor | 2040 | Technical | GWh | Before Competition Groups | 349.8624 | 0 | 0 | 22624.8432 | 0.015464 | 22 | Residential_2040_Technical_GWh_Before Competition Groups_22 | Variable Speed Pool Pump Motor | 1.546% | 0 | 349.8624 | Residential_2040_Technical_GWh_Before Competition Groups_Variable Speed Pool Pump Motor
Residential | Res ¦ Energy Star Clothes Dryer | 2040 | Achievable | GWh | Before Competition Groups | 117.0214 | 0 | 0 | 8300.442 | 0.014098 | 18 | Residential_2040_Achievable_GWh_Before Competition Groups_18 | Energy Star Clothes Dryer | 1.41% | 0 | 117.0214 | Residential_2040_Achievable_GWh_Before Competition Groups_Energy Star Clothes Dryer
Residential | Res ¦ LED Parking Lot Fixture | 2040 | Achievable | GWh | Before Competition Groups | 111.6873 | 0 | 0 | 8300.442 | 0.013456 | 19 | Residential_2040_Achievable_GWh_Before Competition Groups_19 | LED Parking Lot Fixture | 1.346% | 0 | 111.6873 | Residential_2040_Achievable_GWh_Before Competition Groups_LED Parking Lot Fixture
Residential | Res ¦ Basement Wall Insulation | 2040 | Achievable | GWh | Before Competition Groups | 111.4643 | 0 | 0 | 8300.442 | 0.013429 | 20 | Residential_2040_Achievable_GWh_Before Competition Groups_20 | Basement Wall Insulation | 1.343% | 0 | 111.4643 | Residential_2040_Achievable_GWh_Before Competition Groups_Basement Wall Insulation
Residential | Res ¦ Occupancy Sensors MF | 2040 | Achievable | GWh | Before Competition Groups | 110.1429 | 0 | 0 | 8300.442 | 0.01327 | 21 | Residential_2040_Achievable_GWh_Before Competition Groups_21 | Occupancy Sensors MF | 1.327% | 0 | 110.1429 | Residential_2040_Achievable_GWh_Before Competition Groups_Occupancy Sensors MF
Residential | Res ¦ Basement or Crawlspace Insulation | 2040 | Economic | GWh | Before Competition Groups | 203.2233 | 0 | 0 | 15356.9205 | 0.013233 | 18 | Residential_2040_Economic_GWh_Before Competition Groups_18 | Basement or Crawlspace Insulation | 1.323% | 0 | 203.2233 | Residential_2040_Economic_GWh_Before Competition Groups_Basement or Crawlspace Insulation
Residential | Res ¦ Energy Star Clothes Dryer | 2040 | Economic | GWh | Before Competition Groups | 199.3253 | 0 | 0 | 15356.9205 | 0.01298 | 19 | Residential_2040_Economic_GWh_Before Competition Groups_19 | Energy Star Clothes Dryer | 1.298% | 0 | 199.3253 | Residential_2040_Economic_GWh_Before Competition Groups_Energy Star Clothes Dryer
Residential | Res ¦ Passive Attic Ventilation | 2040 | Technical | GWh | Before Competition Groups | 279.5529 | 0 | 0 | 22624.8432 | 0.012356 | 23 | Residential_2040_Technical_GWh_Before Competition Groups_23 | Passive Attic Ventilation | 1.236% | 0 | 279.5529 | Residential_2040_Technical_GWh_Before Competition Groups_Passive Attic Ventilation
Residential | Res ¦ Attic Insulation | 2040 | Economic | GWh | Before Competition Groups | 188.5096 | 0 | 0 | 15356.9205 | 0.012275 | 20 | Residential_2040_Economic_GWh_Before Competition Groups_20 | Attic Insulation | 1.228% | 0 | 188.5096 | Residential_2040_Economic_GWh_Before Competition Groups_Attic Insulation
Residential | Res ¦ Building Recommissioning, Operations and Maintenance (O&M) Improvements | 2040 | Technical | GWh | Before Competition Groups | 274.7515 | 0 | 0 | 22624.8432 | 0.012144 | 24 | Residential_2040_Technical_GWh_Before Competition Groups_24 | Building Recommissioning, Operations and Maintenance (O&M) Improvements | 1.214% | 0 | 274.7515 | Residential_2040_Technical_GWh_Before Competition Groups_Building Recommissioning, Operations and Maintenance (O&M) Improvements
Residential | Res ¦ Energy Star Windows | 2040 | Technical | GWh | Before Competition Groups | 253.0937 | 0 | 0 | 22624.8432 | 0.011187 | 25 | Residential_2040_Technical_GWh_Before Competition Groups_25 | Energy Star Windows | 1.119% | 0 | 253.0937 | Residential_2040_Technical_GWh_Before Competition Groups_Energy Star Windows
Residential | Res ¦ Energy Star Windows | 2040 | Achievable | GWh | Before Competition Groups | 89.8826 | 0 | 0 | 8300.442 | 0.010829 | 22 | Residential_2040_Achievable_GWh_Before Competition Groups_22 | Energy Star Windows | 1.083% | 0 | 89.8826 | Residential_2040_Achievable_GWh_Before Competition Groups_Energy Star Windows
Residential | Res ¦ Basement Wall Insulation | 2040 | Technical | GWh | Before Competition Groups | 244.2217 | 0 | 0 | 22624.8432 | 0.010794 | 26 | Residential_2040_Technical_GWh_Before Competition Groups_26 | Basement Wall Insulation | 1.079% | 0 | 244.2217 | Residential_2040_Technical_GWh_Before Competition Groups_Basement Wall Insulation
Residential | Res ¦ Attic Insulation | 2040 | Achievable | GWh | Before Competition Groups | 86.0202 | 0 | 0 | 8300.442 | 0.010363 | 23 | Residential_2040_Achievable_GWh_Before Competition Groups_23 | Attic Insulation | 1.036% | 0 | 86.0202 | Residential_2040_Achievable_GWh_Before Competition Groups_Attic Insulation
Residential | Res ¦ Refrigerator Recycling | 2040 | Achievable | GWh | Before Competition Groups | 81.7465 | 0 | 0 | 8300.442 | 0.0098485 | 24 | Residential_2040_Achievable_GWh_Before Competition Groups_24 | Refrigerator Recycling | 0.9848% | 0 | 81.7465 | Residential_2040_Achievable_GWh_Before Competition Groups_Refrigerator Recycling
Residential | Res ¦ Wall Insulation | 2040 | Economic | GWh | Before Competition Groups | 147.7329 | 0 | 0 | 15356.9205 | 0.00962 | 21 | Residential_2040_Economic_GWh_Before Competition Groups_21 | Wall Insulation | 0.962% | 0 | 147.7329 | Residential_2040_Economic_GWh_Before Competition Groups_Wall Insulation
Residential | Res ¦ Furnace with ECM | 2040 | Achievable | GWh | Before Competition Groups | 78.9929 | 0 | 0 | 8300.442 | 0.0095167 | 25 | Residential_2040_Achievable_GWh_Before Competition Groups_25 | Furnace with ECM | 0.9517% | 0 | 78.9929 | Residential_2040_Achievable_GWh_Before Competition Groups_Furnace with ECM
Residential | Res ¦ Lighting Motion Sensors, Timers, Dimmers | 2040 | Technical | GWh | Before Competition Groups | 212.3496 | 0 | 0 | 22624.8432 | 0.0093857 | 27 | Residential_2040_Technical_GWh_Before Competition Groups_27 | Lighting Motion Sensors, Timers, Dimmers | 0.9386% | 0 | 212.3496 | Residential_2040_Technical_GWh_Before Competition Groups_Lighting Motion Sensors, Timers, Dimmers
Residential | Res ¦ Energy Star Room Air Conditioner | 2040 | Economic | GWh | Before Competition Groups | 143.3023 | 0 | 0 | 15356.9205 | 0.0093314 | 22 | Residential_2040_Economic_GWh_Before Competition Groups_22 | Energy Star Room Air Conditioner | 0.9331% | 0 | 143.3023 | Residential_2040_Economic_GWh_Before Competition Groups_Energy Star Room Air Conditioner
Residential | Res ¦ Clothes Drying Racks | 2040 | Achievable | GWh | Before Competition Groups | 74.6335 | 0 | 0 | 8300.442 | 0.0089915 | 26 | Residential_2040_Achievable_GWh_Before Competition Groups_26 | Clothes Drying Racks | 0.8992% | 0 | 74.6335 | Residential_2040_Achievable_GWh_Before Competition Groups_Clothes Drying Racks
Residential | Res ¦ Comprehensive Draft Proofing | 2040 | Economic | GWh | Before Competition Groups | 137.9808 | 0 | 0 | 15356.9205 | 0.0089849 | 23 | Residential_2040_Economic_GWh_Before Competition Groups_23 | Comprehensive Draft Proofing | 0.8985% | 0 | 137.9808 | Residential_2040_Economic_GWh_Before Competition Groups_Comprehensive Draft Proofing
Residential | Res ¦ Basement or Crawlspace Insulation | 2040 | Technical | GWh | Before Competition Groups | 203.2233 | 0 | 0 | 22624.8432 | 0.0089823 | 28 | Residential_2040_Technical_GWh_Before Competition Groups_28 | Basement or Crawlspace Insulation | 0.8982% | 0 | 203.2233 | Residential_2040_Technical_GWh_Before Competition Groups_Basement or Crawlspace Insulation
Residential | Res ¦ Freezer Recycling | 2040 | Achievable | GWh | Before Competition Groups | 71.6901 | 0 | 0 | 8300.442 | 0.0086369 | 27 | Residential_2040_Achievable_GWh_Before Competition Groups_27 | Freezer Recycling | 0.8637% | 0 | 71.6901 | Residential_2040_Achievable_GWh_Before Competition Groups_Freezer Recycling
Residential | Res ¦ Heavy Duty Outdoor/Holiday Plug-in Timers | 2040 | Economic | GWh | Before Competition Groups | 132.0353 | 0 | 0 | 15356.9205 | 0.0085978 | 24 | Residential_2040_Economic_GWh_Before Competition Groups_24 | Heavy Duty Outdoor/Holiday Plug-in Timers | 0.8598% | 0 | 132.0353 | Residential_2040_Economic_GWh_Before Competition Groups_Heavy Duty Outdoor/Holiday Plug-in Timers
Residential | Res ¦ Energy Star Room Air Conditioner | 2040 | Achievable | GWh | Before Competition Groups | 69.3385 | 0 | 0 | 8300.442 | 0.0083536 | 28 | Residential_2040_Achievable_GWh_Before Competition Groups_28 | Energy Star Room Air Conditioner | 0.8354% | 0 | 69.3385 | Residential_2040_Achievable_GWh_Before Competition Groups_Energy Star Room Air Conditioner
Residential | Res ¦ Attic Insulation | 2040 | Technical | GWh | Before Competition Groups | 188.5096 | 0 | 0 | 22624.8432 | 0.008332 | 29 | Residential_2040_Technical_GWh_Before Competition Groups_29 | Attic Insulation | 0.8332% | 0 | 188.5096 | Residential_2040_Technical_GWh_Before Competition Groups_Attic Insulation
Residential | Res ¦ LED Parking Lot Fixture | 2040 | Economic | GWh | Before Competition Groups | 110.4943 | 0 | 0 | 15356.9205 | 0.0071951 | 25 | Residential_2040_Economic_GWh_Before Competition Groups_25 | LED Parking Lot Fixture | 0.7195% | 0 | 110.4943 | Residential_2040_Economic_GWh_Before Competition Groups_LED Parking Lot Fixture
Residential | Res ¦ Energy Star Freezer | 2040 | Achievable | GWh | Before Competition Groups | 55.8686 | 0 | 0 | 8300.442 | 0.0067308 | 29 | Residential_2040_Achievable_GWh_Before Competition Groups_29 | Energy Star Freezer | 0.6731% | 0 | 55.8686 | Residential_2040_Achievable_GWh_Before Competition Groups_Energy Star Freezer
Residential | Res ¦ LED Downlight | 2040 | Achievable | GWh | Before Competition Groups | 55.6342 | 0 | 0 | 8300.442 | 0.0067026 | 30 | Residential_2040_Achievable_GWh_Before Competition Groups_30 | LED Downlight | 0.6703% | 0 | 55.6342 | Residential_2040_Achievable_GWh_Before Competition Groups_LED Downlight
Residential | Res ¦ Furnace with ECM | 2040 | Economic | GWh | Before Competition Groups | 102.2708 | 0 | 0 | 15356.9205 | 0.0066596 | 26 | Residential_2040_Economic_GWh_Before Competition Groups_26 | Furnace with ECM | 0.666% | 0 | 102.2708 | Residential_2040_Economic_GWh_Before Competition Groups_Furnace with ECM
Residential | Res ¦ Wall Insulation | 2040 | Technical | GWh | Before Competition Groups | 147.7329 | 0 | 0 | 22624.8432 | 0.0065297 | 30 | Residential_2040_Technical_GWh_Before Competition Groups_30 | Wall Insulation | 0.653% | 0 | 147.7329 | Residential_2040_Technical_GWh_Before Competition Groups_Wall Insulation
Residential | Res ¦ Heavy Duty Outdoor/Holiday Plug-in Timers | 2040 | Technical | GWh | Before Competition Groups | 146.5691 | 0 | 0 | 22624.8432 | 0.0064782 | 31 | Residential_2040_Technical_GWh_Before Competition Groups_31 | Heavy Duty Outdoor/Holiday Plug-in Timers | 0.6478% | 0 | 146.5691 | Residential_2040_Technical_GWh_Before Competition Groups_Heavy Duty Outdoor/Holiday Plug-in Timers
Residential | Res ¦ Solar Powered Attic Fan | 2040 | Technical | GWh | Before Competition Groups | 145.7052 | 0 | 0 | 22624.8432 | 0.0064401 | 32 | Residential_2040_Technical_GWh_Before Competition Groups_32 | Solar Powered Attic Fan | 0.644% | 0 | 145.7052 | Residential_2040_Technical_GWh_Before Competition Groups_Solar Powered Attic Fan
Residential | Res ¦ Energy Star Room Air Conditioner | 2040 | Technical | GWh | Before Competition Groups | 144.798 | 0 | 0 | 22624.8432 | 0.0064 | 33 | Residential_2040_Technical_GWh_Before Competition Groups_33 | Energy Star Room Air Conditioner | 0.64% | 0 | 144.798 | Residential_2040_Technical_GWh_Before Competition Groups_Energy Star Room Air Conditioner
Residential | Res ¦ LED Exterior Area Lights - LED Fixture (200W) | 2040 | Achievable | GWh | Before Competition Groups | 52.8349 | 0 | 0 | 8300.442 | 0.0063653 | 31 | Residential_2040_Achievable_GWh_Before Competition Groups_31 | LED Exterior Area Lights - LED Fixture (200W) | 0.6365% | 0 | 52.8349 | Residential_2040_Achievable_GWh_Before Competition Groups_LED Exterior Area Lights - LED Fixture (200W)
Residential | Res ¦ Occupancy Sensors MF | 2040 | Economic | GWh | Before Competition Groups | 97.2534 | 0 | 0 | 15356.9205 | 0.0063329 | 27 | Residential_2040_Economic_GWh_Before Competition Groups_27 | Occupancy Sensors MF | 0.6333% | 0 | 97.2534 | Residential_2040_Economic_GWh_Before Competition Groups_Occupancy Sensors MF
Residential | Res ¦ Radiant Barrier | 2040 | Economic | GWh | Before Competition Groups | 94.1816 | 0 | 0 | 15356.9205 | 0.0061328 | 28 | Residential_2040_Economic_GWh_Before Competition Groups_28 | Radiant Barrier | 0.6133% | 0 | 94.1816 | Residential_2040_Economic_GWh_Before Competition Groups_Radiant Barrier
Residential | Res ¦ Comprehensive Draft Proofing | 2040 | Technical | GWh | Before Competition Groups | 137.9808 | 0 | 0 | 22624.8432 | 0.0060986 | 34 | Residential_2040_Technical_GWh_Before Competition Groups_34 | Comprehensive Draft Proofing | 0.6099% | 0 | 137.9808 | Residential_2040_Technical_GWh_Before Competition Groups_Comprehensive Draft Proofing
Residential | Res ¦ Radiant Barrier | 2040 | Achievable | GWh | Before Competition Groups | 48.8349 | 0 | 0 | 8300.442 | 0.0058834 | 32 | Residential_2040_Achievable_GWh_Before Competition Groups_32 | Radiant Barrier | 0.5883% | 0 | 48.8349 | Residential_2040_Achievable_GWh_Before Competition Groups_Radiant Barrier
Residential | Res ¦ Networked/ Connected - Indoor LED Luminaire | 2040 | Technical | GWh | Before Competition Groups | 128.2343 | 0 | 0 | 22624.8432 | 0.0056679 | 35 | Residential_2040_Technical_GWh_Before Competition Groups_35 | Networked/ Connected - Indoor LED Luminaire | 0.5668% | 0 | 128.2343 | Residential_2040_Technical_GWh_Before Competition Groups_Networked/ Connected - Indoor LED Luminaire
Residential | Res ¦ Advanced BAS/Controllers | 2040 | Achievable | GWh | Before Competition Groups | 46.4554 | 0 | 0 | 8300.442 | 0.0055967 | 33 | Residential_2040_Achievable_GWh_Before Competition Groups_33 | Advanced BAS/Controllers | 0.5597% | 0 | 46.4554 | Residential_2040_Achievable_GWh_Before Competition Groups_Advanced BAS/Controllers
Residential | Res ¦ Variable Refrigerant Flow Heat Pump | 2040 | Technical | GWh | Before Competition Groups | 124.9145 | 0 | 0 | 22624.8432 | 0.0055211 | 36 | Residential_2040_Technical_GWh_Before Competition Groups_36 | Variable Refrigerant Flow Heat Pump | 0.5521% | 0 | 124.9145 | Residential_2040_Technical_GWh_Before Competition Groups_Variable Refrigerant Flow Heat Pump
Residential | Res ¦ Air Source Heat Pump | 2040 | Technical | GWh | Before Competition Groups | 115.1108 | 0 | 0 | 22624.8432 | 0.0050878 | 37 | Residential_2040_Technical_GWh_Before Competition Groups_37 | Air Source Heat Pump | 0.5088% | 0 | 115.1108 | Residential_2040_Technical_GWh_Before Competition Groups_Air Source Heat Pump
Residential | Res ¦ LED Parking Lot Fixture | 2040 | Technical | GWh | Before Competition Groups | 110.4943 | 0 | 0 | 22624.8432 | 0.0048838 | 38 | Residential_2040_Technical_GWh_Before Competition Groups_38 | LED Parking Lot Fixture | 0.4884% | 0 | 110.4943 | Residential_2040_Technical_GWh_Before Competition Groups_LED Parking Lot Fixture
Residential | Res ¦ Furnace Whistle | 2040 | Achievable | GWh | Before Competition Groups | 38.9295 | 0 | 0 | 8300.442 | 0.0046901 | 34 | Residential_2040_Achievable_GWh_Before Competition Groups_34 | Furnace Whistle | 0.469% | 0 | 38.9295 | Residential_2040_Achievable_GWh_Before Competition Groups_Furnace Whistle
Residential | Res ¦ Ceiling Insulation | 2040 | Economic | GWh | Before Competition Groups | 71.5491 | 0 | 0 | 15356.9205 | 0.0046591 | 29 | Residential_2040_Economic_GWh_Before Competition Groups_29 | Ceiling Insulation | 0.4659% | 0 | 71.5491 | Residential_2040_Economic_GWh_Before Competition Groups_Ceiling Insulation
Residential | Res ¦ Refrigerator Recycling | 2040 | Economic | GWh | Before Competition Groups | 70.6237 | 0 | 0 | 15356.9205 | 0.0045988 | 30 | Residential_2040_Economic_GWh_Before Competition Groups_30 | Refrigerator Recycling | 0.4599% | 0 | 70.6237 | Residential_2040_Economic_GWh_Before Competition Groups_Refrigerator Recycling
Residential | Res ¦ Home Energy Reports | 2040 | Technical | GWh | Before Competition Groups | 103.4085 | 0 | 0 | 22624.8432 | 0.0045706 | 39 | Residential_2040_Technical_GWh_Before Competition Groups_39 | Home Energy Reports | 0.4571% | 0 | 103.4085 | Residential_2040_Technical_GWh_Before Competition Groups_Home Energy Reports
Residential | Res ¦ Furnace with ECM | 2040 | Technical | GWh | Before Competition Groups | 102.2708 | 0 | 0 | 22624.8432 | 0.0045203 | 40 | Residential_2040_Technical_GWh_Before Competition Groups_40 | Furnace with ECM | 0.452% | 0 | 102.2708 | Residential_2040_Technical_GWh_Before Competition Groups_Furnace with ECM
Residential | Res ¦ Energy Star Ceiling Fan/Lighting | 2040 | Technical | GWh | Before Competition Groups | 101.1123 | 0 | 0 | 22624.8432 | 0.0044691 | 41 | Residential_2040_Technical_GWh_Before Competition Groups_41 | Energy Star Ceiling Fan/Lighting | 0.4469% | 0 | 101.1123 | Residential_2040_Technical_GWh_Before Competition Groups_Energy Star Ceiling Fan/Lighting
Residential | Res ¦ LED Downlight | 2040 | Technical | GWh | Before Competition Groups | 100.7018 | 0 | 0 | 22624.8432 | 0.0044509 | 42 | Residential_2040_Technical_GWh_Before Competition Groups_42 | LED Downlight | 0.4451% | 0 | 100.7018 | Residential_2040_Technical_GWh_Before Competition Groups_LED Downlight
Residential | Res ¦ Outside Air Economizer | 2040 | Achievable | GWh | Before Competition Groups | 36.494 | 0 | 0 | 8300.442 | 0.0043966 | 35 | Residential_2040_Achievable_GWh_Before Competition Groups_35 | Outside Air Economizer | 0.4397% | 0 | 36.494 | Residential_2040_Achievable_GWh_Before Competition Groups_Outside Air Economizer
Residential | Res ¦ Variable Refrigerant Flow Heat Pump | 2040 | Achievable | GWh | Before Competition Groups | 35.8021 | 0 | 0 | 8300.442 | 0.0043133 | 36 | Residential_2040_Achievable_GWh_Before Competition Groups_36 | Variable Refrigerant Flow Heat Pump | 0.4313% | 0 | 35.8021 | Residential_2040_Achievable_GWh_Before Competition Groups_Variable Refrigerant Flow Heat Pump
Residential | Res ¦ Occupancy Sensors MF | 2040 | Technical | GWh | Before Competition Groups | 97.2534 | 0 | 0 | 22624.8432 | 0.0042985 | 43 | Residential_2040_Technical_GWh_Before Competition Groups_43 | Occupancy Sensors MF | 0.4299% | 0 | 97.2534 | Residential_2040_Technical_GWh_Before Competition Groups_Occupancy Sensors MF
Residential | Res ¦ Clothes Drying Racks | 2040 | Economic | GWh | Before Competition Groups | 64.4828 | 0 | 0 | 15356.9205 | 0.0041989 | 31 | Residential_2040_Economic_GWh_Before Competition Groups_31 | Clothes Drying Racks | 0.4199% | 0 | 64.4828 | Residential_2040_Economic_GWh_Before Competition Groups_Clothes Drying Racks
Residential | Res ¦ Radiant Barrier | 2040 | Technical | GWh | Before Competition Groups | 94.1816 | 0 | 0 | 22624.8432 | 0.0041628 | 44 | Residential_2040_Technical_GWh_Before Competition Groups_44 | Radiant Barrier | 0.4163% | 0 | 94.1816 | Residential_2040_Technical_GWh_Before Competition Groups_Radiant Barrier
Residential | Res ¦ Freezer Recycling | 2040 | Economic | GWh | Before Competition Groups | 61.9619 | 0 | 0 | 15356.9205 | 0.0040348 | 32 | Residential_2040_Economic_GWh_Before Competition Groups_32 | Freezer Recycling | 0.4035% | 0 | 61.9619 | Residential_2040_Economic_GWh_Before Competition Groups_Freezer Recycling
Residential | Res ¦ Energy Star Freezer | 2040 | Technical | GWh | Before Competition Groups | 91.2163 | 0 | 0 | 22624.8432 | 0.0040317 | 45 | Residential_2040_Technical_GWh_Before Competition Groups_45 | Energy Star Freezer | 0.4032% | 0 | 91.2163 | Residential_2040_Technical_GWh_Before Competition Groups_Energy Star Freezer
Residential | Res ¦ LED Exterior Area Lights - LED Fixture (200W) | 2040 | Economic | GWh | Before Competition Groups | 52.5242 | 0 | 0 | 15356.9205 | 0.0034202 | 33 | Residential_2040_Economic_GWh_Before Competition Groups_33 | LED Exterior Area Lights - LED Fixture (200W) | 0.342% | 0 | 52.5242 | Residential_2040_Economic_GWh_Before Competition Groups_LED Exterior Area Lights - LED Fixture (200W)
Residential | Res ¦ Duct Insulation | 2040 | Economic | GWh | Before Competition Groups | 51.5216 | 0 | 0 | 15356.9205 | 0.0033549 | 34 | Residential_2040_Economic_GWh_Before Competition Groups_34 | Duct Insulation | 0.3355% | 0 | 51.5216 | Residential_2040_Economic_GWh_Before Competition Groups_Duct Insulation
Residential | Res ¦ LED Tube Re-Lamp | 2040 | Achievable | GWh | Before Competition Groups | 27.5601 | 0 | 0 | 8300.442 | 0.0033203 | 37 | Residential_2040_Achievable_GWh_Before Competition Groups_37 | LED Tube Re-Lamp | 0.332% | 0 | 27.5601 | Residential_2040_Achievable_GWh_Before Competition Groups_LED Tube Re-Lamp
Residential | Res ¦ Heat Recovery Ventilator | 2040 | Economic | GWh | Before Competition Groups | 50.4264 | 0 | 0 | 15356.9205 | 0.0032836 | 35 | Residential_2040_Economic_GWh_Before Competition Groups_35 | Heat Recovery Ventilator | 0.3284% | 0 | 50.4264 | Residential_2040_Economic_GWh_Before Competition Groups_Heat Recovery Ventilator
Residential | Res ¦ Heat Pump Water Heater | 2040 | Technical | GWh | Before Competition Groups | 74.1428 | 0 | 0 | 22624.8432 | 0.0032771 | 46 | Residential_2040_Technical_GWh_Before Competition Groups_46 | Heat Pump Water Heater | 0.3277% | 0 | 74.1428 | Residential_2040_Technical_GWh_Before Competition Groups_Heat Pump Water Heater
Residential | Res ¦ Ceiling Insulation | 2040 | Technical | GWh | Before Competition Groups | 73.5873 | 0 | 0 | 22624.8432 | 0.0032525 | 47 | Residential_2040_Technical_GWh_Before Competition Groups_47 | Ceiling Insulation | 0.3253% | 0 | 73.5873 | Residential_2040_Technical_GWh_Before Competition Groups_Ceiling Insulation
Residential | Res ¦ Window Film | 2040 | Technical | GWh | Before Competition Groups | 73.3664 | 0 | 0 | 22624.8432 | 0.0032427 | 48 | Residential_2040_Technical_GWh_Before Competition Groups_48 | Window Film | 0.3243% | 0 | 73.3664 | Residential_2040_Technical_GWh_Before Competition Groups_Window Film
Residential | Res ¦ Floor Insulation | 2040 | Economic | GWh | Before Competition Groups | 49.4942 | 0 | 0 | 15356.9205 | 0.0032229 | 36 | Residential_2040_Economic_GWh_Before Competition Groups_36 | Floor Insulation | 0.3223% | 0 | 49.4942 | Residential_2040_Economic_GWh_Before Competition Groups_Floor Insulation
Residential | Res ¦ Duct Insulation | 2040 | Achievable | GWh | Before Competition Groups | 26.4099 | 0 | 0 | 8300.442 | 0.0031817 | 38 | Residential_2040_Achievable_GWh_Before Competition Groups_38 | Duct Insulation | 0.3182% | 0 | 26.4099 | Residential_2040_Achievable_GWh_Before Competition Groups_Duct Insulation
Residential | Res ¦ Home Energy Reports | 2040 | Achievable | GWh | Before Competition Groups | 26.1439 | 0 | 0 | 8300.442 | 0.0031497 | 39 | Residential_2040_Achievable_GWh_Before Competition Groups_39 | Home Energy Reports | 0.315% | 0 | 26.1439 | Residential_2040_Achievable_GWh_Before Competition Groups_Home Energy Reports
Residential | Res ¦ Refrigerator Recycling | 2040 | Technical | GWh | Before Competition Groups | 70.6237 | 0 | 0 | 22624.8432 | 0.0031215 | 49 | Residential_2040_Technical_GWh_Before Competition Groups_49 | Refrigerator Recycling | 0.3122% | 0 | 70.6237 | Residential_2040_Technical_GWh_Before Competition Groups_Refrigerator Recycling
Residential | Res ¦ Minimize Hot and Warm Clothes Wash | 2040 | Achievable | GWh | Before Competition Groups | 24.9488 | 0 | 0 | 8300.442 | 0.0030057 | 40 | Residential_2040_Achievable_GWh_Before Competition Groups_40 | Minimize Hot and Warm Clothes Wash | 0.3006% | 0 | 24.9488 | Residential_2040_Achievable_GWh_Before Competition Groups_Minimize Hot and Warm Clothes Wash
Residential | Res ¦ Tankless Water Heater | 2040 | Economic | GWh | Before Competition Groups | 46.1532 | 0 | 0 | 15356.9205 | 0.0030054 | 37 | Residential_2040_Economic_GWh_Before Competition Groups_37 | Tankless Water Heater | 0.3005% | 0 | 46.1532 | Residential_2040_Economic_GWh_Before Competition Groups_Tankless Water Heater
Residential | Res ¦ Tankless Water Heater | 2040 | Technical | GWh | Before Competition Groups | 67.1263 | 0 | 0 | 22624.8432 | 0.0029669 | 50 | Residential_2040_Technical_GWh_Before Competition Groups_50 | Tankless Water Heater | 0.2967% | 0 | 67.1263 | Residential_2040_Technical_GWh_Before Competition Groups_Tankless Water Heater
Residential | Res ¦ Early Hot Water Heater Replacement | 2040 | Achievable | GWh | Before Competition Groups | 23.9821 | 0 | 0 | 8300.442 | 0.0028893 | 41 | Residential_2040_Achievable_GWh_Before Competition Groups_41 | Early Hot Water Heater Replacement | 0.2889% | 0 | 23.9821 | Residential_2040_Achievable_GWh_Before Competition Groups_Early Hot Water Heater Replacement
Residential | Res ¦ Clothes Drying Racks | 2040 | Technical | GWh | Before Competition Groups | 64.4828 | 0 | 0 | 22624.8432 | 0.0028501 | 51 | Residential_2040_Technical_GWh_Before Competition Groups_51 | Clothes Drying Racks | 0.285% | 0 | 64.4828 | Residential_2040_Technical_GWh_Before Competition Groups_Clothes Drying Racks
Residential | Res ¦ Tankless Water Heater | 2040 | Achievable | GWh | Before Competition Groups | 23.3724 | 0 | 0 | 8300.442 | 0.0028158 | 42 | Residential_2040_Achievable_GWh_Before Competition Groups_42 | Tankless Water Heater | 0.2816% | 0 | 23.3724 | Residential_2040_Achievable_GWh_Before Competition Groups_Tankless Water Heater
Residential | Res ¦ Wall Insulation | 2040 | Achievable | GWh | Before Competition Groups | 23.0616 | 0 | 0 | 8300.442 | 0.0027784 | 43 | Residential_2040_Achievable_GWh_Before Competition Groups_43 | Wall Insulation | 0.2778% | 0 | 23.0616 | Residential_2040_Achievable_GWh_Before Competition Groups_Wall Insulation
Residential | Res ¦ Energy Star Freezer | 2040 | Economic | GWh | Before Competition Groups | 42.5968 | 0 | 0 | 15356.9205 | 0.0027738 | 38 | Residential_2040_Economic_GWh_Before Competition Groups_38 | Energy Star Freezer | 0.2774% | 0 | 42.5968 | Residential_2040_Economic_GWh_Before Competition Groups_Energy Star Freezer
Residential | Res ¦ Home Energy Reports | 2040 | Economic | GWh | Before Competition Groups | 42.3573 | 0 | 0 | 15356.9205 | 0.0027582 | 39 | Residential_2040_Economic_GWh_Before Competition Groups_39 | Home Energy Reports | 0.2758% | 0 | 42.3573 | Residential_2040_Economic_GWh_Before Competition Groups_Home Energy Reports
Residential | Res ¦ Freezer Recycling | 2040 | Technical | GWh | Before Competition Groups | 61.9619 | 0 | 0 | 22624.8432 | 0.0027387 | 52 | Residential_2040_Technical_GWh_Before Competition Groups_52 | Freezer Recycling | 0.2739% | 0 | 61.9619 | Residential_2040_Technical_GWh_Before Competition Groups_Freezer Recycling
Residential | Res ¦ Floor Insulation | 2040 | Achievable | GWh | Before Competition Groups | 22.5756 | 0 | 0 | 8300.442 | 0.0027198 | 44 | Residential_2040_Achievable_GWh_Before Competition Groups_44 | Floor Insulation | 0.272% | 0 | 22.5756 | Residential_2040_Achievable_GWh_Before Competition Groups_Floor Insulation
Residential | Res ¦ Duct Insulation | 2040 | Technical | GWh | Before Competition Groups | 61.3574 | 0 | 0 | 22624.8432 | 0.0027119 | 53 | Residential_2040_Technical_GWh_Before Competition Groups_53 | Duct Insulation | 0.2712% | 0 | 61.3574 | Residential_2040_Technical_GWh_Before Competition Groups_Duct Insulation
Residential | Res ¦ Air Source Heat Pump | 2040 | Economic | GWh | Before Competition Groups | 40.3291 | 0 | 0 | 15356.9205 | 0.0026261 | 40 | Residential_2040_Economic_GWh_Before Competition Groups_40 | Air Source Heat Pump | 0.2626% | 0 | 40.3291 | Residential_2040_Economic_GWh_Before Competition Groups_Air Source Heat Pump
Residential | Res ¦ Advanced BAS/Controllers | 2040 | Economic | GWh | Before Competition Groups | 40.1346 | 0 | 0 | 15356.9205 | 0.0026135 | 41 | Residential_2040_Economic_GWh_Before Competition Groups_41 | Advanced BAS/Controllers | 0.2613% | 0 | 40.1346 | Residential_2040_Economic_GWh_Before Competition Groups_Advanced BAS/Controllers
Residential | Res ¦ Central Lighting Control System | 2040 | Technical | GWh | Before Competition Groups | 55.8986 | 0 | 0 | 22624.8432 | 0.0024707 | 54 | Residential_2040_Technical_GWh_Before Competition Groups_54 | Central Lighting Control System | 0.2471% | 0 | 55.8986 | Residential_2040_Technical_GWh_Before Competition Groups_Central Lighting Control System
Residential | Res ¦ ENERGY STAR LED LAMPS (REFLECTOR LAMPs/MR16/PAR 16) | 2040 | Achievable | GWh | Before Competition Groups | 20.3928 | 0 | 0 | 8300.442 | 0.0024568 | 45 | Residential_2040_Achievable_GWh_Before Competition Groups_45 | ENERGY STAR LED LAMPS (REFLECTOR LAMPs/MR16/PAR 16) | 0.2457% | 0 | 20.3928 | Residential_2040_Achievable_GWh_Before Competition Groups_ENERGY STAR LED LAMPS (REFLECTOR LAMPs/MR16/PAR 16)
Residential | Res ¦ CO Sensors for parking garage exhaust fans | 2040 | Achievable | GWh | Before Competition Groups | 19.916 | 0 | 0 | 8300.442 | 0.0023994 | 46 | Residential_2040_Achievable_GWh_Before Competition Groups_46 | CO Sensors for parking garage exhaust fans | 0.2399% | 0 | 19.916 | Residential_2040_Achievable_GWh_Before Competition Groups_CO Sensors for parking garage exhaust fans
Residential | Res ¦ INTEGRAL LED TROFFERS | 2040 | Technical | GWh | Before Competition Groups | 53.279 | 0 | 0 | 22624.8432 | 0.0023549 | 55 | Residential_2040_Technical_GWh_Before Competition Groups_55 | INTEGRAL LED TROFFERS | 0.2355% | 0 | 53.279 | Residential_2040_Technical_GWh_Before Competition Groups_INTEGRAL LED TROFFERS
Residential | Res ¦ Heat Recovery Ventilator | 2040 | Technical | GWh | Before Competition Groups | 52.7988 | 0 | 0 | 22624.8432 | 0.0023337 | 56 | Residential_2040_Technical_GWh_Before Competition Groups_56 | Heat Recovery Ventilator | 0.2334% | 0 | 52.7988 | Residential_2040_Technical_GWh_Before Competition Groups_Heat Recovery Ventilator
Residential | Res ¦ LED Exterior Area Lights - LED Fixture (200W) | 2040 | Technical | GWh | Before Competition Groups | 52.5242 | 0 | 0 | 22624.8432 | 0.0023215 | 57 | Residential_2040_Technical_GWh_Before Competition Groups_57 | LED Exterior Area Lights - LED Fixture (200W) | 0.2322% | 0 | 52.5242 | Residential_2040_Technical_GWh_Before Competition Groups_LED Exterior Area Lights - LED Fixture (200W)
Residential | Res ¦ High Efficiency Chiller (avg of water and air cooled) | 2040 | Achievable | GWh | Before Competition Groups | 19.0076 | 0 | 0 | 8300.442 | 0.00229 | 47 | Residential_2040_Achievable_GWh_Before Competition Groups_47 | High Efficiency Chiller (avg of water and air cooled) | 0.229% | 0 | 19.0076 | Residential_2040_Achievable_GWh_Before Competition Groups_High Efficiency Chiller (avg of water and air cooled)
Residential | Res ¦ Minimize Hot and Warm Clothes Wash | 2040 | Economic | GWh | Before Competition Groups | 34.3417 | 0 | 0 | 15356.9205 | 0.0022362 | 42 | Residential_2040_Economic_GWh_Before Competition Groups_42 | Minimize Hot and Warm Clothes Wash | 0.2236% | 0 | 34.3417 | Residential_2040_Economic_GWh_Before Competition Groups_Minimize Hot and Warm Clothes Wash
Residential | Res ¦ Outside Air Economizer | 2040 | Economic | GWh | Before Competition Groups | 33.7549 | 0 | 0 | 15356.9205 | 0.002198 | 43 | Residential_2040_Economic_GWh_Before Competition Groups_43 | Outside Air Economizer | 0.2198% | 0 | 33.7549 | Residential_2040_Economic_GWh_Before Competition Groups_Outside Air Economizer
Residential | Res ¦ Furnace Whistle | 2040 | Economic | GWh | Before Competition Groups | 33.632 | 0 | 0 | 15356.9205 | 0.00219 | 44 | Residential_2040_Economic_GWh_Before Competition Groups_44 | Furnace Whistle | 0.219% | 0 | 33.632 | Residential_2040_Economic_GWh_Before Competition Groups_Furnace Whistle
Residential | Res ¦ Floor Insulation | 2040 | Technical | GWh | Before Competition Groups | 49.4942 | 0 | 0 | 22624.8432 | 0.0021876 | 58 | Residential_2040_Technical_GWh_Before Competition Groups_58 | Floor Insulation | 0.2188% | 0 | 49.4942 | Residential_2040_Technical_GWh_Before Competition Groups_Floor Insulation
Residential | Res ¦ Basement or Crawlspace Insulation | 2040 | Achievable | GWh | Before Competition Groups | 16.7868 | 0 | 0 | 8300.442 | 0.0020224 | 48 | Residential_2040_Achievable_GWh_Before Competition Groups_48 | Basement or Crawlspace Insulation | 0.2022% | 0 | 16.7868 | Residential_2040_Achievable_GWh_Before Competition Groups_Basement or Crawlspace Insulation
Residential | Res ¦ Variable Frequency Drive (VFD) | 2040 | Achievable | GWh | Before Competition Groups | 16.786 | 0 | 0 | 8300.442 | 0.0020223 | 49 | Residential_2040_Achievable_GWh_Before Competition Groups_49 | Variable Frequency Drive (VFD) | 0.2022% | 0 | 16.786 | Residential_2040_Achievable_GWh_Before Competition Groups_Variable Frequency Drive (VFD)
Residential | Res ¦ Drain Water Heat Recovery | 2040 | Achievable | GWh | Before Competition Groups | 16.5832 | 0 | 0 | 8300.442 | 0.0019979 | 50 | Residential_2040_Achievable_GWh_Before Competition Groups_50 | Drain Water Heat Recovery | 0.1998% | 0 | 16.5832 | Residential_2040_Achievable_GWh_Before Competition Groups_Drain Water Heat Recovery
Residential | Res ¦ Early Hot Water Heater Replacement | 2040 | Economic | GWh | Before Competition Groups | 30.5385 | 0 | 0 | 15356.9205 | 0.0019886 | 45 | Residential_2040_Economic_GWh_Before Competition Groups_45 | Early Hot Water Heater Replacement | 0.1989% | 0 | 30.5385 | Residential_2040_Economic_GWh_Before Competition Groups_Early Hot Water Heater Replacement
Residential | Res ¦ LED Tube Re-Lamp | 2040 | Economic | GWh | Before Competition Groups | 29.2309 | 0 | 0 | 15356.9205 | 0.0019034 | 46 | Residential_2040_Economic_GWh_Before Competition Groups_46 | LED Tube Re-Lamp | 0.1903% | 0 | 29.2309 | Residential_2040_Economic_GWh_Before Competition Groups_LED Tube Re-Lamp
Residential | Res ¦ Energy Star Dehumidifier | 2040 | Achievable | GWh | Before Competition Groups | 15.6625 | 0 | 0 | 8300.442 | 0.0018869 | 51 | Residential_2040_Achievable_GWh_Before Competition Groups_51 | Energy Star Dehumidifier | 0.1887% | 0 | 15.6625 | Residential_2040_Achievable_GWh_Before Competition Groups_Energy Star Dehumidifier
Residential | Res ¦ Dehumidifier Recycling | 2040 | Technical | GWh | Before Competition Groups | 42.5562 | 0 | 0 | 22624.8432 | 0.0018809 | 59 | Residential_2040_Technical_GWh_Before Competition Groups_59 | Dehumidifier Recycling | 0.1881% | 0 | 42.5562 | Residential_2040_Technical_GWh_Before Competition Groups_Dehumidifier Recycling
Residential | Res ¦ Condensing Make Up Air Unit | 2040 | Achievable | GWh | Before Competition Groups | 15.4841 | 0 | 0 | 8300.442 | 0.0018655 | 52 | Residential_2040_Achievable_GWh_Before Competition Groups_52 | Condensing Make Up Air Unit | 0.1865% | 0 | 15.4841 | Residential_2040_Achievable_GWh_Before Competition Groups_Condensing Make Up Air Unit
Residential | Res ¦ LED Tube Re-Lamp | 2040 | Technical | GWh | Before Competition Groups | 41.9699 | 0 | 0 | 22624.8432 | 0.001855 | 60 | Residential_2040_Technical_GWh_Before Competition Groups_60 | LED Tube Re-Lamp | 0.1855% | 0 | 41.9699 | Residential_2040_Technical_GWh_Before Competition Groups_LED Tube Re-Lamp
Residential | Res ¦ Variable Refrigerant Flow Heat Pump | 2040 | Economic | GWh | Before Competition Groups | 28.2777 | 0 | 0 | 15356.9205 | 0.0018414 | 47 | Residential_2040_Economic_GWh_Before Competition Groups_47 | Variable Refrigerant Flow Heat Pump | 0.1841% | 0 | 28.2777 | Residential_2040_Economic_GWh_Before Competition Groups_Variable Refrigerant Flow Heat Pump
Residential | Res ¦ Demand Control Ventilation | 2040 | Achievable | GWh | Before Competition Groups | 15.2792 | 0 | 0 | 8300.442 | 0.0018408 | 53 | Residential_2040_Achievable_GWh_Before Competition Groups_53 | Demand Control Ventilation | 0.1841% | 0 | 15.2792 | Residential_2040_Achievable_GWh_Before Competition Groups_Demand Control Ventilation
Residential | Res ¦ Advanced BAS/Controllers | 2040 | Technical | GWh | Before Competition Groups | 40.1346 | 0 | 0 | 22624.8432 | 0.0017739 | 61 | Residential_2040_Technical_GWh_Before Competition Groups_61 | Advanced BAS/Controllers | 0.1774% | 0 | 40.1346 | Residential_2040_Technical_GWh_Before Competition Groups_Advanced BAS/Controllers
Residential | Res ¦ Duct Insulation MF | 2040 | Economic | GWh | Before Competition Groups | 26.8492 | 0 | 0 | 15356.9205 | 0.0017483 | 48 | Residential_2040_Economic_GWh_Before Competition Groups_48 | Duct Insulation MF | 0.1748% | 0 | 26.8492 | Residential_2040_Economic_GWh_Before Competition Groups_Duct Insulation MF
Residential | Res ¦ Energy Star Dehumidifier | 2040 | Economic | GWh | Before Competition Groups | 25.0183 | 0 | 0 | 15356.9205 | 0.0016291 | 49 | Residential_2040_Economic_GWh_Before Competition Groups_49 | Energy Star Dehumidifier | 0.1629% | 0 | 25.0183 | Residential_2040_Economic_GWh_Before Competition Groups_Energy Star Dehumidifier
Residential | Res ¦ Solar Water Heating System | 2040 | Technical | GWh | Before Competition Groups | 36.5684 | 0 | 0 | 22624.8432 | 0.0016163 | 62 | Residential_2040_Technical_GWh_Before Competition Groups_62 | Solar Water Heating System | 0.1616% | 0 | 36.5684 | Residential_2040_Technical_GWh_Before Competition Groups_Solar Water Heating System
Residential | Res ¦ Heat Pump Water Heater | 2040 | Economic | GWh | Before Competition Groups | 24.8047 | 0 | 0 | 15356.9205 | 0.0016152 | 50 | Residential_2040_Economic_GWh_Before Competition Groups_50 | Heat Pump Water Heater | 0.1615% | 0 | 24.8047 | Residential_2040_Economic_GWh_Before Competition Groups_Heat Pump Water Heater
Residential | Res ¦ Minimize Hot and Warm Clothes Wash | 2040 | Technical | GWh | Before Competition Groups | 34.3417 | 0 | 0 | 22624.8432 | 0.0015179 | 63 | Residential_2040_Technical_GWh_Before Competition Groups_63 | Minimize Hot and Warm Clothes Wash | 0.1518% | 0 | 34.3417 | Residential_2040_Technical_GWh_Before Competition Groups_Minimize Hot and Warm Clothes Wash
Residential | Res ¦ Water Heater Temperature Setback | 2040 | Achievable | GWh | Before Competition Groups | 12.4043 | 0 | 0 | 8300.442 | 0.0014944 | 54 | Residential_2040_Achievable_GWh_Before Competition Groups_54 | Water Heater Temperature Setback | 0.1494% | 0 | 12.4043 | Residential_2040_Achievable_GWh_Before Competition Groups_Water Heater Temperature Setback
Residential | Res ¦ Outside Air Economizer | 2040 | Technical | GWh | Before Competition Groups | 33.7549 | 0 | 0 | 22624.8432 | 0.0014919 | 64 | Residential_2040_Technical_GWh_Before Competition Groups_64 | Outside Air Economizer | 0.1492% | 0 | 33.7549 | Residential_2040_Technical_GWh_Before Competition Groups_Outside Air Economizer
Residential | Res ¦ Furnace Whistle | 2040 | Technical | GWh | Before Competition Groups | 33.632 | 0 | 0 | 22624.8432 | 0.0014865 | 65 | Residential_2040_Technical_GWh_Before Competition Groups_65 | Furnace Whistle | 0.1487% | 0 | 33.632 | Residential_2040_Technical_GWh_Before Competition Groups_Furnace Whistle
Residential | Res ¦ High Efficiency Storage Water Heater | 2040 | Technical | GWh | Before Competition Groups | 32.1344 | 0 | 0 | 22624.8432 | 0.0014203 | 66 | Residential_2040_Technical_GWh_Before Competition Groups_66 | High Efficiency Storage Water Heater | 0.142% | 0 | 32.1344 | Residential_2040_Technical_GWh_Before Competition Groups_High Efficiency Storage Water Heater
Residential | Res ¦ Condensing Make Up Air Unit | 2040 | Economic | GWh | Before Competition Groups | 21.3068 | 0 | 0 | 15356.9205 | 0.0013874 | 51 | Residential_2040_Economic_GWh_Before Competition Groups_51 | Condensing Make Up Air Unit | 0.1387% | 0 | 21.3068 | Residential_2040_Economic_GWh_Before Competition Groups_Condensing Make Up Air Unit
Residential | Res ¦ CO Sensors for parking garage exhaust fans | 2040 | Economic | GWh | Before Competition Groups | 21.2967 | 0 | 0 | 15356.9205 | 0.0013868 | 52 | Residential_2040_Economic_GWh_Before Competition Groups_52 | CO Sensors for parking garage exhaust fans | 0.1387% | 0 | 21.2967 | Residential_2040_Economic_GWh_Before Competition Groups_CO Sensors for parking garage exhaust fans
Residential | Res ¦ High Efficiency Chiller (avg of water and air cooled) | 2040 | Economic | GWh | Before Competition Groups | 20.9354 | 0 | 0 | 15356.9205 | 0.0013633 | 53 | Residential_2040_Economic_GWh_Before Competition Groups_53 | High Efficiency Chiller (avg of water and air cooled) | 0.1363% | 0 | 20.9354 | Residential_2040_Economic_GWh_Before Competition Groups_High Efficiency Chiller (avg of water and air cooled)
Residential | Res ¦ Energy Star Dishwasher | 2040 | Technical | GWh | Before Competition Groups | 30.7474 | 0 | 0 | 22624.8432 | 0.001359 | 67 | Residential_2040_Technical_GWh_Before Competition Groups_67 | Energy Star Dishwasher | 0.1359% | 0 | 30.7474 | Residential_2040_Technical_GWh_Before Competition Groups_Energy Star Dishwasher
Residential | Res ¦ Early Hot Water Heater Replacement | 2040 | Technical | GWh | Before Competition Groups | 30.5385 | 0 | 0 | 22624.8432 | 0.0013498 | 68 | Residential_2040_Technical_GWh_Before Competition Groups_68 | Early Hot Water Heater Replacement | 0.135% | 0 | 30.5385 | Residential_2040_Technical_GWh_Before Competition Groups_Early Hot Water Heater Replacement
Residential | Res ¦ Drain Water Heat Recovery | 2040 | Economic | GWh | Before Competition Groups | 20.4993 | 0 | 0 | 15356.9205 | 0.0013349 | 54 | Residential_2040_Economic_GWh_Before Competition Groups_54 | Drain Water Heat Recovery | 0.1335% | 0 | 20.4993 | Residential_2040_Economic_GWh_Before Competition Groups_Drain Water Heat Recovery
Residential | Res ¦ Duct Insulation MF | 2040 | Achievable | GWh | Before Competition Groups | 10.7992 | 0 | 0 | 8300.442 | 0.001301 | 55 | Residential_2040_Achievable_GWh_Before Competition Groups_55 | Duct Insulation MF | 0.1301% | 0 | 10.7992 | Residential_2040_Achievable_GWh_Before Competition Groups_Duct Insulation MF
Residential | Res ¦ ENERGY STAR LED LAMPS (REFLECTOR LAMPs/MR16/PAR 16) | 2040 | Economic | GWh | Before Competition Groups | 19.9388 | 0 | 0 | 15356.9205 | 0.0012984 | 55 | Residential_2040_Economic_GWh_Before Competition Groups_55 | ENERGY STAR LED LAMPS (REFLECTOR LAMPs/MR16/PAR 16) | 0.1298% | 0 | 19.9388 | Residential_2040_Economic_GWh_Before Competition Groups_ENERGY STAR LED LAMPS (REFLECTOR LAMPs/MR16/PAR 16)
Residential | Res ¦ Heat Recovery Ventilator | 2040 | Achievable | GWh | Before Competition Groups | 10.7345 | 0 | 0 | 8300.442 | 0.0012932 | 56 | Residential_2040_Achievable_GWh_Before Competition Groups_56 | Heat Recovery Ventilator | 0.1293% | 0 | 10.7345 | Residential_2040_Achievable_GWh_Before Competition Groups_Heat Recovery Ventilator
Residential | Res ¦ Ceiling Insulation | 2040 | Achievable | GWh | Before Competition Groups | 10.2469 | 0 | 0 | 8300.442 | 0.0012345 | 57 | Residential_2040_Achievable_GWh_Before Competition Groups_57 | Ceiling Insulation | 0.1235% | 0 | 10.2469 | Residential_2040_Achievable_GWh_Before Competition Groups_Ceiling Insulation
Residential | Res ¦ Duct Insulation MF | 2040 | Technical | GWh | Before Competition Groups | 27.6472 | 0 | 0 | 22624.8432 | 0.001222 | 69 | Residential_2040_Technical_GWh_Before Competition Groups_69 | Duct Insulation MF | 0.1222% | 0 | 27.6472 | Residential_2040_Technical_GWh_Before Competition Groups_Duct Insulation MF
Residential | Res ¦ LED Downlight | 2040 | Economic | GWh | Before Competition Groups | 17.3571 | 0 | 0 | 15356.9205 | 0.0011302 | 56 | Residential_2040_Economic_GWh_Before Competition Groups_56 | LED Downlight | 0.113% | 0 | 17.3571 | Residential_2040_Economic_GWh_Before Competition Groups_LED Downlight
Residential | Res ¦ Central Air Conditioner Maintenance | 2040 | Technical | GWh | Before Competition Groups | 25.1411 | 0 | 0 | 22624.8432 | 0.0011112 | 70 | Residential_2040_Technical_GWh_Before Competition Groups_70 | Central Air Conditioner Maintenance | 0.1111% | 0 | 25.1411 | Residential_2040_Technical_GWh_Before Competition Groups_Central Air Conditioner Maintenance
Residential | Res ¦ Energy Star Dehumidifier | 2040 | Technical | GWh | Before Competition Groups | 25.0183 | 0 | 0 | 22624.8432 | 0.0011058 | 71 | Residential_2040_Technical_GWh_Before Competition Groups_71 | Energy Star Dehumidifier | 0.1106% | 0 | 25.0183 | Residential_2040_Technical_GWh_Before Competition Groups_Energy Star Dehumidifier
Residential | Res ¦ Demand Control Ventilation | 2040 | Economic | GWh | Before Competition Groups | 14.7477 | 0 | 0 | 15356.9205 | 0.00096033 | 57 | Residential_2040_Economic_GWh_Before Competition Groups_57 | Demand Control Ventilation | 0.09603% | 0 | 14.7477 | Residential_2040_Economic_GWh_Before Competition Groups_Demand Control Ventilation
Residential | Res ¦ Networked/ Connected - Indoor LED Luminaire | 2040 | Economic | GWh | Before Competition Groups | 14.6583 | 0 | 0 | 15356.9205 | 0.00095451 | 58 | Residential_2040_Economic_GWh_Before Competition Groups_58 | Networked/ Connected - Indoor LED Luminaire | 0.09545% | 0 | 14.6583 | Residential_2040_Economic_GWh_Before Competition Groups_Networked/ Connected - Indoor LED Luminaire
Residential | Res ¦ Variable Frequency Drive (VFD) | 2040 | Economic | GWh | Before Competition Groups | 14.5019 | 0 | 0 | 15356.9205 | 0.00094432 | 59 | Residential_2040_Economic_GWh_Before Competition Groups_59 | Variable Frequency Drive (VFD) | 0.09443% | 0 | 14.5019 | Residential_2040_Economic_GWh_Before Competition Groups_Variable Frequency Drive (VFD)
Residential | Res ¦ Condensing Make Up Air Unit | 2040 | Technical | GWh | Before Competition Groups | 21.3068 | 0 | 0 | 22624.8432 | 0.00094174 | 72 | Residential_2040_Technical_GWh_Before Competition Groups_72 | Condensing Make Up Air Unit | 0.09417% | 0 | 21.3068 | Residential_2040_Technical_GWh_Before Competition Groups_Condensing Make Up Air Unit
Residential | Res ¦ CO Sensors for parking garage exhaust fans | 2040 | Technical | GWh | Before Competition Groups | 21.2967 | 0 | 0 | 22624.8432 | 0.0009413 | 73 | Residential_2040_Technical_GWh_Before Competition Groups_73 | CO Sensors for parking garage exhaust fans | 0.09413% | 0 | 21.2967 | Residential_2040_Technical_GWh_Before Competition Groups_CO Sensors for parking garage exhaust fans
Residential | Res ¦ High Efficiency Chiller (avg of water and air cooled) | 2040 | Technical | GWh | Before Competition Groups | 20.9354 | 0 | 0 | 22624.8432 | 0.00092533 | 74 | Residential_2040_Technical_GWh_Before Competition Groups_74 | High Efficiency Chiller (avg of water and air cooled) | 0.09253% | 0 | 20.9354 | Residential_2040_Technical_GWh_Before Competition Groups_High Efficiency Chiller (avg of water and air cooled)
Residential | Res ¦ Drain Water Heat Recovery | 2040 | Technical | GWh | Before Competition Groups | 20.4993 | 0 | 0 | 22624.8432 | 0.00090605 | 75 | Residential_2040_Technical_GWh_Before Competition Groups_75 | Drain Water Heat Recovery | 0.09061% | 0 | 20.4993 | Residential_2040_Technical_GWh_Before Competition Groups_Drain Water Heat Recovery
Residential | Res ¦ ENERGY STAR LED LAMPS (REFLECTOR LAMPs/MR16/PAR 16) | 2040 | Technical | GWh | Before Competition Groups | 19.9388 | 0 | 0 | 22624.8432 | 0.00088128 | 76 | Residential_2040_Technical_GWh_Before Competition Groups_76 | ENERGY STAR LED LAMPS (REFLECTOR LAMPs/MR16/PAR 16) | 0.08813% | 0 | 19.9388 | Residential_2040_Technical_GWh_Before Competition Groups_ENERGY STAR LED LAMPS (REFLECTOR LAMPs/MR16/PAR 16)
Residential | Res ¦ Demand Control Ventilation | 2040 | Technical | GWh | Before Competition Groups | 18.4577 | 0 | 0 | 22624.8432 | 0.00081581 | 77 | Residential_2040_Technical_GWh_Before Competition Groups_77 | Demand Control Ventilation | 0.08158% | 0 | 18.4577 | Residential_2040_Technical_GWh_Before Competition Groups_Demand Control Ventilation
Residential | Res ¦ Water Heater Temperature Setback | 2040 | Economic | GWh | Before Competition Groups | 10.7163 | 0 | 0 | 15356.9205 | 0.00069782 | 60 | Residential_2040_Economic_GWh_Before Competition Groups_60 | Water Heater Temperature Setback | 0.06978% | 0 | 10.7163 | Residential_2040_Economic_GWh_Before Competition Groups_Water Heater Temperature Setback
Residential | Res ¦ Variable Frequency Drive (VFD) | 2040 | Technical | GWh | Before Competition Groups | 14.5019 | 0 | 0 | 22624.8432 | 0.00064097 | 78 | Residential_2040_Technical_GWh_Before Competition Groups_78 | Variable Frequency Drive (VFD) | 0.0641% | 0 | 14.5019 | Residential_2040_Technical_GWh_Before Competition Groups_Variable Frequency Drive (VFD)
Residential | Res ¦ DHW Recirculation Systems | 2040 | Economic | GWh | Before Competition Groups | 9.6543 | 0 | 0 | 15356.9205 | 0.00062866 | 61 | Residential_2040_Economic_GWh_Before Competition Groups_61 | DHW Recirculation Systems | 0.06287% | 0 | 9.6543 | Residential_2040_Economic_GWh_Before Competition Groups_DHW Recirculation Systems
Residential | Res ¦ VFD on Pumps | 2040 | Achievable | GWh | Before Competition Groups | 5.1619 | 0 | 0 | 8300.442 | 0.00062188 | 58 | Residential_2040_Achievable_GWh_Before Competition Groups_58 | VFD on Pumps | 0.06219% | 0 | 5.1619 | Residential_2040_Achievable_GWh_Before Competition Groups_VFD on Pumps
Residential | Res ¦ DHW Recirculation Systems | 2040 | Achievable | GWh | Before Competition Groups | 4.3399 | 0 | 0 | 8300.442 | 0.00052286 | 59 | Residential_2040_Achievable_GWh_Before Competition Groups_59 | DHW Recirculation Systems | 0.05229% | 0 | 4.3399 | Residential_2040_Achievable_GWh_Before Competition Groups_DHW Recirculation Systems
Residential | Res ¦ Water Heater Temperature Setback | 2040 | Technical | GWh | Before Competition Groups | 10.7163 | 0 | 0 | 22624.8432 | 0.00047365 | 79 | Residential_2040_Technical_GWh_Before Competition Groups_79 | Water Heater Temperature Setback | 0.04737% | 0 | 10.7163 | Residential_2040_Technical_GWh_Before Competition Groups_Water Heater Temperature Setback
Residential | Res ¦ ENERGY STAR LED Lamps (General Service Lamps) | 2040 | Achievable | GWh | Before Competition Groups | 3.5849 | 0 | 0 | 8300.442 | 0.00043189 | 60 | Residential_2040_Achievable_GWh_Before Competition Groups_60 | ENERGY STAR LED Lamps (General Service Lamps) | 0.04319% | 0 | 3.5849 | Residential_2040_Achievable_GWh_Before Competition Groups_ENERGY STAR LED Lamps (General Service Lamps)
Residential | Res ¦ DHW Recirculation Systems | 2040 | Technical | GWh | Before Competition Groups | 9.6543 | 0 | 0 | 22624.8432 | 0.00042671 | 80 | Residential_2040_Technical_GWh_Before Competition Groups_80 | DHW Recirculation Systems | 0.04267% | 0 | 9.6543 | Residential_2040_Technical_GWh_Before Competition Groups_DHW Recirculation Systems
Residential | Res ¦ Air Source Heat Pump Maintenance | 2040 | Technical | GWh | Before Competition Groups | 8.7122 | 0 | 0 | 22624.8432 | 0.00038507 | 81 | Residential_2040_Technical_GWh_Before Competition Groups_81 | Air Source Heat Pump Maintenance | 0.03851% | 0 | 8.7122 | Residential_2040_Technical_GWh_Before Competition Groups_Air Source Heat Pump Maintenance
Residential | Res ¦ ECM MOTORS FOR HVAC APPLICATION (FAN-POWERED VAV BOX) | 2040 | Achievable | GWh | Before Competition Groups | 3.1553 | 0 | 0 | 8300.442 | 0.00038014 | 61 | Residential_2040_Achievable_GWh_Before Competition Groups_61 | ECM MOTORS FOR HVAC APPLICATION (FAN-POWERED VAV BOX) | 0.03801% | 0 | 3.1553 | Residential_2040_Achievable_GWh_Before Competition Groups_ECM MOTORS FOR HVAC APPLICATION (FAN-POWERED VAV BOX)
Residential | Res ¦ Heat Pump Water Heater | 2040 | Achievable | GWh | Before Competition Groups | 2.569 | 0 | 0 | 8300.442 | 0.00030951 | 62 | Residential_2040_Achievable_GWh_Before Competition Groups_62 | Heat Pump Water Heater | 0.03095% | 0 | 2.569 | Residential_2040_Achievable_GWh_Before Competition Groups_Heat Pump Water Heater
Residential | Res ¦ VFD on Pumps | 2040 | Economic | GWh | Before Competition Groups | 4.4595 | 0 | 0 | 15356.9205 | 0.00029039 | 62 | Residential_2040_Economic_GWh_Before Competition Groups_62 | VFD on Pumps | 0.02904% | 0 | 4.4595 | Residential_2040_Economic_GWh_Before Competition Groups_VFD on Pumps
Residential | Res ¦ Beverage Vending Machine Controls | 2040 | Achievable | GWh | Before Competition Groups | 2.2589 | 0 | 0 | 8300.442 | 0.00027214 | 63 | Residential_2040_Achievable_GWh_Before Competition Groups_63 | Beverage Vending Machine Controls | 0.02721% | 0 | 2.2589 | Residential_2040_Achievable_GWh_Before Competition Groups_Beverage Vending Machine Controls
Residential | Res ¦ ENERGY STAR LED Lamps (General Service Lamps) | 2040 | Economic | GWh | Before Competition Groups | 3.5664 | 0 | 0 | 15356.9205 | 0.00023224 | 63 | Residential_2040_Economic_GWh_Before Competition Groups_63 | ENERGY STAR LED Lamps (General Service Lamps) | 0.02322% | 0 | 3.5664 | Residential_2040_Economic_GWh_Before Competition Groups_ENERGY STAR LED Lamps (General Service Lamps)
Residential | Res ¦ ECM MOTORS FOR HVAC APPLICATION (FAN-POWERED VAV BOX) | 2040 | Economic | GWh | Before Competition Groups | 3.4457 | 0 | 0 | 15356.9205 | 0.00022437 | 64 | Residential_2040_Economic_GWh_Before Competition Groups_64 | ECM MOTORS FOR HVAC APPLICATION (FAN-POWERED VAV BOX) | 0.02244% | 0 | 3.4457 | Residential_2040_Economic_GWh_Before Competition Groups_ECM MOTORS FOR HVAC APPLICATION (FAN-POWERED VAV BOX)
Residential | Res ¦ VFD on Pumps | 2040 | Technical | GWh | Before Competition Groups | 4.4595 | 0 | 0 | 22624.8432 | 0.00019711 | 82 | Residential_2040_Technical_GWh_Before Competition Groups_82 | VFD on Pumps | 0.01971% | 0 | 4.4595 | Residential_2040_Technical_GWh_Before Competition Groups_VFD on Pumps
Residential | Res ¦ Beverage Vending Machine Controls | 2040 | Economic | GWh | Before Competition Groups | 2.44 | 0 | 0 | 15356.9205 | 0.00015889 | 65 | Residential_2040_Economic_GWh_Before Competition Groups_65 | Beverage Vending Machine Controls | 0.01589% | 0 | 2.44 | Residential_2040_Economic_GWh_Before Competition Groups_Beverage Vending Machine Controls
Residential | Res ¦ ENERGY STAR LED Lamps (General Service Lamps) | 2040 | Technical | GWh | Before Competition Groups | 3.5664 | 0 | 0 | 22624.8432 | 0.00015763 | 83 | Residential_2040_Technical_GWh_Before Competition Groups_83 | ENERGY STAR LED Lamps (General Service Lamps) | 0.01576% | 0 | 3.5664 | Residential_2040_Technical_GWh_Before Competition Groups_ENERGY STAR LED Lamps (General Service Lamps)
Residential | Res ¦ ECM MOTORS FOR HVAC APPLICATION (FAN-POWERED VAV BOX) | 2040 | Technical | GWh | Before Competition Groups | 3.4457 | 0 | 0 | 22624.8432 | 0.0001523 | 84 | Residential_2040_Technical_GWh_Before Competition Groups_84 | ECM MOTORS FOR HVAC APPLICATION (FAN-POWERED VAV BOX) | 0.01523% | 0 | 3.4457 | Residential_2040_Technical_GWh_Before Competition Groups_ECM MOTORS FOR HVAC APPLICATION (FAN-POWERED VAV BOX)
Residential | Res ¦ HVAC Optimization | 2040 | Technical | GWh | Before Competition Groups | 3.3477 | 0 | 0 | 22624.8432 | 0.00014796 | 85 | Residential_2040_Technical_GWh_Before Competition Groups_85 | HVAC Optimization | 0.0148% | 0 | 3.3477 | Residential_2040_Technical_GWh_Before Competition Groups_HVAC Optimization
Residential | Res ¦ Beverage Vending Machine Controls | 2040 | Technical | GWh | Before Competition Groups | 2.44 | 0 | 0 | 22624.8432 | 0.00010785 | 86 | Residential_2040_Technical_GWh_Before Competition Groups_86 | Beverage Vending Machine Controls | 0.01078% | 0 | 2.44 | Residential_2040_Technical_GWh_Before Competition Groups_Beverage Vending Machine Controls
Residential | Res ¦ Air Source Heat Pump | 2040 | Achievable | GWh | Before Competition Groups | 0.6191 | 0 | 0 | 8300.442 | 7.4587e-05 | 64 | Residential_2040_Achievable_GWh_Before Competition Groups_64 | Air Source Heat Pump | 0.007459% | 0 | 0.6191 | Residential_2040_Achievable_GWh_Before Competition Groups_Air Source Heat Pump
Residential | Res ¦ Networked/ Connected - Indoor LED Luminaire | 2040 | Achievable | GWh | Before Competition Groups | 0.55929 | 0 | 0 | 8300.442 | 6.7381e-05 | 65 | Residential_2040_Achievable_GWh_Before Competition Groups_65 | Networked/ Connected - Indoor LED Luminaire | 0.006738% | 0 | 0.55929 | Residential_2040_Achievable_GWh_Before Competition Groups_Networked/ Connected - Indoor LED Luminaire
Residential | Res ¦ Chilled Water Optimization | 2040 | Achievable | GWh | Before Competition Groups | 0.38983 | 0 | 0 | 8300.442 | 4.6965e-05 | 66 | Residential_2040_Achievable_GWh_Before Competition Groups_66 | Chilled Water Optimization | 0.004696% | 0 | 0.38983 | Residential_2040_Achievable_GWh_Before Competition Groups_Chilled Water Optimization
Residential | Res ¦ Chilled Water Optimization | 2040 | Economic | GWh | Before Competition Groups | 0.52223 | 0 | 0 | 15356.9205 | 3.4006e-05 | 66 | Residential_2040_Economic_GWh_Before Competition Groups_66 | Chilled Water Optimization | 0.003401% | 0 | 0.52223 | Residential_2040_Economic_GWh_Before Competition Groups_Chilled Water Optimization
Residential | Res ¦ Wall Insulation MF | 2040 | Economic | GWh | Before Competition Groups | 0.51938 | 0 | 0 | 15356.9205 | 3.382e-05 | 67 | Residential_2040_Economic_GWh_Before Competition Groups_67 | Wall Insulation MF | 0.003382% | 0 | 0.51938 | Residential_2040_Economic_GWh_Before Competition Groups_Wall Insulation MF
Residential | Res ¦ LED High Bay Fixture | 2040 | Achievable | GWh | Before Competition Groups | 0.23392 | 0 | 0 | 8300.442 | 2.8182e-05 | 67 | Residential_2040_Achievable_GWh_Before Competition Groups_67 | LED High Bay Fixture | 0.002818% | 0 | 0.23392 | Residential_2040_Achievable_GWh_Before Competition Groups_LED High Bay Fixture
Residential | Res ¦ Wall Insulation MF | 2040 | Technical | GWh | Before Competition Groups | 0.54255 | 0 | 0 | 22624.8432 | 2.398e-05 | 87 | Residential_2040_Technical_GWh_Before Competition Groups_87 | Wall Insulation MF | 0.002398% | 0 | 0.54255 | Residential_2040_Technical_GWh_Before Competition Groups_Wall Insulation MF
Residential | Res ¦ Chilled Water Optimization | 2040 | Technical | GWh | Before Competition Groups | 0.52223 | 0 | 0 | 22624.8432 | 2.3082e-05 | 88 | Residential_2040_Technical_GWh_Before Competition Groups_88 | Chilled Water Optimization | 0.002308% | 0 | 0.52223 | Residential_2040_Technical_GWh_Before Competition Groups_Chilled Water Optimization
Residential | Res ¦ LED High Bay Fixture | 2040 | Economic | GWh | Before Competition Groups | 0.2455 | 0 | 0 | 15356.9205 | 1.5986e-05 | 68 | Residential_2040_Economic_GWh_Before Competition Groups_68 | LED High Bay Fixture | 0.001599% | 0 | 0.2455 | Residential_2040_Economic_GWh_Before Competition Groups_LED High Bay Fixture
Residential | Res ¦ LED Recessed Downlights | 2040 | Technical | GWh | Before Competition Groups | 0.28562 | 0 | 0 | 22624.8432 | 1.2624e-05 | 89 | Residential_2040_Technical_GWh_Before Competition Groups_89 | LED Recessed Downlights | 0.001262% | 0 | 0.28562 | Residential_2040_Technical_GWh_Before Competition Groups_LED Recessed Downlights
Residential | Res ¦ LED High Bay Fixture | 2040 | Technical | GWh | Before Competition Groups | 0.2455 | 0 | 0 | 22624.8432 | 1.0851e-05 | 90 | Residential_2040_Technical_GWh_Before Competition Groups_90 | LED High Bay Fixture | 0.001085% | 0 | 0.2455 | Residential_2040_Technical_GWh_Before Competition Groups_LED High Bay Fixture
Residential | Res ¦ Solar Water Preheat (Pools/DHW) | 2040 | Technical | GWh | Before Competition Groups | 0.13232 | 0 | 0 | 22624.8432 | 5.8484e-06 | 91 | Residential_2040_Technical_GWh_Before Competition Groups_91 | Solar Water Preheat (Pools/DHW) | 0.0005848% | 0 | 0.13232 | Residential_2040_Technical_GWh_Before Competition Groups_Solar Water Preheat (Pools/DHW)
Residential | Res ¦ Wall Insulation MF | 2040 | Achievable | GWh | Before Competition Groups | 0.048358 | 0 | 0 | 8300.442 | 5.826e-06 | 68 | Residential_2040_Achievable_GWh_Before Competition Groups_68 | Wall Insulation MF | 0.0005826% | 0 | 0.048358 | Residential_2040_Achievable_GWh_Before Competition Groups_Wall Insulation MF
Residential | Res ¦ Photocell Controls (Outdoor) | 2040 | Technical | GWh | Before Competition Groups | 0.00030397 | 0 | 0 | 22624.8432 | 1.3435e-08 | 92 | Residential_2040_Technical_GWh_Before Competition Groups_92 | Photocell Controls (Outdoor) | 1.344e-06% | 0 | 0.00030397 | Residential_2040_Technical_GWh_Before Competition Groups_Photocell Controls (Outdoor)
Residential | Res ¦ Lighting Motion Sensors, Timers, Dimmers | 2040 | Achievable | GWh | Before Competition Groups | 0 | 0 | 0 | 8300.442 | 0 | 69 | Residential_2040_Achievable_GWh_Before Competition Groups_69 | Lighting Motion Sensors, Timers, Dimmers | 0% | 0 | 0 | Residential_2040_Achievable_GWh_Before Competition Groups_Lighting Motion Sensors, Timers, Dimmers
Residential | Res ¦ Lighting Motion Sensors, Timers, Dimmers | 2040 | Economic | GWh | Before Competition Groups | 0 | 0 | 0 | 15356.9205 | 0 | 69 | Residential_2040_Economic_GWh_Before Competition Groups_69 | Lighting Motion Sensors, Timers, Dimmers | 0% | 0 | 0 | Residential_2040_Economic_GWh_Before Competition Groups_Lighting Motion Sensors, Timers, Dimmers
Residential | Res ¦ Energy Star A Line, PAR, MR Lamps | 2041 | Economic | GWh | Before Competition Groups | 1926.4651 | 0 | 0 | 15550.5856 | 0.12388 | 1 | Residential_2041_Economic_GWh_Before Competition Groups_1 | Energy Star A Line, PAR, MR Lamps | 12.39% | 0 | 1926.4651 | Residential_2041_Economic_GWh_Before Competition Groups_Energy Star A Line, PAR, MR Lamps
Residential | Res ¦ Energy Star LED Bulbs General Purpose LEDs | 2041 | Economic | GWh | Before Competition Groups | 1752.5362 | 0 | 0 | 15550.5856 | 0.1127 | 2 | Residential_2041_Economic_GWh_Before Competition Groups_2 | Energy Star LED Bulbs General Purpose LEDs | 11.27% | 0 | 1752.5362 | Residential_2041_Economic_GWh_Before Competition Groups_Energy Star LED Bulbs General Purpose LEDs
Residential | Res ¦ Smart Power Bar | 2041 | Achievable | GWh | Before Competition Groups | 894.868 | 0 | 0 | 8641.0278 | 0.10356 | 1 | Residential_2041_Achievable_GWh_Before Competition Groups_1 | Smart Power Bar | 10.36% | 0 | 894.868 | Residential_2041_Achievable_GWh_Before Competition Groups_Smart Power Bar
Residential | Res ¦ Energy Star LED Specialty Bulbs | 2041 | Economic | GWh | Before Competition Groups | 1553.3172 | 0 | 0 | 15550.5856 | 0.099888 | 3 | Residential_2041_Economic_GWh_Before Competition Groups_3 | Energy Star LED Specialty Bulbs | 9.989% | 0 | 1553.3172 | Residential_2041_Economic_GWh_Before Competition Groups_Energy Star LED Specialty Bulbs
Residential | Res ¦ Energy Star A Line, PAR, MR Lamps | 2041 | Technical | GWh | Before Competition Groups | 1926.4651 | 0 | 0 | 22952.1302 | 0.083934 | 1 | Residential_2041_Technical_GWh_Before Competition Groups_1 | Energy Star A Line, PAR, MR Lamps | 8.393% | 0 | 1926.4651 | Residential_2041_Technical_GWh_Before Competition Groups_Energy Star A Line, PAR, MR Lamps
Residential | Res ¦ Smart Power Bar | 2041 | Economic | GWh | Before Competition Groups | 1294.9693 | 0 | 0 | 15550.5856 | 0.083275 | 4 | Residential_2041_Economic_GWh_Before Competition Groups_4 | Smart Power Bar | 8.327% | 0 | 1294.9693 | Residential_2041_Economic_GWh_Before Competition Groups_Smart Power Bar
Residential | Res ¦ Energy Star Clothes Washer | 2041 | Achievable | GWh | Before Competition Groups | 710.3267 | 0 | 0 | 8641.0278 | 0.082204 | 2 | Residential_2041_Achievable_GWh_Before Competition Groups_2 | Energy Star Clothes Washer | 8.22% | 0 | 710.3267 | Residential_2041_Achievable_GWh_Before Competition Groups_Energy Star Clothes Washer
Residential | Res ¦ Energy Star LED Bulbs General Purpose LEDs | 2041 | Technical | GWh | Before Competition Groups | 1752.5362 | 0 | 0 | 22952.1302 | 0.076356 | 2 | Residential_2041_Technical_GWh_Before Competition Groups_2 | Energy Star LED Bulbs General Purpose LEDs | 7.636% | 0 | 1752.5362 | Residential_2041_Technical_GWh_Before Competition Groups_Energy Star LED Bulbs General Purpose LEDs
Residential | Res ¦ Energy Star LED Specialty Bulbs | 2041 | Technical | GWh | Before Competition Groups | 1553.3172 | 0 | 0 | 22952.1302 | 0.067676 | 3 | Residential_2041_Technical_GWh_Before Competition Groups_3 | Energy Star LED Specialty Bulbs | 6.768% | 0 | 1553.3172 | Residential_2041_Technical_GWh_Before Competition Groups_Energy Star LED Specialty Bulbs
Residential | Res ¦ Ductless Mini-Split Heat Pump | 2041 | Achievable | GWh | Before Competition Groups | 582.631 | 0 | 0 | 8641.0278 | 0.067426 | 3 | Residential_2041_Achievable_GWh_Before Competition Groups_3 | Ductless Mini-Split Heat Pump | 6.743% | 0 | 582.631 | Residential_2041_Achievable_GWh_Before Competition Groups_Ductless Mini-Split Heat Pump
Residential | Res ¦ Energy Star LED Bulbs General Purpose LEDs | 2041 | Achievable | GWh | Before Competition Groups | 524.7304 | 0 | 0 | 8641.0278 | 0.060725 | 4 | Residential_2041_Achievable_GWh_Before Competition Groups_4 | Energy Star LED Bulbs General Purpose LEDs | 6.073% | 0 | 524.7304 | Residential_2041_Achievable_GWh_Before Competition Groups_Energy Star LED Bulbs General Purpose LEDs
Residential | Res ¦ Smart Power Bar | 2041 | Technical | GWh | Before Competition Groups | 1294.9693 | 0 | 0 | 22952.1302 | 0.05642 | 4 | Residential_2041_Technical_GWh_Before Competition Groups_4 | Smart Power Bar | 5.642% | 0 | 1294.9693 | Residential_2041_Technical_GWh_Before Competition Groups_Smart Power Bar
Residential | Res ¦ Energy Star LED Specialty Bulbs | 2041 | Achievable | GWh | Before Competition Groups | 470.8501 | 0 | 0 | 8641.0278 | 0.05449 | 5 | Residential_2041_Achievable_GWh_Before Competition Groups_5 | Energy Star LED Specialty Bulbs | 5.449% | 0 | 470.8501 | Residential_2041_Achievable_GWh_Before Competition Groups_Energy Star LED Specialty Bulbs
Residential | Res ¦ Ductless Mini-Split Heat Pump | 2041 | Economic | GWh | Before Competition Groups | 842.4985 | 0 | 0 | 15550.5856 | 0.054178 | 5 | Residential_2041_Economic_GWh_Before Competition Groups_5 | Ductless Mini-Split Heat Pump | 5.418% | 0 | 842.4985 | Residential_2041_Economic_GWh_Before Competition Groups_Ductless Mini-Split Heat Pump
Residential | Res ¦ Energy Star Clothes Washer | 2041 | Economic | GWh | Before Competition Groups | 825.1401 | 0 | 0 | 15550.5856 | 0.053062 | 6 | Residential_2041_Economic_GWh_Before Competition Groups_6 | Energy Star Clothes Washer | 5.306% | 0 | 825.1401 | Residential_2041_Economic_GWh_Before Competition Groups_Energy Star Clothes Washer
Residential | Res ¦ Networked/ Connected - Indoor LED Lamp | 2041 | Technical | GWh | Before Competition Groups | 1168.5007 | 0 | 0 | 22952.1302 | 0.05091 | 5 | Residential_2041_Technical_GWh_Before Competition Groups_5 | Networked/ Connected - Indoor LED Lamp | 5.091% | 0 | 1168.5007 | Residential_2041_Technical_GWh_Before Competition Groups_Networked/ Connected - Indoor LED Lamp
Residential | Res ¦ Smart Burners | 2041 | Economic | GWh | Before Competition Groups | 748.5221 | 0 | 0 | 15550.5856 | 0.048135 | 7 | Residential_2041_Economic_GWh_Before Competition Groups_7 | Smart Burners | 4.813% | 0 | 748.5221 | Residential_2041_Economic_GWh_Before Competition Groups_Smart Burners
Residential | Res ¦ Variable Speed Pool Pump Motor | 2041 | Achievable | GWh | Before Competition Groups | 406.3343 | 0 | 0 | 8641.0278 | 0.047024 | 6 | Residential_2041_Achievable_GWh_Before Competition Groups_6 | Variable Speed Pool Pump Motor | 4.702% | 0 | 406.3343 | Residential_2041_Achievable_GWh_Before Competition Groups_Variable Speed Pool Pump Motor
Residential | Res ¦ Adaptive Thermostat | 2041 | Economic | GWh | Before Competition Groups | 728.4542 | 0 | 0 | 15550.5856 | 0.046844 | 8 | Residential_2041_Economic_GWh_Before Competition Groups_8 | Adaptive Thermostat | 4.684% | 0 | 728.4542 | Residential_2041_Economic_GWh_Before Competition Groups_Adaptive Thermostat
Residential | Res ¦ Adaptive Thermostat | 2041 | Achievable | GWh | Before Competition Groups | 401.3339 | 0 | 0 | 8641.0278 | 0.046445 | 7 | Residential_2041_Achievable_GWh_Before Competition Groups_7 | Adaptive Thermostat | 4.645% | 0 | 401.3339 | Residential_2041_Achievable_GWh_Before Competition Groups_Adaptive Thermostat
Residential | Res ¦ Car Block Heater Timer | 2041 | Achievable | GWh | Before Competition Groups | 392.8895 | 0 | 0 | 8641.0278 | 0.045468 | 8 | Residential_2041_Achievable_GWh_Before Competition Groups_8 | Car Block Heater Timer | 4.547% | 0 | 392.8895 | Residential_2041_Achievable_GWh_Before Competition Groups_Car Block Heater Timer
Residential | Res ¦ Energy Star Refrigerator | 2041 | Technical | GWh | Before Competition Groups | 1041.3156 | 0 | 0 | 22952.1302 | 0.045369 | 6 | Residential_2041_Technical_GWh_Before Competition Groups_6 | Energy Star Refrigerator | 4.537% | 0 | 1041.3156 | Residential_2041_Technical_GWh_Before Competition Groups_Energy Star Refrigerator
Residential | Res ¦ Energy Star A Line, PAR, MR Lamps | 2041 | Achievable | GWh | Before Competition Groups | 387.3632 | 0 | 0 | 8641.0278 | 0.044828 | 9 | Residential_2041_Achievable_GWh_Before Competition Groups_9 | Energy Star A Line, PAR, MR Lamps | 4.483% | 0 | 387.3632 | Residential_2041_Achievable_GWh_Before Competition Groups_Energy Star A Line, PAR, MR Lamps
Residential | Res ¦ Smart Burners | 2041 | Technical | GWh | Before Competition Groups | 944.8539 | 0 | 0 | 22952.1302 | 0.041166 | 7 | Residential_2041_Technical_GWh_Before Competition Groups_7 | Smart Burners | 4.117% | 0 | 944.8539 | Residential_2041_Technical_GWh_Before Competition Groups_Smart Burners
Residential | Res ¦ Smart Burners | 2041 | Achievable | GWh | Before Competition Groups | 354.7294 | 0 | 0 | 8641.0278 | 0.041052 | 10 | Residential_2041_Achievable_GWh_Before Competition Groups_10 | Smart Burners | 4.105% | 0 | 354.7294 | Residential_2041_Achievable_GWh_Before Competition Groups_Smart Burners
Residential | Res ¦ Energy Star Torchiere | 2041 | Achievable | GWh | Before Competition Groups | 328.1725 | 0 | 0 | 8641.0278 | 0.037978 | 11 | Residential_2041_Achievable_GWh_Before Competition Groups_11 | Energy Star Torchiere | 3.798% | 0 | 328.1725 | Residential_2041_Achievable_GWh_Before Competition Groups_Energy Star Torchiere
Residential | Res ¦ Building Recommissioning, Operations and Maintenance (O&M) Improvements | 2041 | Achievable | GWh | Before Competition Groups | 319.1034 | 0 | 0 | 8641.0278 | 0.036929 | 12 | Residential_2041_Achievable_GWh_Before Competition Groups_12 | Building Recommissioning, Operations and Maintenance (O&M) Improvements | 3.693% | 0 | 319.1034 | Residential_2041_Achievable_GWh_Before Competition Groups_Building Recommissioning, Operations and Maintenance (O&M) Improvements
Residential | Res ¦ Ductless Mini-Split Heat Pump | 2041 | Technical | GWh | Before Competition Groups | 842.4985 | 0 | 0 | 22952.1302 | 0.036707 | 8 | Residential_2041_Technical_GWh_Before Competition Groups_8 | Ductless Mini-Split Heat Pump | 3.671% | 0 | 842.4985 | Residential_2041_Technical_GWh_Before Competition Groups_Ductless Mini-Split Heat Pump
Residential | Res ¦ Energy Star Clothes Washer | 2041 | Technical | GWh | Before Competition Groups | 825.1401 | 0 | 0 | 22952.1302 | 0.03595 | 9 | Residential_2041_Technical_GWh_Before Competition Groups_9 | Energy Star Clothes Washer | 3.595% | 0 | 825.1401 | Residential_2041_Technical_GWh_Before Competition Groups_Energy Star Clothes Washer
Residential | Res ¦ Energy Star Ground Source Heat Pump | 2041 | Technical | GWh | Before Competition Groups | 817.9324 | 0 | 0 | 22952.1302 | 0.035636 | 10 | Residential_2041_Technical_GWh_Before Competition Groups_10 | Energy Star Ground Source Heat Pump | 3.564% | 0 | 817.9324 | Residential_2041_Technical_GWh_Before Competition Groups_Energy Star Ground Source Heat Pump
Residential | Res ¦ Adaptive Thermostat | 2041 | Technical | GWh | Before Competition Groups | 728.4542 | 0 | 0 | 22952.1302 | 0.031738 | 11 | Residential_2041_Technical_GWh_Before Competition Groups_11 | Adaptive Thermostat | 3.174% | 0 | 728.4542 | Residential_2041_Technical_GWh_Before Competition Groups_Adaptive Thermostat
Residential | Res ¦ Heat Pump Clothes Dryer | 2041 | Technical | GWh | Before Competition Groups | 705.2878 | 0 | 0 | 22952.1302 | 0.030729 | 12 | Residential_2041_Technical_GWh_Before Competition Groups_12 | Heat Pump Clothes Dryer | 3.073% | 0 | 705.2878 | Residential_2041_Technical_GWh_Before Competition Groups_Heat Pump Clothes Dryer
Residential | Res ¦ Energy Star Air Source Heat Pump | 2041 | Economic | GWh | Before Competition Groups | 461.7347 | 0 | 0 | 15550.5856 | 0.029692 | 9 | Residential_2041_Economic_GWh_Before Competition Groups_9 | Energy Star Air Source Heat Pump | 2.969% | 0 | 461.7347 | Residential_2041_Economic_GWh_Before Competition Groups_Energy Star Air Source Heat Pump
Residential | Res ¦ Air Sealing | 2041 | Economic | GWh | Before Competition Groups | 458.91 | 0 | 0 | 15550.5856 | 0.029511 | 10 | Residential_2041_Economic_GWh_Before Competition Groups_10 | Air Sealing | 2.951% | 0 | 458.91 | Residential_2041_Economic_GWh_Before Competition Groups_Air Sealing
Residential | Res ¦ Energy Star Light Fixture | 2041 | Achievable | GWh | Before Competition Groups | 252.488 | 0 | 0 | 8641.0278 | 0.02922 | 13 | Residential_2041_Achievable_GWh_Before Competition Groups_13 | Energy Star Light Fixture | 2.922% | 0 | 252.488 | Residential_2041_Achievable_GWh_Before Competition Groups_Energy Star Light Fixture
Residential | Res ¦ Air Sealing | 2041 | Achievable | GWh | Before Competition Groups | 229.3691 | 0 | 0 | 8641.0278 | 0.026544 | 14 | Residential_2041_Achievable_GWh_Before Competition Groups_14 | Air Sealing | 2.654% | 0 | 229.3691 | Residential_2041_Achievable_GWh_Before Competition Groups_Air Sealing
Residential | Res ¦ Energy Star Torchiere | 2041 | Economic | GWh | Before Competition Groups | 405.082 | 0 | 0 | 15550.5856 | 0.026049 | 11 | Residential_2041_Economic_GWh_Before Competition Groups_11 | Energy Star Torchiere | 2.605% | 0 | 405.082 | Residential_2041_Economic_GWh_Before Competition Groups_Energy Star Torchiere
Residential | Res ¦ Induction Cooking Stove Top | 2041 | Technical | GWh | Before Competition Groups | 582.03 | 0 | 0 | 22952.1302 | 0.025358 | 13 | Residential_2041_Technical_GWh_Before Competition Groups_13 | Induction Cooking Stove Top | 2.536% | 0 | 582.03 | Residential_2041_Technical_GWh_Before Competition Groups_Induction Cooking Stove Top
Residential | Res ¦ Car Block Heater Timer | 2041 | Economic | GWh | Before Competition Groups | 391.4582 | 0 | 0 | 15550.5856 | 0.025173 | 12 | Residential_2041_Economic_GWh_Before Competition Groups_12 | Car Block Heater Timer | 2.517% | 0 | 391.4582 | Residential_2041_Economic_GWh_Before Competition Groups_Car Block Heater Timer
Residential | Res ¦ Variable Speed Pool Pump Motor | 2041 | Economic | GWh | Before Competition Groups | 344.3346 | 0 | 0 | 15550.5856 | 0.022143 | 13 | Residential_2041_Economic_GWh_Before Competition Groups_13 | Variable Speed Pool Pump Motor | 2.214% | 0 | 344.3346 | Residential_2041_Economic_GWh_Before Competition Groups_Variable Speed Pool Pump Motor
Residential | Res ¦ Energy Star Air Source Heat Pump | 2041 | Achievable | GWh | Before Competition Groups | 188.4852 | 0 | 0 | 8641.0278 | 0.021813 | 15 | Residential_2041_Achievable_GWh_Before Competition Groups_15 | Energy Star Air Source Heat Pump | 2.181% | 0 | 188.4852 | Residential_2041_Achievable_GWh_Before Competition Groups_Energy Star Air Source Heat Pump
Residential | Res ¦ Energy Star Light Fixture | 2041 | Economic | GWh | Before Competition Groups | 333.4692 | 0 | 0 | 15550.5856 | 0.021444 | 14 | Residential_2041_Economic_GWh_Before Competition Groups_14 | Energy Star Light Fixture | 2.144% | 0 | 333.4692 | Residential_2041_Economic_GWh_Before Competition Groups_Energy Star Light Fixture
Residential | Res ¦ Energy Star Light Fixture | 2041 | Technical | GWh | Before Competition Groups | 478.6991 | 0 | 0 | 22952.1302 | 0.020856 | 14 | Residential_2041_Technical_GWh_Before Competition Groups_14 | Energy Star Light Fixture | 2.086% | 0 | 478.6991 | Residential_2041_Technical_GWh_Before Competition Groups_Energy Star Light Fixture
Residential | Res ¦ Energy Star Central Air Conditioner | 2041 | Technical | GWh | Before Competition Groups | 461.7778 | 0 | 0 | 22952.1302 | 0.020119 | 15 | Residential_2041_Technical_GWh_Before Competition Groups_15 | Energy Star Central Air Conditioner | 2.012% | 0 | 461.7778 | Residential_2041_Technical_GWh_Before Competition Groups_Energy Star Central Air Conditioner
Residential | Res ¦ Energy Star Air Source Heat Pump | 2041 | Technical | GWh | Before Competition Groups | 461.7347 | 0 | 0 | 22952.1302 | 0.020117 | 16 | Residential_2041_Technical_GWh_Before Competition Groups_16 | Energy Star Air Source Heat Pump | 2.012% | 0 | 461.7347 | Residential_2041_Technical_GWh_Before Competition Groups_Energy Star Air Source Heat Pump
Residential | Res ¦ Air Sealing | 2041 | Technical | GWh | Before Competition Groups | 458.91 | 0 | 0 | 22952.1302 | 0.019994 | 17 | Residential_2041_Technical_GWh_Before Competition Groups_17 | Air Sealing | 1.999% | 0 | 458.91 | Residential_2041_Technical_GWh_Before Competition Groups_Air Sealing
Residential | Res ¦ Comprehensive Draft Proofing | 2041 | Achievable | GWh | Before Competition Groups | 160.2545 | 0 | 0 | 8641.0278 | 0.018546 | 16 | Residential_2041_Achievable_GWh_Before Competition Groups_16 | Comprehensive Draft Proofing | 1.855% | 0 | 160.2545 | Residential_2041_Achievable_GWh_Before Competition Groups_Comprehensive Draft Proofing
Residential | Res ¦ Energy Star Torchiere | 2041 | Technical | GWh | Before Competition Groups | 405.082 | 0 | 0 | 22952.1302 | 0.017649 | 18 | Residential_2041_Technical_GWh_Before Competition Groups_18 | Energy Star Torchiere | 1.765% | 0 | 405.082 | Residential_2041_Technical_GWh_Before Competition Groups_Energy Star Torchiere
Residential | Res ¦ Energy Star Clothes Dryer | 2041 | Technical | GWh | Before Competition Groups | 402.8383 | 0 | 0 | 22952.1302 | 0.017551 | 19 | Residential_2041_Technical_GWh_Before Competition Groups_19 | Energy Star Clothes Dryer | 1.755% | 0 | 402.8383 | Residential_2041_Technical_GWh_Before Competition Groups_Energy Star Clothes Dryer
Residential | Res ¦ Building Recommissioning, Operations and Maintenance (O&M) Improvements | 2041 | Economic | GWh | Before Competition Groups | 270.4105 | 0 | 0 | 15550.5856 | 0.017389 | 15 | Residential_2041_Economic_GWh_Before Competition Groups_15 | Building Recommissioning, Operations and Maintenance (O&M) Improvements | 1.739% | 0 | 270.4105 | Residential_2041_Economic_GWh_Before Competition Groups_Building Recommissioning, Operations and Maintenance (O&M) Improvements
Residential | Res ¦ Car Block Heater Timer | 2041 | Technical | GWh | Before Competition Groups | 391.4582 | 0 | 0 | 22952.1302 | 0.017055 | 20 | Residential_2041_Technical_GWh_Before Competition Groups_20 | Car Block Heater Timer | 1.706% | 0 | 391.4582 | Residential_2041_Technical_GWh_Before Competition Groups_Car Block Heater Timer
Residential | Res ¦ Ductless Mini-Split Air Conditioner | 2041 | Technical | GWh | Before Competition Groups | 385.163 | 0 | 0 | 22952.1302 | 0.016781 | 21 | Residential_2041_Technical_GWh_Before Competition Groups_21 | Ductless Mini-Split Air Conditioner | 1.678% | 0 | 385.163 | Residential_2041_Technical_GWh_Before Competition Groups_Ductless Mini-Split Air Conditioner
Residential | Res ¦ Heavy Duty Outdoor/Holiday Plug-in Timers | 2041 | Achievable | GWh | Before Competition Groups | 143.5161 | 0 | 0 | 8641.0278 | 0.016609 | 17 | Residential_2041_Achievable_GWh_Before Competition Groups_17 | Heavy Duty Outdoor/Holiday Plug-in Timers | 1.661% | 0 | 143.5161 | Residential_2041_Achievable_GWh_Before Competition Groups_Heavy Duty Outdoor/Holiday Plug-in Timers
Residential | Res ¦ Energy Star Windows | 2041 | Economic | GWh | Before Competition Groups | 249.0948 | 0 | 0 | 15550.5856 | 0.016018 | 16 | Residential_2041_Economic_GWh_Before Competition Groups_16 | Energy Star Windows | 1.602% | 0 | 249.0948 | Residential_2041_Economic_GWh_Before Competition Groups_Energy Star Windows
Residential | Res ¦ Basement Wall Insulation | 2041 | Economic | GWh | Before Competition Groups | 240.363 | 0 | 0 | 15550.5856 | 0.015457 | 17 | Residential_2041_Economic_GWh_Before Competition Groups_17 | Basement Wall Insulation | 1.546% | 0 | 240.363 | Residential_2041_Economic_GWh_Before Competition Groups_Basement Wall Insulation
Residential | Res ¦ Variable Speed Pool Pump Motor | 2041 | Technical | GWh | Before Competition Groups | 344.3346 | 0 | 0 | 22952.1302 | 0.015002 | 22 | Residential_2041_Technical_GWh_Before Competition Groups_22 | Variable Speed Pool Pump Motor | 1.5% | 0 | 344.3346 | Residential_2041_Technical_GWh_Before Competition Groups_Variable Speed Pool Pump Motor
Residential | Res ¦ Energy Star Clothes Dryer | 2041 | Achievable | GWh | Before Competition Groups | 127.604 | 0 | 0 | 8641.0278 | 0.014767 | 18 | Residential_2041_Achievable_GWh_Before Competition Groups_18 | Energy Star Clothes Dryer | 1.477% | 0 | 127.604 | Residential_2041_Achievable_GWh_Before Competition Groups_Energy Star Clothes Dryer
Residential | Res ¦ Basement Wall Insulation | 2041 | Achievable | GWh | Before Competition Groups | 120.1447 | 0 | 0 | 8641.0278 | 0.013904 | 19 | Residential_2041_Achievable_GWh_Before Competition Groups_19 | Basement Wall Insulation | 1.39% | 0 | 120.1447 | Residential_2041_Achievable_GWh_Before Competition Groups_Basement Wall Insulation
Residential | Res ¦ Energy Star Clothes Dryer | 2041 | Economic | GWh | Before Competition Groups | 211.0772 | 0 | 0 | 15550.5856 | 0.013574 | 18 | Residential_2041_Economic_GWh_Before Competition Groups_18 | Energy Star Clothes Dryer | 1.357% | 0 | 211.0772 | Residential_2041_Economic_GWh_Before Competition Groups_Energy Star Clothes Dryer
Residential | Res ¦ LED Parking Lot Fixture | 2041 | Achievable | GWh | Before Competition Groups | 113.0594 | 0 | 0 | 8641.0278 | 0.013084 | 20 | Residential_2041_Achievable_GWh_Before Competition Groups_20 | LED Parking Lot Fixture | 1.308% | 0 | 113.0594 | Residential_2041_Achievable_GWh_Before Competition Groups_LED Parking Lot Fixture
Residential | Res ¦ Basement or Crawlspace Insulation | 2041 | Economic | GWh | Before Competition Groups | 200.0124 | 0 | 0 | 15550.5856 | 0.012862 | 19 | Residential_2041_Economic_GWh_Before Competition Groups_19 | Basement or Crawlspace Insulation | 1.286% | 0 | 200.0124 | Residential_2041_Economic_GWh_Before Competition Groups_Basement or Crawlspace Insulation
Residential | Res ¦ Occupancy Sensors MF | 2041 | Achievable | GWh | Before Competition Groups | 110.5218 | 0 | 0 | 8641.0278 | 0.01279 | 21 | Residential_2041_Achievable_GWh_Before Competition Groups_21 | Occupancy Sensors MF | 1.279% | 0 | 110.5218 | Residential_2041_Achievable_GWh_Before Competition Groups_Occupancy Sensors MF
Residential | Res ¦ Energy Star Windows | 2041 | Achievable | GWh | Before Competition Groups | 107.402 | 0 | 0 | 8641.0278 | 0.012429 | 22 | Residential_2041_Achievable_GWh_Before Competition Groups_22 | Energy Star Windows | 1.243% | 0 | 107.402 | Residential_2041_Achievable_GWh_Before Competition Groups_Energy Star Windows
Residential | Res ¦ Passive Attic Ventilation | 2041 | Technical | GWh | Before Competition Groups | 275.136 | 0 | 0 | 22952.1302 | 0.011987 | 23 | Residential_2041_Technical_GWh_Before Competition Groups_23 | Passive Attic Ventilation | 1.199% | 0 | 275.136 | Residential_2041_Technical_GWh_Before Competition Groups_Passive Attic Ventilation
Residential | Res ¦ Attic Insulation | 2041 | Economic | GWh | Before Competition Groups | 185.5312 | 0 | 0 | 15550.5856 | 0.011931 | 20 | Residential_2041_Economic_GWh_Before Competition Groups_20 | Attic Insulation | 1.193% | 0 | 185.5312 | Residential_2041_Economic_GWh_Before Competition Groups_Attic Insulation
Residential | Res ¦ Building Recommissioning, Operations and Maintenance (O&M) Improvements | 2041 | Technical | GWh | Before Competition Groups | 270.4105 | 0 | 0 | 22952.1302 | 0.011781 | 24 | Residential_2041_Technical_GWh_Before Competition Groups_24 | Building Recommissioning, Operations and Maintenance (O&M) Improvements | 1.178% | 0 | 270.4105 | Residential_2041_Technical_GWh_Before Competition Groups_Building Recommissioning, Operations and Maintenance (O&M) Improvements
Residential | Res ¦ Energy Star Windows | 2041 | Technical | GWh | Before Competition Groups | 249.0948 | 0 | 0 | 22952.1302 | 0.010853 | 25 | Residential_2041_Technical_GWh_Before Competition Groups_25 | Energy Star Windows | 1.085% | 0 | 249.0948 | Residential_2041_Technical_GWh_Before Competition Groups_Energy Star Windows
Residential | Res ¦ Attic Insulation | 2041 | Achievable | GWh | Before Competition Groups | 92.7193 | 0 | 0 | 8641.0278 | 0.01073 | 23 | Residential_2041_Achievable_GWh_Before Competition Groups_23 | Attic Insulation | 1.073% | 0 | 92.7193 | Residential_2041_Achievable_GWh_Before Competition Groups_Attic Insulation
Residential | Res ¦ Basement Wall Insulation | 2041 | Technical | GWh | Before Competition Groups | 240.363 | 0 | 0 | 22952.1302 | 0.010472 | 26 | Residential_2041_Technical_GWh_Before Competition Groups_26 | Basement Wall Insulation | 1.047% | 0 | 240.363 | Residential_2041_Technical_GWh_Before Competition Groups_Basement Wall Insulation
Residential | Res ¦ Furnace with ECM | 2041 | Achievable | GWh | Before Competition Groups | 83.5583 | 0 | 0 | 8641.0278 | 0.0096699 | 24 | Residential_2041_Achievable_GWh_Before Competition Groups_24 | Furnace with ECM | 0.967% | 0 | 83.5583 | Residential_2041_Achievable_GWh_Before Competition Groups_Furnace with ECM
Residential | Res ¦ Lighting Motion Sensors, Timers, Dimmers | 2041 | Technical | GWh | Before Competition Groups | 218.174 | 0 | 0 | 22952.1302 | 0.0095056 | 27 | Residential_2041_Technical_GWh_Before Competition Groups_27 | Lighting Motion Sensors, Timers, Dimmers | 0.9506% | 0 | 218.174 | Residential_2041_Technical_GWh_Before Competition Groups_Lighting Motion Sensors, Timers, Dimmers
Residential | Res ¦ Refrigerator Recycling | 2041 | Achievable | GWh | Before Competition Groups | 82.023 | 0 | 0 | 8641.0278 | 0.0094923 | 25 | Residential_2041_Achievable_GWh_Before Competition Groups_25 | Refrigerator Recycling | 0.9492% | 0 | 82.023 | Residential_2041_Achievable_GWh_Before Competition Groups_Refrigerator Recycling
Residential | Res ¦ Energy Star Room Air Conditioner | 2041 | Economic | GWh | Before Competition Groups | 147.2359 | 0 | 0 | 15550.5856 | 0.0094682 | 21 | Residential_2041_Economic_GWh_Before Competition Groups_21 | Energy Star Room Air Conditioner | 0.9468% | 0 | 147.2359 | Residential_2041_Economic_GWh_Before Competition Groups_Energy Star Room Air Conditioner
Residential | Res ¦ Wall Insulation | 2041 | Economic | GWh | Before Competition Groups | 145.3987 | 0 | 0 | 15550.5856 | 0.00935 | 22 | Residential_2041_Economic_GWh_Before Competition Groups_22 | Wall Insulation | 0.935% | 0 | 145.3987 | Residential_2041_Economic_GWh_Before Competition Groups_Wall Insulation
Residential | Res ¦ Comprehensive Draft Proofing | 2041 | Economic | GWh | Before Competition Groups | 135.8007 | 0 | 0 | 15550.5856 | 0.0087328 | 23 | Residential_2041_Economic_GWh_Before Competition Groups_23 | Comprehensive Draft Proofing | 0.8733% | 0 | 135.8007 | Residential_2041_Economic_GWh_Before Competition Groups_Comprehensive Draft Proofing
Residential | Res ¦ Basement or Crawlspace Insulation | 2041 | Technical | GWh | Before Competition Groups | 200.0124 | 0 | 0 | 22952.1302 | 0.0087143 | 28 | Residential_2041_Technical_GWh_Before Competition Groups_28 | Basement or Crawlspace Insulation | 0.8714% | 0 | 200.0124 | Residential_2041_Technical_GWh_Before Competition Groups_Basement or Crawlspace Insulation
Residential | Res ¦ Clothes Drying Racks | 2041 | Achievable | GWh | Before Competition Groups | 74.8865 | 0 | 0 | 8641.0278 | 0.0086664 | 26 | Residential_2041_Achievable_GWh_Before Competition Groups_26 | Clothes Drying Racks | 0.8666% | 0 | 74.8865 | Residential_2041_Achievable_GWh_Before Competition Groups_Clothes Drying Racks
Residential | Res ¦ Energy Star Room Air Conditioner | 2041 | Achievable | GWh | Before Competition Groups | 73.3355 | 0 | 0 | 8641.0278 | 0.0084869 | 27 | Residential_2041_Achievable_GWh_Before Competition Groups_27 | Energy Star Room Air Conditioner | 0.8487% | 0 | 73.3355 | Residential_2041_Achievable_GWh_Before Competition Groups_Energy Star Room Air Conditioner
Residential | Res ¦ Freezer Recycling | 2041 | Achievable | GWh | Before Competition Groups | 71.9362 | 0 | 0 | 8641.0278 | 0.008325 | 28 | Residential_2041_Achievable_GWh_Before Competition Groups_28 | Freezer Recycling | 0.8325% | 0 | 71.9362 | Residential_2041_Achievable_GWh_Before Competition Groups_Freezer Recycling
Residential | Res ¦ Heavy Duty Outdoor/Holiday Plug-in Timers | 2041 | Economic | GWh | Before Competition Groups | 129.4243 | 0 | 0 | 15550.5856 | 0.0083228 | 24 | Residential_2041_Economic_GWh_Before Competition Groups_24 | Heavy Duty Outdoor/Holiday Plug-in Timers | 0.8323% | 0 | 129.4243 | Residential_2041_Economic_GWh_Before Competition Groups_Heavy Duty Outdoor/Holiday Plug-in Timers
Residential | Res ¦ Attic Insulation | 2041 | Technical | GWh | Before Competition Groups | 185.5312 | 0 | 0 | 22952.1302 | 0.0080834 | 29 | Residential_2041_Technical_GWh_Before Competition Groups_29 | Attic Insulation | 0.8083% | 0 | 185.5312 | Residential_2041_Technical_GWh_Before Competition Groups_Attic Insulation
Residential | Res ¦ LED Parking Lot Fixture | 2041 | Economic | GWh | Before Competition Groups | 110.9598 | 0 | 0 | 15550.5856 | 0.0071354 | 25 | Residential_2041_Economic_GWh_Before Competition Groups_25 | LED Parking Lot Fixture | 0.7135% | 0 | 110.9598 | Residential_2041_Economic_GWh_Before Competition Groups_LED Parking Lot Fixture
Residential | Res ¦ Energy Star Freezer | 2041 | Achievable | GWh | Before Competition Groups | 59.3234 | 0 | 0 | 8641.0278 | 0.0068653 | 29 | Residential_2041_Achievable_GWh_Before Competition Groups_29 | Energy Star Freezer | 0.6865% | 0 | 59.3234 | Residential_2041_Achievable_GWh_Before Competition Groups_Energy Star Freezer
Residential | Res ¦ Solar Powered Attic Fan | 2041 | Technical | GWh | Before Competition Groups | 152.0099 | 0 | 0 | 22952.1302 | 0.0066229 | 30 | Residential_2041_Technical_GWh_Before Competition Groups_30 | Solar Powered Attic Fan | 0.6623% | 0 | 152.0099 | Residential_2041_Technical_GWh_Before Competition Groups_Solar Powered Attic Fan
Residential | Res ¦ LED Downlight | 2041 | Achievable | GWh | Before Competition Groups | 57.1047 | 0 | 0 | 8641.0278 | 0.0066086 | 30 | Residential_2041_Achievable_GWh_Before Competition Groups_30 | LED Downlight | 0.6609% | 0 | 57.1047 | Residential_2041_Achievable_GWh_Before Competition Groups_LED Downlight
Residential | Res ¦ Radiant Barrier | 2041 | Achievable | GWh | Before Competition Groups | 56.2601 | 0 | 0 | 8641.0278 | 0.0065108 | 31 | Residential_2041_Achievable_GWh_Before Competition Groups_31 | Radiant Barrier | 0.6511% | 0 | 56.2601 | Residential_2041_Achievable_GWh_Before Competition Groups_Radiant Barrier
Residential | Res ¦ Energy Star Room Air Conditioner | 2041 | Technical | GWh | Before Competition Groups | 148.7316 | 0 | 0 | 22952.1302 | 0.0064801 | 31 | Residential_2041_Technical_GWh_Before Competition Groups_31 | Energy Star Room Air Conditioner | 0.648% | 0 | 148.7316 | Residential_2041_Technical_GWh_Before Competition Groups_Energy Star Room Air Conditioner
Residential | Res ¦ Furnace with ECM | 2041 | Economic | GWh | Before Competition Groups | 100.6549 | 0 | 0 | 15550.5856 | 0.0064727 | 26 | Residential_2041_Economic_GWh_Before Competition Groups_26 | Furnace with ECM | 0.6473% | 0 | 100.6549 | Residential_2041_Economic_GWh_Before Competition Groups_Furnace with ECM
Residential | Res ¦ Wall Insulation | 2041 | Technical | GWh | Before Competition Groups | 145.3987 | 0 | 0 | 22952.1302 | 0.0063349 | 32 | Residential_2041_Technical_GWh_Before Competition Groups_32 | Wall Insulation | 0.6335% | 0 | 145.3987 | Residential_2041_Technical_GWh_Before Competition Groups_Wall Insulation
Residential | Res ¦ Heavy Duty Outdoor/Holiday Plug-in Timers | 2041 | Technical | GWh | Before Competition Groups | 143.6171 | 0 | 0 | 22952.1302 | 0.0062572 | 33 | Residential_2041_Technical_GWh_Before Competition Groups_33 | Heavy Duty Outdoor/Holiday Plug-in Timers | 0.6257% | 0 | 143.6171 | Residential_2041_Technical_GWh_Before Competition Groups_Heavy Duty Outdoor/Holiday Plug-in Timers
Residential | Res ¦ LED Exterior Area Lights - LED Fixture (200W) | 2041 | Achievable | GWh | Before Competition Groups | 53.5318 | 0 | 0 | 8641.0278 | 0.0061951 | 32 | Residential_2041_Achievable_GWh_Before Competition Groups_32 | LED Exterior Area Lights - LED Fixture (200W) | 0.6195% | 0 | 53.5318 | Residential_2041_Achievable_GWh_Before Competition Groups_LED Exterior Area Lights - LED Fixture (200W)
Residential | Res ¦ Occupancy Sensors MF | 2041 | Economic | GWh | Before Competition Groups | 95.3286 | 0 | 0 | 15550.5856 | 0.0061302 | 27 | Residential_2041_Economic_GWh_Before Competition Groups_27 | Occupancy Sensors MF | 0.613% | 0 | 95.3286 | Residential_2041_Economic_GWh_Before Competition Groups_Occupancy Sensors MF
Residential | Res ¦ Radiant Barrier | 2041 | Economic | GWh | Before Competition Groups | 92.6935 | 0 | 0 | 15550.5856 | 0.0059608 | 28 | Residential_2041_Economic_GWh_Before Competition Groups_28 | Radiant Barrier | 0.5961% | 0 | 92.6935 | Residential_2041_Economic_GWh_Before Competition Groups_Radiant Barrier
Residential | Res ¦ Comprehensive Draft Proofing | 2041 | Technical | GWh | Before Competition Groups | 135.8007 | 0 | 0 | 22952.1302 | 0.0059167 | 34 | Residential_2041_Technical_GWh_Before Competition Groups_34 | Comprehensive Draft Proofing | 0.5917% | 0 | 135.8007 | Residential_2041_Technical_GWh_Before Competition Groups_Comprehensive Draft Proofing
Residential | Res ¦ Networked/ Connected - Indoor LED Luminaire | 2041 | Technical | GWh | Before Competition Groups | 130.3472 | 0 | 0 | 22952.1302 | 0.0056791 | 35 | Residential_2041_Technical_GWh_Before Competition Groups_35 | Networked/ Connected - Indoor LED Luminaire | 0.5679% | 0 | 130.3472 | Residential_2041_Technical_GWh_Before Competition Groups_Networked/ Connected - Indoor LED Luminaire
Residential | Res ¦ Variable Refrigerant Flow Heat Pump | 2041 | Technical | GWh | Before Competition Groups | 126.9336 | 0 | 0 | 22952.1302 | 0.0055304 | 36 | Residential_2041_Technical_GWh_Before Competition Groups_36 | Variable Refrigerant Flow Heat Pump | 0.553% | 0 | 126.9336 | Residential_2041_Technical_GWh_Before Competition Groups_Variable Refrigerant Flow Heat Pump
Residential | Res ¦ Advanced BAS/Controllers | 2041 | Achievable | GWh | Before Competition Groups | 46.6125 | 0 | 0 | 8641.0278 | 0.0053943 | 33 | Residential_2041_Achievable_GWh_Before Competition Groups_33 | Advanced BAS/Controllers | 0.5394% | 0 | 46.6125 | Residential_2041_Achievable_GWh_Before Competition Groups_Advanced BAS/Controllers
Residential | Res ¦ Air Source Heat Pump | 2041 | Technical | GWh | Before Competition Groups | 119.2169 | 0 | 0 | 22952.1302 | 0.0051942 | 37 | Residential_2041_Technical_GWh_Before Competition Groups_37 | Air Source Heat Pump | 0.5194% | 0 | 119.2169 | Residential_2041_Technical_GWh_Before Competition Groups_Air Source Heat Pump
Residential | Res ¦ LED Parking Lot Fixture | 2041 | Technical | GWh | Before Competition Groups | 110.9598 | 0 | 0 | 22952.1302 | 0.0048344 | 38 | Residential_2041_Technical_GWh_Before Competition Groups_38 | LED Parking Lot Fixture | 0.4834% | 0 | 110.9598 | Residential_2041_Technical_GWh_Before Competition Groups_LED Parking Lot Fixture
Residential | Res ¦ Home Energy Reports | 2041 | Technical | GWh | Before Competition Groups | 107.9364 | 0 | 0 | 22952.1302 | 0.0047027 | 39 | Residential_2041_Technical_GWh_Before Competition Groups_39 | Home Energy Reports | 0.4703% | 0 | 107.9364 | Residential_2041_Technical_GWh_Before Competition Groups_Home Energy Reports
Residential | Res ¦ Variable Refrigerant Flow Heat Pump | 2041 | Achievable | GWh | Before Competition Groups | 39.6269 | 0 | 0 | 8641.0278 | 0.0045859 | 34 | Residential_2041_Achievable_GWh_Before Competition Groups_34 | Variable Refrigerant Flow Heat Pump | 0.4586% | 0 | 39.6269 | Residential_2041_Achievable_GWh_Before Competition Groups_Variable Refrigerant Flow Heat Pump
Residential | Res ¦ Ceiling Insulation | 2041 | Economic | GWh | Before Competition Groups | 70.4186 | 0 | 0 | 15550.5856 | 0.0045284 | 29 | Residential_2041_Economic_GWh_Before Competition Groups_29 | Ceiling Insulation | 0.4528% | 0 | 70.4186 | Residential_2041_Economic_GWh_Before Competition Groups_Ceiling Insulation
Residential | Res ¦ Energy Star Ceiling Fan/Lighting | 2041 | Technical | GWh | Before Competition Groups | 103.8506 | 0 | 0 | 22952.1302 | 0.0045247 | 40 | Residential_2041_Technical_GWh_Before Competition Groups_40 | Energy Star Ceiling Fan/Lighting | 0.4525% | 0 | 103.8506 | Residential_2041_Technical_GWh_Before Competition Groups_Energy Star Ceiling Fan/Lighting
Residential | Res ¦ Furnace Whistle | 2041 | Achievable | GWh | Before Competition Groups | 39.0611 | 0 | 0 | 8641.0278 | 0.0045204 | 35 | Residential_2041_Achievable_GWh_Before Competition Groups_35 | Furnace Whistle | 0.452% | 0 | 39.0611 | Residential_2041_Achievable_GWh_Before Competition Groups_Furnace Whistle
Residential | Res ¦ Refrigerator Recycling | 2041 | Economic | GWh | Before Competition Groups | 69.5078 | 0 | 0 | 15550.5856 | 0.0044698 | 30 | Residential_2041_Economic_GWh_Before Competition Groups_30 | Refrigerator Recycling | 0.447% | 0 | 69.5078 | Residential_2041_Economic_GWh_Before Competition Groups_Refrigerator Recycling
Residential | Res ¦ LED Downlight | 2041 | Technical | GWh | Before Competition Groups | 102.1393 | 0 | 0 | 22952.1302 | 0.0044501 | 41 | Residential_2041_Technical_GWh_Before Competition Groups_41 | LED Downlight | 0.445% | 0 | 102.1393 | Residential_2041_Technical_GWh_Before Competition Groups_LED Downlight
Residential | Res ¦ Furnace with ECM | 2041 | Technical | GWh | Before Competition Groups | 100.6549 | 0 | 0 | 22952.1302 | 0.0043854 | 42 | Residential_2041_Technical_GWh_Before Competition Groups_42 | Furnace with ECM | 0.4385% | 0 | 100.6549 | Residential_2041_Technical_GWh_Before Competition Groups_Furnace with ECM
Residential | Res ¦ Outside Air Economizer | 2041 | Achievable | GWh | Before Competition Groups | 37.1645 | 0 | 0 | 8641.0278 | 0.0043009 | 36 | Residential_2041_Achievable_GWh_Before Competition Groups_36 | Outside Air Economizer | 0.4301% | 0 | 37.1645 | Residential_2041_Achievable_GWh_Before Competition Groups_Outside Air Economizer
Residential | Res ¦ Occupancy Sensors MF | 2041 | Technical | GWh | Before Competition Groups | 95.3286 | 0 | 0 | 22952.1302 | 0.0041534 | 43 | Residential_2041_Technical_GWh_Before Competition Groups_43 | Occupancy Sensors MF | 0.4153% | 0 | 95.3286 | Residential_2041_Technical_GWh_Before Competition Groups_Occupancy Sensors MF
Residential | Res ¦ Energy Star Freezer | 2041 | Technical | GWh | Before Competition Groups | 93.8017 | 0 | 0 | 22952.1302 | 0.0040868 | 44 | Residential_2041_Technical_GWh_Before Competition Groups_44 | Energy Star Freezer | 0.4087% | 0 | 93.8017 | Residential_2041_Technical_GWh_Before Competition Groups_Energy Star Freezer
Residential | Res ¦ Clothes Drying Racks | 2041 | Economic | GWh | Before Competition Groups | 63.464 | 0 | 0 | 15550.5856 | 0.0040811 | 31 | Residential_2041_Economic_GWh_Before Competition Groups_31 | Clothes Drying Racks | 0.4081% | 0 | 63.464 | Residential_2041_Economic_GWh_Before Competition Groups_Clothes Drying Racks
Residential | Res ¦ Radiant Barrier | 2041 | Technical | GWh | Before Competition Groups | 92.6935 | 0 | 0 | 22952.1302 | 0.0040386 | 45 | Residential_2041_Technical_GWh_Before Competition Groups_45 | Radiant Barrier | 0.4039% | 0 | 92.6935 | Residential_2041_Technical_GWh_Before Competition Groups_Radiant Barrier
Residential | Res ¦ Freezer Recycling | 2041 | Economic | GWh | Before Competition Groups | 60.9829 | 0 | 0 | 15550.5856 | 0.0039216 | 32 | Residential_2041_Economic_GWh_Before Competition Groups_32 | Freezer Recycling | 0.3922% | 0 | 60.9829 | Residential_2041_Economic_GWh_Before Competition Groups_Freezer Recycling
Residential | Res ¦ LED Exterior Area Lights - LED Fixture (200W) | 2041 | Economic | GWh | Before Competition Groups | 52.789 | 0 | 0 | 15550.5856 | 0.0033947 | 33 | Residential_2041_Economic_GWh_Before Competition Groups_33 | LED Exterior Area Lights - LED Fixture (200W) | 0.3395% | 0 | 52.789 | Residential_2041_Economic_GWh_Before Competition Groups_LED Exterior Area Lights - LED Fixture (200W)
Residential | Res ¦ Heat Recovery Ventilator | 2041 | Economic | GWh | Before Competition Groups | 52.6189 | 0 | 0 | 15550.5856 | 0.0033837 | 34 | Residential_2041_Economic_GWh_Before Competition Groups_34 | Heat Recovery Ventilator | 0.3384% | 0 | 52.6189 | Residential_2041_Economic_GWh_Before Competition Groups_Heat Recovery Ventilator
Residential | Res ¦ Home Energy Reports | 2041 | Achievable | GWh | Before Competition Groups | 29.2297 | 0 | 0 | 8641.0278 | 0.0033827 | 37 | Residential_2041_Achievable_GWh_Before Competition Groups_37 | Home Energy Reports | 0.3383% | 0 | 29.2297 | Residential_2041_Achievable_GWh_Before Competition Groups_Home Energy Reports
Residential | Res ¦ Heat Pump Water Heater | 2041 | Technical | GWh | Before Competition Groups | 76.403 | 0 | 0 | 22952.1302 | 0.0033288 | 46 | Residential_2041_Technical_GWh_Before Competition Groups_46 | Heat Pump Water Heater | 0.3329% | 0 | 76.403 | Residential_2041_Technical_GWh_Before Competition Groups_Heat Pump Water Heater
Residential | Res ¦ Duct Insulation | 2041 | Economic | GWh | Before Competition Groups | 51.3795 | 0 | 0 | 15550.5856 | 0.003304 | 35 | Residential_2041_Economic_GWh_Before Competition Groups_35 | Duct Insulation | 0.3304% | 0 | 51.3795 | Residential_2041_Economic_GWh_Before Competition Groups_Duct Insulation
Residential | Res ¦ Duct Insulation | 2041 | Achievable | GWh | Before Competition Groups | 28.2578 | 0 | 0 | 8641.0278 | 0.0032702 | 38 | Residential_2041_Achievable_GWh_Before Competition Groups_38 | Duct Insulation | 0.327% | 0 | 28.2578 | Residential_2041_Achievable_GWh_Before Competition Groups_Duct Insulation
Residential | Res ¦ LED Tube Re-Lamp | 2041 | Achievable | GWh | Before Competition Groups | 28.2182 | 0 | 0 | 8641.0278 | 0.0032656 | 39 | Residential_2041_Achievable_GWh_Before Competition Groups_39 | LED Tube Re-Lamp | 0.3266% | 0 | 28.2182 | Residential_2041_Achievable_GWh_Before Competition Groups_LED Tube Re-Lamp
Residential | Res ¦ Ceiling Insulation | 2041 | Technical | GWh | Before Competition Groups | 72.4246 | 0 | 0 | 22952.1302 | 0.0031555 | 47 | Residential_2041_Technical_GWh_Before Competition Groups_47 | Ceiling Insulation | 0.3155% | 0 | 72.4246 | Residential_2041_Technical_GWh_Before Competition Groups_Ceiling Insulation
Residential | Res ¦ Window Film | 2041 | Technical | GWh | Before Competition Groups | 72.2072 | 0 | 0 | 22952.1302 | 0.003146 | 48 | Residential_2041_Technical_GWh_Before Competition Groups_48 | Window Film | 0.3146% | 0 | 72.2072 | Residential_2041_Technical_GWh_Before Competition Groups_Window Film
Residential | Res ¦ Floor Insulation | 2041 | Economic | GWh | Before Competition Groups | 48.7122 | 0 | 0 | 15550.5856 | 0.0031325 | 36 | Residential_2041_Economic_GWh_Before Competition Groups_36 | Floor Insulation | 0.3132% | 0 | 48.7122 | Residential_2041_Economic_GWh_Before Competition Groups_Floor Insulation
Residential | Res ¦ Tankless Water Heater | 2041 | Economic | GWh | Before Competition Groups | 48.2062 | 0 | 0 | 15550.5856 | 0.0031 | 37 | Residential_2041_Economic_GWh_Before Competition Groups_37 | Tankless Water Heater | 0.31% | 0 | 48.2062 | Residential_2041_Economic_GWh_Before Competition Groups_Tankless Water Heater
Residential | Res ¦ Wall Insulation | 2041 | Achievable | GWh | Before Competition Groups | 26.2047 | 0 | 0 | 8641.0278 | 0.0030326 | 40 | Residential_2041_Achievable_GWh_Before Competition Groups_40 | Wall Insulation | 0.3033% | 0 | 26.2047 | Residential_2041_Achievable_GWh_Before Competition Groups_Wall Insulation
Residential | Res ¦ Refrigerator Recycling | 2041 | Technical | GWh | Before Competition Groups | 69.5078 | 0 | 0 | 22952.1302 | 0.0030284 | 49 | Residential_2041_Technical_GWh_Before Competition Groups_49 | Refrigerator Recycling | 0.3028% | 0 | 69.5078 | Residential_2041_Technical_GWh_Before Competition Groups_Refrigerator Recycling
Residential | Res ¦ Tankless Water Heater | 2041 | Technical | GWh | Before Competition Groups | 69.1792 | 0 | 0 | 22952.1302 | 0.0030141 | 50 | Residential_2041_Technical_GWh_Before Competition Groups_50 | Tankless Water Heater | 0.3014% | 0 | 69.1792 | Residential_2041_Technical_GWh_Before Competition Groups_Tankless Water Heater
Residential | Res ¦ Home Energy Reports | 2041 | Economic | GWh | Before Competition Groups | 46.4718 | 0 | 0 | 15550.5856 | 0.0029884 | 38 | Residential_2041_Economic_GWh_Before Competition Groups_38 | Home Energy Reports | 0.2988% | 0 | 46.4718 | Residential_2041_Economic_GWh_Before Competition Groups_Home Energy Reports
Residential | Res ¦ Early Hot Water Heater Replacement | 2041 | Achievable | GWh | Before Competition Groups | 25.3254 | 0 | 0 | 8641.0278 | 0.0029308 | 41 | Residential_2041_Achievable_GWh_Before Competition Groups_41 | Early Hot Water Heater Replacement | 0.2931% | 0 | 25.3254 | Residential_2041_Achievable_GWh_Before Competition Groups_Early Hot Water Heater Replacement
Residential | Res ¦ Tankless Water Heater | 2041 | Achievable | GWh | Before Competition Groups | 25.1188 | 0 | 0 | 8641.0278 | 0.0029069 | 42 | Residential_2041_Achievable_GWh_Before Competition Groups_42 | Tankless Water Heater | 0.2907% | 0 | 25.1188 | Residential_2041_Achievable_GWh_Before Competition Groups_Tankless Water Heater
Residential | Res ¦ Energy Star Freezer | 2041 | Economic | GWh | Before Competition Groups | 45.1822 | 0 | 0 | 15550.5856 | 0.0029055 | 39 | Residential_2041_Economic_GWh_Before Competition Groups_39 | Energy Star Freezer | 0.2905% | 0 | 45.1822 | Residential_2041_Economic_GWh_Before Competition Groups_Energy Star Freezer
Residential | Res ¦ Minimize Hot and Warm Clothes Wash | 2041 | Achievable | GWh | Before Competition Groups | 24.9488 | 0 | 0 | 8641.0278 | 0.0028872 | 43 | Residential_2041_Achievable_GWh_Before Competition Groups_43 | Minimize Hot and Warm Clothes Wash | 0.2887% | 0 | 24.9488 | Residential_2041_Achievable_GWh_Before Competition Groups_Minimize Hot and Warm Clothes Wash
Residential | Res ¦ Air Source Heat Pump | 2041 | Economic | GWh | Before Competition Groups | 44.4352 | 0 | 0 | 15550.5856 | 0.0028575 | 40 | Residential_2041_Economic_GWh_Before Competition Groups_40 | Air Source Heat Pump | 0.2857% | 0 | 44.4352 | Residential_2041_Economic_GWh_Before Competition Groups_Air Source Heat Pump
Residential | Res ¦ Floor Insulation | 2041 | Achievable | GWh | Before Competition Groups | 24.3339 | 0 | 0 | 8641.0278 | 0.0028161 | 44 | Residential_2041_Achievable_GWh_Before Competition Groups_44 | Floor Insulation | 0.2816% | 0 | 24.3339 | Residential_2041_Achievable_GWh_Before Competition Groups_Floor Insulation
Residential | Res ¦ Clothes Drying Racks | 2041 | Technical | GWh | Before Competition Groups | 63.464 | 0 | 0 | 22952.1302 | 0.0027651 | 51 | Residential_2041_Technical_GWh_Before Competition Groups_51 | Clothes Drying Racks | 0.2765% | 0 | 63.464 | Residential_2041_Technical_GWh_Before Competition Groups_Clothes Drying Racks
Residential | Res ¦ Freezer Recycling | 2041 | Technical | GWh | Before Competition Groups | 60.9829 | 0 | 0 | 22952.1302 | 0.002657 | 52 | Residential_2041_Technical_GWh_Before Competition Groups_52 | Freezer Recycling | 0.2657% | 0 | 60.9829 | Residential_2041_Technical_GWh_Before Competition Groups_Freezer Recycling
Residential | Res ¦ Duct Insulation | 2041 | Technical | GWh | Before Competition Groups | 60.388 | 0 | 0 | 22952.1302 | 0.002631 | 53 | Residential_2041_Technical_GWh_Before Competition Groups_53 | Duct Insulation | 0.2631% | 0 | 60.388 | Residential_2041_Technical_GWh_Before Competition Groups_Duct Insulation
Residential | Res ¦ Advanced BAS/Controllers | 2041 | Economic | GWh | Before Competition Groups | 39.5005 | 0 | 0 | 15550.5856 | 0.0025401 | 41 | Residential_2041_Economic_GWh_Before Competition Groups_41 | Advanced BAS/Controllers | 0.254% | 0 | 39.5005 | Residential_2041_Economic_GWh_Before Competition Groups_Advanced BAS/Controllers
Residential | Res ¦ Central Lighting Control System | 2041 | Technical | GWh | Before Competition Groups | 57.2336 | 0 | 0 | 22952.1302 | 0.0024936 | 54 | Residential_2041_Technical_GWh_Before Competition Groups_54 | Central Lighting Control System | 0.2494% | 0 | 57.2336 | Residential_2041_Technical_GWh_Before Competition Groups_Central Lighting Control System
Residential | Res ¦ Heat Recovery Ventilator | 2041 | Technical | GWh | Before Competition Groups | 55.3847 | 0 | 0 | 22952.1302 | 0.0024131 | 55 | Residential_2041_Technical_GWh_Before Competition Groups_55 | Heat Recovery Ventilator | 0.2413% | 0 | 55.3847 | Residential_2041_Technical_GWh_Before Competition Groups_Heat Recovery Ventilator
Residential | Res ¦ ENERGY STAR LED LAMPS (REFLECTOR LAMPs/MR16/PAR 16) | 2041 | Achievable | GWh | Before Competition Groups | 20.6224 | 0 | 0 | 8641.0278 | 0.0023866 | 45 | Residential_2041_Achievable_GWh_Before Competition Groups_45 | ENERGY STAR LED LAMPS (REFLECTOR LAMPs/MR16/PAR 16) | 0.2387% | 0 | 20.6224 | Residential_2041_Achievable_GWh_Before Competition Groups_ENERGY STAR LED LAMPS (REFLECTOR LAMPs/MR16/PAR 16)
Residential | Res ¦ CO Sensors for parking garage exhaust fans | 2041 | Achievable | GWh | Before Competition Groups | 20.3358 | 0 | 0 | 8641.0278 | 0.0023534 | 46 | Residential_2041_Achievable_GWh_Before Competition Groups_46 | CO Sensors for parking garage exhaust fans | 0.2353% | 0 | 20.3358 | Residential_2041_Achievable_GWh_Before Competition Groups_CO Sensors for parking garage exhaust fans
Residential | Res ¦ Basement or Crawlspace Insulation | 2041 | Achievable | GWh | Before Competition Groups | 20.2749 | 0 | 0 | 8641.0278 | 0.0023464 | 47 | Residential_2041_Achievable_GWh_Before Competition Groups_47 | Basement or Crawlspace Insulation | 0.2346% | 0 | 20.2749 | Residential_2041_Achievable_GWh_Before Competition Groups_Basement or Crawlspace Insulation
Residential | Res ¦ LED Exterior Area Lights - LED Fixture (200W) | 2041 | Technical | GWh | Before Competition Groups | 52.789 | 0 | 0 | 22952.1302 | 0.0023 | 56 | Residential_2041_Technical_GWh_Before Competition Groups_56 | LED Exterior Area Lights - LED Fixture (200W) | 0.23% | 0 | 52.789 | Residential_2041_Technical_GWh_Before Competition Groups_LED Exterior Area Lights - LED Fixture (200W)
Residential | Res ¦ High Efficiency Chiller (avg of water and air cooled) | 2041 | Achievable | GWh | Before Competition Groups | 19.7415 | 0 | 0 | 8641.0278 | 0.0022846 | 48 | Residential_2041_Achievable_GWh_Before Competition Groups_48 | High Efficiency Chiller (avg of water and air cooled) | 0.2285% | 0 | 19.7415 | Residential_2041_Achievable_GWh_Before Competition Groups_High Efficiency Chiller (avg of water and air cooled)
Residential | Res ¦ INTEGRAL LED TROFFERS | 2041 | Technical | GWh | Before Competition Groups | 52.2434 | 0 | 0 | 22952.1302 | 0.0022762 | 57 | Residential_2041_Technical_GWh_Before Competition Groups_57 | INTEGRAL LED TROFFERS | 0.2276% | 0 | 52.2434 | Residential_2041_Technical_GWh_Before Competition Groups_INTEGRAL LED TROFFERS
Residential | Res ¦ Outside Air Economizer | 2041 | Economic | GWh | Before Competition Groups | 34.0432 | 0 | 0 | 15550.5856 | 0.0021892 | 42 | Residential_2041_Economic_GWh_Before Competition Groups_42 | Outside Air Economizer | 0.2189% | 0 | 34.0432 | Residential_2041_Economic_GWh_Before Competition Groups_Outside Air Economizer
Residential | Res ¦ Minimize Hot and Warm Clothes Wash | 2041 | Economic | GWh | Before Competition Groups | 33.7991 | 0 | 0 | 15550.5856 | 0.0021735 | 43 | Residential_2041_Economic_GWh_Before Competition Groups_43 | Minimize Hot and Warm Clothes Wash | 0.2173% | 0 | 33.7991 | Residential_2041_Economic_GWh_Before Competition Groups_Minimize Hot and Warm Clothes Wash
Residential | Res ¦ Furnace Whistle | 2041 | Economic | GWh | Before Competition Groups | 33.1006 | 0 | 0 | 15550.5856 | 0.0021286 | 44 | Residential_2041_Economic_GWh_Before Competition Groups_44 | Furnace Whistle | 0.2129% | 0 | 33.1006 | Residential_2041_Economic_GWh_Before Competition Groups_Furnace Whistle
Residential | Res ¦ Floor Insulation | 2041 | Technical | GWh | Before Competition Groups | 48.7122 | 0 | 0 | 22952.1302 | 0.0021223 | 58 | Residential_2041_Technical_GWh_Before Competition Groups_58 | Floor Insulation | 0.2122% | 0 | 48.7122 | Residential_2041_Technical_GWh_Before Competition Groups_Floor Insulation
Residential | Res ¦ Drain Water Heat Recovery | 2041 | Achievable | GWh | Before Competition Groups | 17.4289 | 0 | 0 | 8641.0278 | 0.002017 | 49 | Residential_2041_Achievable_GWh_Before Competition Groups_49 | Drain Water Heat Recovery | 0.2017% | 0 | 17.4289 | Residential_2041_Achievable_GWh_Before Competition Groups_Drain Water Heat Recovery
Residential | Res ¦ Variable Refrigerant Flow Heat Pump | 2041 | Economic | GWh | Before Competition Groups | 31.0763 | 0 | 0 | 15550.5856 | 0.0019984 | 45 | Residential_2041_Economic_GWh_Before Competition Groups_45 | Variable Refrigerant Flow Heat Pump | 0.1998% | 0 | 31.0763 | Residential_2041_Economic_GWh_Before Competition Groups_Variable Refrigerant Flow Heat Pump
Residential | Res ¦ Energy Star Dehumidifier | 2041 | Achievable | GWh | Before Competition Groups | 17.1408 | 0 | 0 | 8641.0278 | 0.0019836 | 50 | Residential_2041_Achievable_GWh_Before Competition Groups_50 | Energy Star Dehumidifier | 0.1984% | 0 | 17.1408 | Residential_2041_Achievable_GWh_Before Competition Groups_Energy Star Dehumidifier
Residential | Res ¦ Variable Frequency Drive (VFD) | 2041 | Achievable | GWh | Before Competition Groups | 16.8427 | 0 | 0 | 8641.0278 | 0.0019492 | 51 | Residential_2041_Achievable_GWh_Before Competition Groups_51 | Variable Frequency Drive (VFD) | 0.1949% | 0 | 16.8427 | Residential_2041_Achievable_GWh_Before Competition Groups_Variable Frequency Drive (VFD)
Residential | Res ¦ Early Hot Water Heater Replacement | 2041 | Economic | GWh | Before Competition Groups | 30.056 | 0 | 0 | 15550.5856 | 0.0019328 | 46 | Residential_2041_Economic_GWh_Before Competition Groups_46 | Early Hot Water Heater Replacement | 0.1933% | 0 | 30.056 | Residential_2041_Economic_GWh_Before Competition Groups_Early Hot Water Heater Replacement
Residential | Res ¦ LED Tube Re-Lamp | 2041 | Economic | GWh | Before Competition Groups | 29.9818 | 0 | 0 | 15550.5856 | 0.001928 | 47 | Residential_2041_Economic_GWh_Before Competition Groups_47 | LED Tube Re-Lamp | 0.1928% | 0 | 29.9818 | Residential_2041_Economic_GWh_Before Competition Groups_LED Tube Re-Lamp
Residential | Res ¦ Condensing Make Up Air Unit | 2041 | Achievable | GWh | Before Competition Groups | 16.3426 | 0 | 0 | 8641.0278 | 0.0018913 | 52 | Residential_2041_Achievable_GWh_Before Competition Groups_52 | Condensing Make Up Air Unit | 0.1891% | 0 | 16.3426 | Residential_2041_Achievable_GWh_Before Competition Groups_Condensing Make Up Air Unit
Residential | Res ¦ LED Tube Re-Lamp | 2041 | Technical | GWh | Before Competition Groups | 42.7208 | 0 | 0 | 22952.1302 | 0.0018613 | 59 | Residential_2041_Technical_GWh_Before Competition Groups_59 | LED Tube Re-Lamp | 0.1861% | 0 | 42.7208 | Residential_2041_Technical_GWh_Before Competition Groups_LED Tube Re-Lamp
Residential | Res ¦ Dehumidifier Recycling | 2041 | Technical | GWh | Before Competition Groups | 41.8838 | 0 | 0 | 22952.1302 | 0.0018248 | 60 | Residential_2041_Technical_GWh_Before Competition Groups_60 | Dehumidifier Recycling | 0.1825% | 0 | 41.8838 | Residential_2041_Technical_GWh_Before Competition Groups_Dehumidifier Recycling
Residential | Res ¦ Demand Control Ventilation | 2041 | Achievable | GWh | Before Competition Groups | 15.5851 | 0 | 0 | 8641.0278 | 0.0018036 | 53 | Residential_2041_Achievable_GWh_Before Competition Groups_53 | Demand Control Ventilation | 0.1804% | 0 | 15.5851 | Residential_2041_Achievable_GWh_Before Competition Groups_Demand Control Ventilation
Residential | Res ¦ Duct Insulation MF | 2041 | Economic | GWh | Before Competition Groups | 27.2103 | 0 | 0 | 15550.5856 | 0.0017498 | 48 | Residential_2041_Economic_GWh_Before Competition Groups_48 | Duct Insulation MF | 0.175% | 0 | 27.2103 | Residential_2041_Economic_GWh_Before Competition Groups_Duct Insulation MF
Residential | Res ¦ Heat Pump Water Heater | 2041 | Economic | GWh | Before Competition Groups | 27.0649 | 0 | 0 | 15550.5856 | 0.0017404 | 49 | Residential_2041_Economic_GWh_Before Competition Groups_49 | Heat Pump Water Heater | 0.174% | 0 | 27.0649 | Residential_2041_Economic_GWh_Before Competition Groups_Heat Pump Water Heater
Residential | Res ¦ Advanced BAS/Controllers | 2041 | Technical | GWh | Before Competition Groups | 39.5005 | 0 | 0 | 22952.1302 | 0.001721 | 61 | Residential_2041_Technical_GWh_Before Competition Groups_61 | Advanced BAS/Controllers | 0.1721% | 0 | 39.5005 | Residential_2041_Technical_GWh_Before Competition Groups_Advanced BAS/Controllers
Residential | Res ¦ Solar Water Heating System | 2041 | Technical | GWh | Before Competition Groups | 37.6852 | 0 | 0 | 22952.1302 | 0.0016419 | 62 | Residential_2041_Technical_GWh_Before Competition Groups_62 | Solar Water Heating System | 0.1642% | 0 | 37.6852 | Residential_2041_Technical_GWh_Before Competition Groups_Solar Water Heating System
Residential | Res ¦ Energy Star Dehumidifier | 2041 | Economic | GWh | Before Competition Groups | 24.623 | 0 | 0 | 15550.5856 | 0.0015834 | 50 | Residential_2041_Economic_GWh_Before Competition Groups_50 | Energy Star Dehumidifier | 0.1583% | 0 | 24.623 | Residential_2041_Economic_GWh_Before Competition Groups_Energy Star Dehumidifier
Residential | Res ¦ Outside Air Economizer | 2041 | Technical | GWh | Before Competition Groups | 34.0432 | 0 | 0 | 22952.1302 | 0.0014832 | 63 | Residential_2041_Technical_GWh_Before Competition Groups_63 | Outside Air Economizer | 0.1483% | 0 | 34.0432 | Residential_2041_Technical_GWh_Before Competition Groups_Outside Air Economizer
Residential | Res ¦ Minimize Hot and Warm Clothes Wash | 2041 | Technical | GWh | Before Competition Groups | 33.7991 | 0 | 0 | 22952.1302 | 0.0014726 | 64 | Residential_2041_Technical_GWh_Before Competition Groups_64 | Minimize Hot and Warm Clothes Wash | 0.1473% | 0 | 33.7991 | Residential_2041_Technical_GWh_Before Competition Groups_Minimize Hot and Warm Clothes Wash
Residential | Res ¦ High Efficiency Storage Water Heater | 2041 | Technical | GWh | Before Competition Groups | 33.1119 | 0 | 0 | 22952.1302 | 0.0014427 | 65 | Residential_2041_Technical_GWh_Before Competition Groups_65 | High Efficiency Storage Water Heater | 0.1443% | 0 | 33.1119 | Residential_2041_Technical_GWh_Before Competition Groups_High Efficiency Storage Water Heater
Residential | Res ¦ Furnace Whistle | 2041 | Technical | GWh | Before Competition Groups | 33.1006 | 0 | 0 | 22952.1302 | 0.0014422 | 66 | Residential_2041_Technical_GWh_Before Competition Groups_66 | Furnace Whistle | 0.1442% | 0 | 33.1006 | Residential_2041_Technical_GWh_Before Competition Groups_Furnace Whistle
Residential | Res ¦ Water Heater Temperature Setback | 2041 | Achievable | GWh | Before Competition Groups | 12.4462 | 0 | 0 | 8641.0278 | 0.0014404 | 54 | Residential_2041_Achievable_GWh_Before Competition Groups_54 | Water Heater Temperature Setback | 0.144% | 0 | 12.4462 | Residential_2041_Achievable_GWh_Before Competition Groups_Water Heater Temperature Setback
Residential | Res ¦ Condensing Make Up Air Unit | 2041 | Economic | GWh | Before Competition Groups | 22.0859 | 0 | 0 | 15550.5856 | 0.0014203 | 51 | Residential_2041_Economic_GWh_Before Competition Groups_51 | Condensing Make Up Air Unit | 0.142% | 0 | 22.0859 | Residential_2041_Economic_GWh_Before Competition Groups_Condensing Make Up Air Unit
Residential | Res ¦ High Efficiency Chiller (avg of water and air cooled) | 2041 | Economic | GWh | Before Competition Groups | 21.7401 | 0 | 0 | 15550.5856 | 0.001398 | 52 | Residential_2041_Economic_GWh_Before Competition Groups_52 | High Efficiency Chiller (avg of water and air cooled) | 0.1398% | 0 | 21.7401 | Residential_2041_Economic_GWh_Before Competition Groups_High Efficiency Chiller (avg of water and air cooled)
Residential | Res ¦ Energy Star Dishwasher | 2041 | Technical | GWh | Before Competition Groups | 31.7119 | 0 | 0 | 22952.1302 | 0.0013817 | 67 | Residential_2041_Technical_GWh_Before Competition Groups_67 | Energy Star Dishwasher | 0.1382% | 0 | 31.7119 | Residential_2041_Technical_GWh_Before Competition Groups_Energy Star Dishwasher
Residential | Res ¦ CO Sensors for parking garage exhaust fans | 2041 | Economic | GWh | Before Competition Groups | 21.4787 | 0 | 0 | 15550.5856 | 0.0013812 | 53 | Residential_2041_Economic_GWh_Before Competition Groups_53 | CO Sensors for parking garage exhaust fans | 0.1381% | 0 | 21.4787 | Residential_2041_Economic_GWh_Before Competition Groups_CO Sensors for parking garage exhaust fans
Residential | Res ¦ Ceiling Insulation | 2041 | Achievable | GWh | Before Competition Groups | 11.889 | 0 | 0 | 8641.0278 | 0.0013759 | 55 | Residential_2041_Achievable_GWh_Before Competition Groups_55 | Ceiling Insulation | 0.1376% | 0 | 11.889 | Residential_2041_Achievable_GWh_Before Competition Groups_Ceiling Insulation
Residential | Res ¦ Duct Insulation MF | 2041 | Achievable | GWh | Before Competition Groups | 11.7195 | 0 | 0 | 8641.0278 | 0.0013563 | 56 | Residential_2041_Achievable_GWh_Before Competition Groups_56 | Duct Insulation MF | 0.1356% | 0 | 11.7195 | Residential_2041_Achievable_GWh_Before Competition Groups_Duct Insulation MF
Residential | Res ¦ Heat Recovery Ventilator | 2041 | Achievable | GWh | Before Competition Groups | 11.3333 | 0 | 0 | 8641.0278 | 0.0013116 | 57 | Residential_2041_Achievable_GWh_Before Competition Groups_57 | Heat Recovery Ventilator | 0.1312% | 0 | 11.3333 | Residential_2041_Achievable_GWh_Before Competition Groups_Heat Recovery Ventilator
Residential | Res ¦ Early Hot Water Heater Replacement | 2041 | Technical | GWh | Before Competition Groups | 30.056 | 0 | 0 | 22952.1302 | 0.0013095 | 68 | Residential_2041_Technical_GWh_Before Competition Groups_68 | Early Hot Water Heater Replacement | 0.131% | 0 | 30.056 | Residential_2041_Technical_GWh_Before Competition Groups_Early Hot Water Heater Replacement
Residential | Res ¦ Drain Water Heat Recovery | 2041 | Economic | GWh | Before Competition Groups | 20.1754 | 0 | 0 | 15550.5856 | 0.0012974 | 54 | Residential_2041_Economic_GWh_Before Competition Groups_54 | Drain Water Heat Recovery | 0.1297% | 0 | 20.1754 | Residential_2041_Economic_GWh_Before Competition Groups_Drain Water Heat Recovery
Residential | Res ¦ ENERGY STAR LED LAMPS (REFLECTOR LAMPs/MR16/PAR 16) | 2041 | Economic | GWh | Before Competition Groups | 20.01 | 0 | 0 | 15550.5856 | 0.0012868 | 55 | Residential_2041_Economic_GWh_Before Competition Groups_55 | ENERGY STAR LED LAMPS (REFLECTOR LAMPs/MR16/PAR 16) | 0.1287% | 0 | 20.01 | Residential_2041_Economic_GWh_Before Competition Groups_ENERGY STAR LED LAMPS (REFLECTOR LAMPs/MR16/PAR 16)
Residential | Res ¦ LED Downlight | 2041 | Economic | GWh | Before Competition Groups | 18.7947 | 0 | 0 | 15550.5856 | 0.0012086 | 56 | Residential_2041_Economic_GWh_Before Competition Groups_56 | LED Downlight | 0.1209% | 0 | 18.7947 | Residential_2041_Economic_GWh_Before Competition Groups_LED Downlight
Residential | Res ¦ Duct Insulation MF | 2041 | Technical | GWh | Before Competition Groups | 27.2103 | 0 | 0 | 22952.1302 | 0.0011855 | 69 | Residential_2041_Technical_GWh_Before Competition Groups_69 | Duct Insulation MF | 0.1186% | 0 | 27.2103 | Residential_2041_Technical_GWh_Before Competition Groups_Duct Insulation MF
Residential | Res ¦ Networked/ Connected - Indoor LED Luminaire | 2041 | Economic | GWh | Before Competition Groups | 16.7713 | 0 | 0 | 15550.5856 | 0.0010785 | 57 | Residential_2041_Economic_GWh_Before Competition Groups_57 | Networked/ Connected - Indoor LED Luminaire | 0.1078% | 0 | 16.7713 | Residential_2041_Economic_GWh_Before Competition Groups_Networked/ Connected - Indoor LED Luminaire
Residential | Res ¦ Central Air Conditioner Maintenance | 2041 | Technical | GWh | Before Competition Groups | 24.7439 | 0 | 0 | 22952.1302 | 0.0010781 | 70 | Residential_2041_Technical_GWh_Before Competition Groups_70 | Central Air Conditioner Maintenance | 0.1078% | 0 | 24.7439 | Residential_2041_Technical_GWh_Before Competition Groups_Central Air Conditioner Maintenance
Residential | Res ¦ Energy Star Dehumidifier | 2041 | Technical | GWh | Before Competition Groups | 24.623 | 0 | 0 | 22952.1302 | 0.0010728 | 71 | Residential_2041_Technical_GWh_Before Competition Groups_71 | Energy Star Dehumidifier | 0.1073% | 0 | 24.623 | Residential_2041_Technical_GWh_Before Competition Groups_Energy Star Dehumidifier
Residential | Res ¦ Condensing Make Up Air Unit | 2041 | Technical | GWh | Before Competition Groups | 22.0859 | 0 | 0 | 22952.1302 | 0.00096226 | 72 | Residential_2041_Technical_GWh_Before Competition Groups_72 | Condensing Make Up Air Unit | 0.09623% | 0 | 22.0859 | Residential_2041_Technical_GWh_Before Competition Groups_Condensing Make Up Air Unit
Residential | Res ¦ High Efficiency Chiller (avg of water and air cooled) | 2041 | Technical | GWh | Before Competition Groups | 21.7401 | 0 | 0 | 22952.1302 | 0.00094719 | 73 | Residential_2041_Technical_GWh_Before Competition Groups_73 | High Efficiency Chiller (avg of water and air cooled) | 0.09472% | 0 | 21.7401 | Residential_2041_Technical_GWh_Before Competition Groups_High Efficiency Chiller (avg of water and air cooled)
Residential | Res ¦ CO Sensors for parking garage exhaust fans | 2041 | Technical | GWh | Before Competition Groups | 21.4787 | 0 | 0 | 22952.1302 | 0.0009358 | 74 | Residential_2041_Technical_GWh_Before Competition Groups_74 | CO Sensors for parking garage exhaust fans | 0.09358% | 0 | 21.4787 | Residential_2041_Technical_GWh_Before Competition Groups_CO Sensors for parking garage exhaust fans
Residential | Res ¦ Demand Control Ventilation | 2041 | Economic | GWh | Before Competition Groups | 14.5147 | 0 | 0 | 15550.5856 | 0.00093338 | 58 | Residential_2041_Economic_GWh_Before Competition Groups_58 | Demand Control Ventilation | 0.09334% | 0 | 14.5147 | Residential_2041_Economic_GWh_Before Competition Groups_Demand Control Ventilation
Residential | Res ¦ Variable Frequency Drive (VFD) | 2041 | Economic | GWh | Before Competition Groups | 14.2727 | 0 | 0 | 15550.5856 | 0.00091783 | 59 | Residential_2041_Economic_GWh_Before Competition Groups_59 | Variable Frequency Drive (VFD) | 0.09178% | 0 | 14.2727 | Residential_2041_Economic_GWh_Before Competition Groups_Variable Frequency Drive (VFD)
Residential | Res ¦ Drain Water Heat Recovery | 2041 | Technical | GWh | Before Competition Groups | 20.1754 | 0 | 0 | 22952.1302 | 0.00087902 | 75 | Residential_2041_Technical_GWh_Before Competition Groups_75 | Drain Water Heat Recovery | 0.0879% | 0 | 20.1754 | Residential_2041_Technical_GWh_Before Competition Groups_Drain Water Heat Recovery
Residential | Res ¦ ENERGY STAR LED LAMPS (REFLECTOR LAMPs/MR16/PAR 16) | 2041 | Technical | GWh | Before Competition Groups | 20.01 | 0 | 0 | 22952.1302 | 0.00087182 | 76 | Residential_2041_Technical_GWh_Before Competition Groups_76 | ENERGY STAR LED LAMPS (REFLECTOR LAMPs/MR16/PAR 16) | 0.08718% | 0 | 20.01 | Residential_2041_Technical_GWh_Before Competition Groups_ENERGY STAR LED LAMPS (REFLECTOR LAMPs/MR16/PAR 16)
Residential | Res ¦ Demand Control Ventilation | 2041 | Technical | GWh | Before Competition Groups | 18.166 | 0 | 0 | 22952.1302 | 0.00079148 | 77 | Residential_2041_Technical_GWh_Before Competition Groups_77 | Demand Control Ventilation | 0.07915% | 0 | 18.166 | Residential_2041_Technical_GWh_Before Competition Groups_Demand Control Ventilation
Residential | Res ¦ Water Heater Temperature Setback | 2041 | Economic | GWh | Before Competition Groups | 10.547 | 0 | 0 | 15550.5856 | 0.00067824 | 60 | Residential_2041_Economic_GWh_Before Competition Groups_60 | Water Heater Temperature Setback | 0.06782% | 0 | 10.547 | Residential_2041_Economic_GWh_Before Competition Groups_Water Heater Temperature Setback
Residential | Res ¦ Variable Frequency Drive (VFD) | 2041 | Technical | GWh | Before Competition Groups | 14.2727 | 0 | 0 | 22952.1302 | 0.00062185 | 78 | Residential_2041_Technical_GWh_Before Competition Groups_78 | Variable Frequency Drive (VFD) | 0.06218% | 0 | 14.2727 | Residential_2041_Technical_GWh_Before Competition Groups_Variable Frequency Drive (VFD)
Residential | Res ¦ DHW Recirculation Systems | 2041 | Economic | GWh | Before Competition Groups | 9.5018 | 0 | 0 | 15550.5856 | 0.00061102 | 61 | Residential_2041_Economic_GWh_Before Competition Groups_61 | DHW Recirculation Systems | 0.0611% | 0 | 9.5018 | Residential_2041_Economic_GWh_Before Competition Groups_DHW Recirculation Systems
Residential | Res ¦ VFD on Pumps | 2041 | Achievable | GWh | Before Competition Groups | 5.1793 | 0 | 0 | 8641.0278 | 0.00059939 | 58 | Residential_2041_Achievable_GWh_Before Competition Groups_58 | VFD on Pumps | 0.05994% | 0 | 5.1793 | Residential_2041_Achievable_GWh_Before Competition Groups_VFD on Pumps
Residential | Res ¦ DHW Recirculation Systems | 2041 | Achievable | GWh | Before Competition Groups | 5.153 | 0 | 0 | 8641.0278 | 0.00059634 | 59 | Residential_2041_Achievable_GWh_Before Competition Groups_59 | DHW Recirculation Systems | 0.05963% | 0 | 5.153 | Residential_2041_Achievable_GWh_Before Competition Groups_DHW Recirculation Systems
Residential | Res ¦ Water Heater Temperature Setback | 2041 | Technical | GWh | Before Competition Groups | 10.547 | 0 | 0 | 22952.1302 | 0.00045952 | 79 | Residential_2041_Technical_GWh_Before Competition Groups_79 | Water Heater Temperature Setback | 0.04595% | 0 | 10.547 | Residential_2041_Technical_GWh_Before Competition Groups_Water Heater Temperature Setback
Residential | Res ¦ ENERGY STAR LED Lamps (General Service Lamps) | 2041 | Achievable | GWh | Before Competition Groups | 3.6291 | 0 | 0 | 8641.0278 | 0.00041998 | 60 | Residential_2041_Achievable_GWh_Before Competition Groups_60 | ENERGY STAR LED Lamps (General Service Lamps) | 0.042% | 0 | 3.6291 | Residential_2041_Achievable_GWh_Before Competition Groups_ENERGY STAR LED Lamps (General Service Lamps)
Residential | Res ¦ DHW Recirculation Systems | 2041 | Technical | GWh | Before Competition Groups | 9.5018 | 0 | 0 | 22952.1302 | 0.00041398 | 80 | Residential_2041_Technical_GWh_Before Competition Groups_80 | DHW Recirculation Systems | 0.0414% | 0 | 9.5018 | Residential_2041_Technical_GWh_Before Competition Groups_DHW Recirculation Systems
Residential | Res ¦ Air Source Heat Pump Maintenance | 2041 | Technical | GWh | Before Competition Groups | 8.5746 | 0 | 0 | 22952.1302 | 0.00037359 | 81 | Residential_2041_Technical_GWh_Before Competition Groups_81 | Air Source Heat Pump Maintenance | 0.03736% | 0 | 8.5746 | Residential_2041_Technical_GWh_Before Competition Groups_Air Source Heat Pump Maintenance
Residential | Res ¦ ECM MOTORS FOR HVAC APPLICATION (FAN-POWERED VAV BOX) | 2041 | Achievable | GWh | Before Competition Groups | 3.2231 | 0 | 0 | 8641.0278 | 0.000373 | 61 | Residential_2041_Achievable_GWh_Before Competition Groups_61 | ECM MOTORS FOR HVAC APPLICATION (FAN-POWERED VAV BOX) | 0.0373% | 0 | 3.2231 | Residential_2041_Achievable_GWh_Before Competition Groups_ECM MOTORS FOR HVAC APPLICATION (FAN-POWERED VAV BOX)
Residential | Res ¦ Heat Pump Water Heater | 2041 | Achievable | GWh | Before Competition Groups | 2.8534 | 0 | 0 | 8641.0278 | 0.00033022 | 62 | Residential_2041_Achievable_GWh_Before Competition Groups_62 | Heat Pump Water Heater | 0.03302% | 0 | 2.8534 | Residential_2041_Achievable_GWh_Before Competition Groups_Heat Pump Water Heater
Residential | Res ¦ VFD on Pumps | 2041 | Economic | GWh | Before Competition Groups | 4.389 | 0 | 0 | 15550.5856 | 0.00028224 | 62 | Residential_2041_Economic_GWh_Before Competition Groups_62 | VFD on Pumps | 0.02822% | 0 | 4.389 | Residential_2041_Economic_GWh_Before Competition Groups_VFD on Pumps
Residential | Res ¦ Beverage Vending Machine Controls | 2041 | Achievable | GWh | Before Competition Groups | 2.3145 | 0 | 0 | 8641.0278 | 0.00026786 | 63 | Residential_2041_Achievable_GWh_Before Competition Groups_63 | Beverage Vending Machine Controls | 0.02679% | 0 | 2.3145 | Residential_2041_Achievable_GWh_Before Competition Groups_Beverage Vending Machine Controls
Residential | Res ¦ ENERGY STAR LED Lamps (General Service Lamps) | 2041 | Economic | GWh | Before Competition Groups | 3.5801 | 0 | 0 | 15550.5856 | 0.00023023 | 63 | Residential_2041_Economic_GWh_Before Competition Groups_63 | ENERGY STAR LED Lamps (General Service Lamps) | 0.02302% | 0 | 3.5801 | Residential_2041_Economic_GWh_Before Competition Groups_ENERGY STAR LED Lamps (General Service Lamps)
Residential | Res ¦ ECM MOTORS FOR HVAC APPLICATION (FAN-POWERED VAV BOX) | 2041 | Economic | GWh | Before Competition Groups | 3.4752 | 0 | 0 | 15550.5856 | 0.00022347 | 64 | Residential_2041_Economic_GWh_Before Competition Groups_64 | ECM MOTORS FOR HVAC APPLICATION (FAN-POWERED VAV BOX) | 0.02235% | 0 | 3.4752 | Residential_2041_Economic_GWh_Before Competition Groups_ECM MOTORS FOR HVAC APPLICATION (FAN-POWERED VAV BOX)
Residential | Res ¦ VFD on Pumps | 2041 | Technical | GWh | Before Competition Groups | 4.389 | 0 | 0 | 22952.1302 | 0.00019123 | 82 | Residential_2041_Technical_GWh_Before Competition Groups_82 | VFD on Pumps | 0.01912% | 0 | 4.389 | Residential_2041_Technical_GWh_Before Competition Groups_VFD on Pumps
Residential | Res ¦ Beverage Vending Machine Controls | 2041 | Economic | GWh | Before Competition Groups | 2.4558 | 0 | 0 | 15550.5856 | 0.00015792 | 65 | Residential_2041_Economic_GWh_Before Competition Groups_65 | Beverage Vending Machine Controls | 0.01579% | 0 | 2.4558 | Residential_2041_Economic_GWh_Before Competition Groups_Beverage Vending Machine Controls
Residential | Res ¦ ENERGY STAR LED Lamps (General Service Lamps) | 2041 | Technical | GWh | Before Competition Groups | 3.5801 | 0 | 0 | 22952.1302 | 0.00015598 | 83 | Residential_2041_Technical_GWh_Before Competition Groups_83 | ENERGY STAR LED Lamps (General Service Lamps) | 0.0156% | 0 | 3.5801 | Residential_2041_Technical_GWh_Before Competition Groups_ENERGY STAR LED Lamps (General Service Lamps)
Residential | Res ¦ ECM MOTORS FOR HVAC APPLICATION (FAN-POWERED VAV BOX) | 2041 | Technical | GWh | Before Competition Groups | 3.4752 | 0 | 0 | 22952.1302 | 0.00015141 | 84 | Residential_2041_Technical_GWh_Before Competition Groups_84 | ECM MOTORS FOR HVAC APPLICATION (FAN-POWERED VAV BOX) | 0.01514% | 0 | 3.4752 | Residential_2041_Technical_GWh_Before Competition Groups_ECM MOTORS FOR HVAC APPLICATION (FAN-POWERED VAV BOX)
Residential | Res ¦ HVAC Optimization | 2041 | Technical | GWh | Before Competition Groups | 3.3937 | 0 | 0 | 22952.1302 | 0.00014786 | 85 | Residential_2041_Technical_GWh_Before Competition Groups_85 | HVAC Optimization | 0.01479% | 0 | 3.3937 | Residential_2041_Technical_GWh_Before Competition Groups_HVAC Optimization
Residential | Res ¦ Beverage Vending Machine Controls | 2041 | Technical | GWh | Before Competition Groups | 2.4558 | 0 | 0 | 22952.1302 | 0.000107 | 86 | Residential_2041_Technical_GWh_Before Competition Groups_86 | Beverage Vending Machine Controls | 0.0107% | 0 | 2.4558 | Residential_2041_Technical_GWh_Before Competition Groups_Beverage Vending Machine Controls
Residential | Res ¦ Networked/ Connected - Indoor LED Luminaire | 2041 | Achievable | GWh | Before Competition Groups | 0.67607 | 0 | 0 | 8641.0278 | 7.8239e-05 | 64 | Residential_2041_Achievable_GWh_Before Competition Groups_64 | Networked/ Connected - Indoor LED Luminaire | 0.007824% | 0 | 0.67607 | Residential_2041_Achievable_GWh_Before Competition Groups_Networked/ Connected - Indoor LED Luminaire
Residential | Res ¦ Air Source Heat Pump | 2041 | Achievable | GWh | Before Competition Groups | 0.63131 | 0 | 0 | 8641.0278 | 7.3059e-05 | 65 | Residential_2041_Achievable_GWh_Before Competition Groups_65 | Air Source Heat Pump | 0.007306% | 0 | 0.63131 | Residential_2041_Achievable_GWh_Before Competition Groups_Air Source Heat Pump
Residential | Res ¦ Chilled Water Optimization | 2041 | Achievable | GWh | Before Competition Groups | 0.41075 | 0 | 0 | 8641.0278 | 4.7535e-05 | 66 | Residential_2041_Achievable_GWh_Before Competition Groups_66 | Chilled Water Optimization | 0.004754% | 0 | 0.41075 | Residential_2041_Achievable_GWh_Before Competition Groups_Chilled Water Optimization
Residential | Res ¦ Chilled Water Optimization | 2041 | Economic | GWh | Before Competition Groups | 0.54088 | 0 | 0 | 15550.5856 | 3.4782e-05 | 66 | Residential_2041_Economic_GWh_Before Competition Groups_66 | Chilled Water Optimization | 0.003478% | 0 | 0.54088 | Residential_2041_Economic_GWh_Before Competition Groups_Chilled Water Optimization
Residential | Res ¦ Wall Insulation MF | 2041 | Economic | GWh | Before Competition Groups | 0.51117 | 0 | 0 | 15550.5856 | 3.2871e-05 | 67 | Residential_2041_Economic_GWh_Before Competition Groups_67 | Wall Insulation MF | 0.003287% | 0 | 0.51117 | Residential_2041_Economic_GWh_Before Competition Groups_Wall Insulation MF
Residential | Res ¦ LED High Bay Fixture | 2041 | Achievable | GWh | Before Competition Groups | 0.2375 | 0 | 0 | 8641.0278 | 2.7485e-05 | 67 | Residential_2041_Achievable_GWh_Before Competition Groups_67 | LED High Bay Fixture | 0.002749% | 0 | 0.2375 | Residential_2041_Achievable_GWh_Before Competition Groups_LED High Bay Fixture
Residential | Res ¦ Chilled Water Optimization | 2041 | Technical | GWh | Before Competition Groups | 0.54088 | 0 | 0 | 22952.1302 | 2.3565e-05 | 87 | Residential_2041_Technical_GWh_Before Competition Groups_87 | Chilled Water Optimization | 0.002357% | 0 | 0.54088 | Residential_2041_Technical_GWh_Before Competition Groups_Chilled Water Optimization
Residential | Res ¦ Wall Insulation MF | 2041 | Technical | GWh | Before Competition Groups | 0.53398 | 0 | 0 | 22952.1302 | 2.3265e-05 | 88 | Residential_2041_Technical_GWh_Before Competition Groups_88 | Wall Insulation MF | 0.002326% | 0 | 0.53398 | Residential_2041_Technical_GWh_Before Competition Groups_Wall Insulation MF
Residential | Res ¦ LED High Bay Fixture | 2041 | Economic | GWh | Before Competition Groups | 0.24065 | 0 | 0 | 15550.5856 | 1.5475e-05 | 68 | Residential_2041_Economic_GWh_Before Competition Groups_68 | LED High Bay Fixture | 0.001548% | 0 | 0.24065 | Residential_2041_Economic_GWh_Before Competition Groups_LED High Bay Fixture
Residential | Res ¦ LED Recessed Downlights | 2041 | Technical | GWh | Before Competition Groups | 0.27987 | 0 | 0 | 22952.1302 | 1.2194e-05 | 89 | Residential_2041_Technical_GWh_Before Competition Groups_89 | LED Recessed Downlights | 0.001219% | 0 | 0.27987 | Residential_2041_Technical_GWh_Before Competition Groups_LED Recessed Downlights
Residential | Res ¦ LED High Bay Fixture | 2041 | Technical | GWh | Before Competition Groups | 0.24065 | 0 | 0 | 22952.1302 | 1.0485e-05 | 90 | Residential_2041_Technical_GWh_Before Competition Groups_90 | LED High Bay Fixture | 0.001048% | 0 | 0.24065 | Residential_2041_Technical_GWh_Before Competition Groups_LED High Bay Fixture
Residential | Res ¦ Wall Insulation MF | 2041 | Achievable | GWh | Before Competition Groups | 0.058399 | 0 | 0 | 8641.0278 | 6.7583e-06 | 68 | Residential_2041_Achievable_GWh_Before Competition Groups_68 | Wall Insulation MF | 0.0006758% | 0 | 0.058399 | Residential_2041_Achievable_GWh_Before Competition Groups_Wall Insulation MF
Residential | Res ¦ Solar Water Preheat (Pools/DHW) | 2041 | Technical | GWh | Before Competition Groups | 0.13778 | 0 | 0 | 22952.1302 | 6.003e-06 | 91 | Residential_2041_Technical_GWh_Before Competition Groups_91 | Solar Water Preheat (Pools/DHW) | 0.0006003% | 0 | 0.13778 | Residential_2041_Technical_GWh_Before Competition Groups_Solar Water Preheat (Pools/DHW)
Residential | Res ¦ Photocell Controls (Outdoor) | 2041 | Technical | GWh | Before Competition Groups | 0.00029796 | 0 | 0 | 22952.1302 | 1.2982e-08 | 92 | Residential_2041_Technical_GWh_Before Competition Groups_92 | Photocell Controls (Outdoor) | 1.298e-06% | 0 | 0.00029796 | Residential_2041_Technical_GWh_Before Competition Groups_Photocell Controls (Outdoor)
Residential | Res ¦ Lighting Motion Sensors, Timers, Dimmers | 2041 | Achievable | GWh | Before Competition Groups | 0 | 0 | 0 | 8641.0278 | 0 | 69 | Residential_2041_Achievable_GWh_Before Competition Groups_69 | Lighting Motion Sensors, Timers, Dimmers | 0% | 0 | 0 | Residential_2041_Achievable_GWh_Before Competition Groups_Lighting Motion Sensors, Timers, Dimmers
Residential | Res ¦ Lighting Motion Sensors, Timers, Dimmers | 2041 | Economic | GWh | Before Competition Groups | 0 | 0 | 0 | 15550.5856 | 0 | 69 | Residential_2041_Economic_GWh_Before Competition Groups_69 | Lighting Motion Sensors, Timers, Dimmers | 0% | 0 | 0 | Residential_2041_Economic_GWh_Before Competition Groups_Lighting Motion Sensors, Timers, Dimmers
Residential | Res ¦ Energy Star A Line, PAR, MR Lamps | 2042 | Economic | GWh | Before Competition Groups | 1956.3863 | 0 | 0 | 15729.6518 | 0.12438 | 1 | Residential_2042_Economic_GWh_Before Competition Groups_1 | Energy Star A Line, PAR, MR Lamps | 12.44% | 0 | 1956.3863 | Residential_2042_Economic_GWh_Before Competition Groups_Energy Star A Line, PAR, MR Lamps
Residential | Res ¦ Energy Star LED Bulbs General Purpose LEDs | 2042 | Economic | GWh | Before Competition Groups | 1781.9088 | 0 | 0 | 15729.6518 | 0.11328 | 2 | Residential_2042_Economic_GWh_Before Competition Groups_2 | Energy Star LED Bulbs General Purpose LEDs | 11.33% | 0 | 1781.9088 | Residential_2042_Economic_GWh_Before Competition Groups_Energy Star LED Bulbs General Purpose LEDs
Residential | Res ¦ Smart Power Bar | 2042 | Achievable | GWh | Before Competition Groups | 906.9962 | 0 | 0 | 8980.4349 | 0.101 | 1 | Residential_2042_Achievable_GWh_Before Competition Groups_1 | Smart Power Bar | 10.1% | 0 | 906.9962 | Residential_2042_Achievable_GWh_Before Competition Groups_Smart Power Bar
Residential | Res ¦ Energy Star LED Specialty Bulbs | 2042 | Economic | GWh | Before Competition Groups | 1580.1211 | 0 | 0 | 15729.6518 | 0.10045 | 3 | Residential_2042_Economic_GWh_Before Competition Groups_3 | Energy Star LED Specialty Bulbs | 10.05% | 0 | 1580.1211 | Residential_2042_Economic_GWh_Before Competition Groups_Energy Star LED Specialty Bulbs
Residential | Res ¦ Energy Star A Line, PAR, MR Lamps | 2042 | Technical | GWh | Before Competition Groups | 1956.3863 | 0 | 0 | 23263.1919 | 0.084098 | 1 | Residential_2042_Technical_GWh_Before Competition Groups_1 | Energy Star A Line, PAR, MR Lamps | 8.41% | 0 | 1956.3863 | Residential_2042_Technical_GWh_Before Competition Groups_Energy Star A Line, PAR, MR Lamps
Residential | Res ¦ Energy Star Clothes Washer | 2042 | Achievable | GWh | Before Competition Groups | 733.4334 | 0 | 0 | 8980.4349 | 0.08167 | 2 | Residential_2042_Achievable_GWh_Before Competition Groups_2 | Energy Star Clothes Washer | 8.167% | 0 | 733.4334 | Residential_2042_Achievable_GWh_Before Competition Groups_Energy Star Clothes Washer
Residential | Res ¦ Smart Power Bar | 2042 | Economic | GWh | Before Competition Groups | 1274.5088 | 0 | 0 | 15729.6518 | 0.081026 | 4 | Residential_2042_Economic_GWh_Before Competition Groups_4 | Smart Power Bar | 8.103% | 0 | 1274.5088 | Residential_2042_Economic_GWh_Before Competition Groups_Smart Power Bar
Residential | Res ¦ Energy Star LED Bulbs General Purpose LEDs | 2042 | Technical | GWh | Before Competition Groups | 1781.9088 | 0 | 0 | 23263.1919 | 0.076598 | 2 | Residential_2042_Technical_GWh_Before Competition Groups_2 | Energy Star LED Bulbs General Purpose LEDs | 7.66% | 0 | 1781.9088 | Residential_2042_Technical_GWh_Before Competition Groups_Energy Star LED Bulbs General Purpose LEDs
Residential | Res ¦ Ductless Mini-Split Heat Pump | 2042 | Achievable | GWh | Before Competition Groups | 610.9751 | 0 | 0 | 8980.4349 | 0.068034 | 3 | Residential_2042_Achievable_GWh_Before Competition Groups_3 | Ductless Mini-Split Heat Pump | 6.803% | 0 | 610.9751 | Residential_2042_Achievable_GWh_Before Competition Groups_Ductless Mini-Split Heat Pump
Residential | Res ¦ Energy Star LED Specialty Bulbs | 2042 | Technical | GWh | Before Competition Groups | 1580.1211 | 0 | 0 | 23263.1919 | 0.067924 | 3 | Residential_2042_Technical_GWh_Before Competition Groups_3 | Energy Star LED Specialty Bulbs | 6.792% | 0 | 1580.1211 | Residential_2042_Technical_GWh_Before Competition Groups_Energy Star LED Specialty Bulbs
Residential | Res ¦ Energy Star LED Bulbs General Purpose LEDs | 2042 | Achievable | GWh | Before Competition Groups | 542.3428 | 0 | 0 | 8980.4349 | 0.060392 | 4 | Residential_2042_Achievable_GWh_Before Competition Groups_4 | Energy Star LED Bulbs General Purpose LEDs | 6.039% | 0 | 542.3428 | Residential_2042_Achievable_GWh_Before Competition Groups_Energy Star LED Bulbs General Purpose LEDs
Residential | Res ¦ Ductless Mini-Split Heat Pump | 2042 | Economic | GWh | Before Competition Groups | 870.663 | 0 | 0 | 15729.6518 | 0.055352 | 5 | Residential_2042_Economic_GWh_Before Competition Groups_5 | Ductless Mini-Split Heat Pump | 5.535% | 0 | 870.663 | Residential_2042_Economic_GWh_Before Competition Groups_Ductless Mini-Split Heat Pump
Residential | Res ¦ Smart Power Bar | 2042 | Technical | GWh | Before Competition Groups | 1274.5088 | 0 | 0 | 23263.1919 | 0.054786 | 4 | Residential_2042_Technical_GWh_Before Competition Groups_4 | Smart Power Bar | 5.479% | 0 | 1274.5088 | Residential_2042_Technical_GWh_Before Competition Groups_Smart Power Bar
Residential | Res ¦ Energy Star LED Specialty Bulbs | 2042 | Achievable | GWh | Before Competition Groups | 486.9222 | 0 | 0 | 8980.4349 | 0.05422 | 5 | Residential_2042_Achievable_GWh_Before Competition Groups_5 | Energy Star LED Specialty Bulbs | 5.422% | 0 | 486.9222 | Residential_2042_Achievable_GWh_Before Competition Groups_Energy Star LED Specialty Bulbs
Residential | Res ¦ Energy Star Clothes Washer | 2042 | Economic | GWh | Before Competition Groups | 846.9354 | 0 | 0 | 15729.6518 | 0.053843 | 6 | Residential_2042_Economic_GWh_Before Competition Groups_6 | Energy Star Clothes Washer | 5.384% | 0 | 846.9354 | Residential_2042_Economic_GWh_Before Competition Groups_Energy Star Clothes Washer
Residential | Res ¦ Networked/ Connected - Indoor LED Lamp | 2042 | Technical | GWh | Before Competition Groups | 1186.9513 | 0 | 0 | 23263.1919 | 0.051023 | 5 | Residential_2042_Technical_GWh_Before Competition Groups_5 | Networked/ Connected - Indoor LED Lamp | 5.102% | 0 | 1186.9513 | Residential_2042_Technical_GWh_Before Competition Groups_Networked/ Connected - Indoor LED Lamp
Residential | Res ¦ Smart Burners | 2042 | Economic | GWh | Before Competition Groups | 781.4457 | 0 | 0 | 15729.6518 | 0.04968 | 7 | Residential_2042_Economic_GWh_Before Competition Groups_7 | Smart Burners | 4.968% | 0 | 781.4457 | Residential_2042_Economic_GWh_Before Competition Groups_Smart Burners
Residential | Res ¦ Adaptive Thermostat | 2042 | Achievable | GWh | Before Competition Groups | 428.7267 | 0 | 0 | 8980.4349 | 0.04774 | 6 | Residential_2042_Achievable_GWh_Before Competition Groups_6 | Adaptive Thermostat | 4.774% | 0 | 428.7267 | Residential_2042_Achievable_GWh_Before Competition Groups_Adaptive Thermostat
Residential | Res ¦ Adaptive Thermostat | 2042 | Economic | GWh | Before Competition Groups | 731.6963 | 0 | 0 | 15729.6518 | 0.046517 | 8 | Residential_2042_Economic_GWh_Before Competition Groups_8 | Adaptive Thermostat | 4.652% | 0 | 731.6963 | Residential_2042_Economic_GWh_Before Competition Groups_Adaptive Thermostat
Residential | Res ¦ Energy Star Refrigerator | 2042 | Technical | GWh | Before Competition Groups | 1072.7488 | 0 | 0 | 23263.1919 | 0.046114 | 6 | Residential_2042_Technical_GWh_Before Competition Groups_6 | Energy Star Refrigerator | 4.611% | 0 | 1072.7488 | Residential_2042_Technical_GWh_Before Competition Groups_Energy Star Refrigerator
Residential | Res ¦ Variable Speed Pool Pump Motor | 2042 | Achievable | GWh | Before Competition Groups | 407.2665 | 0 | 0 | 8980.4349 | 0.04535 | 7 | Residential_2042_Achievable_GWh_Before Competition Groups_7 | Variable Speed Pool Pump Motor | 4.535% | 0 | 407.2665 | Residential_2042_Achievable_GWh_Before Competition Groups_Variable Speed Pool Pump Motor
Residential | Res ¦ Energy Star A Line, PAR, MR Lamps | 2042 | Achievable | GWh | Before Competition Groups | 403.3184 | 0 | 0 | 8980.4349 | 0.044911 | 8 | Residential_2042_Achievable_GWh_Before Competition Groups_8 | Energy Star A Line, PAR, MR Lamps | 4.491% | 0 | 403.3184 | Residential_2042_Achievable_GWh_Before Competition Groups_Energy Star A Line, PAR, MR Lamps
Residential | Res ¦ Car Block Heater Timer | 2042 | Achievable | GWh | Before Competition Groups | 399.2439 | 0 | 0 | 8980.4349 | 0.044457 | 9 | Residential_2042_Achievable_GWh_Before Competition Groups_9 | Car Block Heater Timer | 4.446% | 0 | 399.2439 | Residential_2042_Achievable_GWh_Before Competition Groups_Car Block Heater Timer
Residential | Res ¦ Smart Burners | 2042 | Achievable | GWh | Before Competition Groups | 380.4189 | 0 | 0 | 8980.4349 | 0.042361 | 10 | Residential_2042_Achievable_GWh_Before Competition Groups_10 | Smart Burners | 4.236% | 0 | 380.4189 | Residential_2042_Achievable_GWh_Before Competition Groups_Smart Burners
Residential | Res ¦ Smart Burners | 2042 | Technical | GWh | Before Competition Groups | 977.7775 | 0 | 0 | 23263.1919 | 0.042031 | 7 | Residential_2042_Technical_GWh_Before Competition Groups_7 | Smart Burners | 4.203% | 0 | 977.7775 | Residential_2042_Technical_GWh_Before Competition Groups_Smart Burners
Residential | Res ¦ Energy Star Torchiere | 2042 | Achievable | GWh | Before Competition Groups | 340.4531 | 0 | 0 | 8980.4349 | 0.037911 | 11 | Residential_2042_Achievable_GWh_Before Competition Groups_11 | Energy Star Torchiere | 3.791% | 0 | 340.4531 | Residential_2042_Achievable_GWh_Before Competition Groups_Energy Star Torchiere
Residential | Res ¦ Ductless Mini-Split Heat Pump | 2042 | Technical | GWh | Before Competition Groups | 870.663 | 0 | 0 | 23263.1919 | 0.037427 | 8 | Residential_2042_Technical_GWh_Before Competition Groups_8 | Ductless Mini-Split Heat Pump | 3.743% | 0 | 870.663 | Residential_2042_Technical_GWh_Before Competition Groups_Ductless Mini-Split Heat Pump
Residential | Res ¦ Energy Star Clothes Washer | 2042 | Technical | GWh | Before Competition Groups | 846.9354 | 0 | 0 | 23263.1919 | 0.036407 | 9 | Residential_2042_Technical_GWh_Before Competition Groups_9 | Energy Star Clothes Washer | 3.641% | 0 | 846.9354 | Residential_2042_Technical_GWh_Before Competition Groups_Energy Star Clothes Washer
Residential | Res ¦ Energy Star Ground Source Heat Pump | 2042 | Technical | GWh | Before Competition Groups | 845.6934 | 0 | 0 | 23263.1919 | 0.036353 | 10 | Residential_2042_Technical_GWh_Before Competition Groups_10 | Energy Star Ground Source Heat Pump | 3.635% | 0 | 845.6934 | Residential_2042_Technical_GWh_Before Competition Groups_Energy Star Ground Source Heat Pump
Residential | Res ¦ Building Recommissioning, Operations and Maintenance (O&M) Improvements | 2042 | Achievable | GWh | Before Competition Groups | 319.8351 | 0 | 0 | 8980.4349 | 0.035615 | 12 | Residential_2042_Achievable_GWh_Before Competition Groups_12 | Building Recommissioning, Operations and Maintenance (O&M) Improvements | 3.561% | 0 | 319.8351 | Residential_2042_Achievable_GWh_Before Competition Groups_Building Recommissioning, Operations and Maintenance (O&M) Improvements
Residential | Res ¦ Adaptive Thermostat | 2042 | Technical | GWh | Before Competition Groups | 731.6963 | 0 | 0 | 23263.1919 | 0.031453 | 11 | Residential_2042_Technical_GWh_Before Competition Groups_11 | Adaptive Thermostat | 3.145% | 0 | 731.6963 | Residential_2042_Technical_GWh_Before Competition Groups_Adaptive Thermostat
Residential | Res ¦ Heat Pump Clothes Dryer | 2042 | Technical | GWh | Before Competition Groups | 724.9263 | 0 | 0 | 23263.1919 | 0.031162 | 12 | Residential_2042_Technical_GWh_Before Competition Groups_12 | Heat Pump Clothes Dryer | 3.116% | 0 | 724.9263 | Residential_2042_Technical_GWh_Before Competition Groups_Heat Pump Clothes Dryer
Residential | Res ¦ Energy Star Air Source Heat Pump | 2042 | Economic | GWh | Before Competition Groups | 477.3547 | 0 | 0 | 15729.6518 | 0.030347 | 9 | Residential_2042_Economic_GWh_Before Competition Groups_9 | Energy Star Air Source Heat Pump | 3.035% | 0 | 477.3547 | Residential_2042_Economic_GWh_Before Competition Groups_Energy Star Air Source Heat Pump
Residential | Res ¦ Energy Star Light Fixture | 2042 | Achievable | GWh | Before Competition Groups | 263.6048 | 0 | 0 | 8980.4349 | 0.029353 | 13 | Residential_2042_Achievable_GWh_Before Competition Groups_13 | Energy Star Light Fixture | 2.935% | 0 | 263.6048 | Residential_2042_Achievable_GWh_Before Competition Groups_Energy Star Light Fixture
Residential | Res ¦ Air Sealing | 2042 | Economic | GWh | Before Competition Groups | 451.6593 | 0 | 0 | 15729.6518 | 0.028714 | 10 | Residential_2042_Economic_GWh_Before Competition Groups_10 | Air Sealing | 2.871% | 0 | 451.6593 | Residential_2042_Economic_GWh_Before Competition Groups_Air Sealing
Residential | Res ¦ Air Sealing | 2042 | Achievable | GWh | Before Competition Groups | 245.7871 | 0 | 0 | 8980.4349 | 0.027369 | 14 | Residential_2042_Achievable_GWh_Before Competition Groups_14 | Air Sealing | 2.737% | 0 | 245.7871 | Residential_2042_Achievable_GWh_Before Competition Groups_Air Sealing
Residential | Res ¦ Energy Star Torchiere | 2042 | Economic | GWh | Before Competition Groups | 413.8208 | 0 | 0 | 15729.6518 | 0.026308 | 11 | Residential_2042_Economic_GWh_Before Competition Groups_11 | Energy Star Torchiere | 2.631% | 0 | 413.8208 | Residential_2042_Economic_GWh_Before Competition Groups_Energy Star Torchiere
Residential | Res ¦ Induction Cooking Stove Top | 2042 | Technical | GWh | Before Competition Groups | 602.3109 | 0 | 0 | 23263.1919 | 0.025891 | 13 | Residential_2042_Technical_GWh_Before Competition Groups_13 | Induction Cooking Stove Top | 2.589% | 0 | 602.3109 | Residential_2042_Technical_GWh_Before Competition Groups_Induction Cooking Stove Top
Residential | Res ¦ Car Block Heater Timer | 2042 | Economic | GWh | Before Competition Groups | 393.3177 | 0 | 0 | 15729.6518 | 0.025005 | 12 | Residential_2042_Economic_GWh_Before Competition Groups_12 | Car Block Heater Timer | 2.5% | 0 | 393.3177 | Residential_2042_Economic_GWh_Before Competition Groups_Car Block Heater Timer
Residential | Res ¦ Energy Star Air Source Heat Pump | 2042 | Achievable | GWh | Before Competition Groups | 200.8726 | 0 | 0 | 8980.4349 | 0.022368 | 15 | Residential_2042_Achievable_GWh_Before Competition Groups_15 | Energy Star Air Source Heat Pump | 2.237% | 0 | 200.8726 | Residential_2042_Achievable_GWh_Before Competition Groups_Energy Star Air Source Heat Pump
Residential | Res ¦ Energy Star Light Fixture | 2042 | Economic | GWh | Before Competition Groups | 340.8027 | 0 | 0 | 15729.6518 | 0.021666 | 13 | Residential_2042_Economic_GWh_Before Competition Groups_13 | Energy Star Light Fixture | 2.167% | 0 | 340.8027 | Residential_2042_Economic_GWh_Before Competition Groups_Energy Star Light Fixture
Residential | Res ¦ Variable Speed Pool Pump Motor | 2042 | Economic | GWh | Before Competition Groups | 338.8941 | 0 | 0 | 15729.6518 | 0.021545 | 14 | Residential_2042_Economic_GWh_Before Competition Groups_14 | Variable Speed Pool Pump Motor | 2.154% | 0 | 338.8941 | Residential_2042_Economic_GWh_Before Competition Groups_Variable Speed Pool Pump Motor
Residential | Res ¦ Energy Star Light Fixture | 2042 | Technical | GWh | Before Competition Groups | 486.0326 | 0 | 0 | 23263.1919 | 0.020893 | 14 | Residential_2042_Technical_GWh_Before Competition Groups_14 | Energy Star Light Fixture | 2.089% | 0 | 486.0326 | Residential_2042_Technical_GWh_Before Competition Groups_Energy Star Light Fixture
Residential | Res ¦ Energy Star Air Source Heat Pump | 2042 | Technical | GWh | Before Competition Groups | 477.3547 | 0 | 0 | 23263.1919 | 0.02052 | 15 | Residential_2042_Technical_GWh_Before Competition Groups_15 | Energy Star Air Source Heat Pump | 2.052% | 0 | 477.3547 | Residential_2042_Technical_GWh_Before Competition Groups_Energy Star Air Source Heat Pump
Residential | Res ¦ Energy Star Central Air Conditioner | 2042 | Technical | GWh | Before Competition Groups | 463.0402 | 0 | 0 | 23263.1919 | 0.019904 | 16 | Residential_2042_Technical_GWh_Before Competition Groups_16 | Energy Star Central Air Conditioner | 1.99% | 0 | 463.0402 | Residential_2042_Technical_GWh_Before Competition Groups_Energy Star Central Air Conditioner
Residential | Res ¦ Air Sealing | 2042 | Technical | GWh | Before Competition Groups | 451.6593 | 0 | 0 | 23263.1919 | 0.019415 | 17 | Residential_2042_Technical_GWh_Before Competition Groups_17 | Air Sealing | 1.942% | 0 | 451.6593 | Residential_2042_Technical_GWh_Before Competition Groups_Air Sealing
Residential | Res ¦ Comprehensive Draft Proofing | 2042 | Achievable | GWh | Before Competition Groups | 160.622 | 0 | 0 | 8980.4349 | 0.017886 | 16 | Residential_2042_Achievable_GWh_Before Competition Groups_16 | Comprehensive Draft Proofing | 1.789% | 0 | 160.622 | Residential_2042_Achievable_GWh_Before Competition Groups_Comprehensive Draft Proofing
Residential | Res ¦ Energy Star Clothes Dryer | 2042 | Technical | GWh | Before Competition Groups | 414.0552 | 0 | 0 | 23263.1919 | 0.017799 | 18 | Residential_2042_Technical_GWh_Before Competition Groups_18 | Energy Star Clothes Dryer | 1.78% | 0 | 414.0552 | Residential_2042_Technical_GWh_Before Competition Groups_Energy Star Clothes Dryer
Residential | Res ¦ Energy Star Torchiere | 2042 | Technical | GWh | Before Competition Groups | 413.8208 | 0 | 0 | 23263.1919 | 0.017789 | 19 | Residential_2042_Technical_GWh_Before Competition Groups_19 | Energy Star Torchiere | 1.779% | 0 | 413.8208 | Residential_2042_Technical_GWh_Before Competition Groups_Energy Star Torchiere
Residential | Res ¦ Ductless Mini-Split Air Conditioner | 2042 | Technical | GWh | Before Competition Groups | 394.858 | 0 | 0 | 23263.1919 | 0.016974 | 20 | Residential_2042_Technical_GWh_Before Competition Groups_20 | Ductless Mini-Split Air Conditioner | 1.697% | 0 | 394.858 | Residential_2042_Technical_GWh_Before Competition Groups_Ductless Mini-Split Air Conditioner
Residential | Res ¦ Building Recommissioning, Operations and Maintenance (O&M) Improvements | 2042 | Economic | GWh | Before Competition Groups | 266.138 | 0 | 0 | 15729.6518 | 0.01692 | 15 | Residential_2042_Economic_GWh_Before Competition Groups_15 | Building Recommissioning, Operations and Maintenance (O&M) Improvements | 1.692% | 0 | 266.138 | Residential_2042_Economic_GWh_Before Competition Groups_Building Recommissioning, Operations and Maintenance (O&M) Improvements
Residential | Res ¦ Car Block Heater Timer | 2042 | Technical | GWh | Before Competition Groups | 393.3177 | 0 | 0 | 23263.1919 | 0.016907 | 21 | Residential_2042_Technical_GWh_Before Competition Groups_21 | Car Block Heater Timer | 1.691% | 0 | 393.3177 | Residential_2042_Technical_GWh_Before Competition Groups_Car Block Heater Timer
Residential | Res ¦ Heavy Duty Outdoor/Holiday Plug-in Timers | 2042 | Achievable | GWh | Before Competition Groups | 143.9188 | 0 | 0 | 8980.4349 | 0.016026 | 17 | Residential_2042_Achievable_GWh_Before Competition Groups_17 | Heavy Duty Outdoor/Holiday Plug-in Timers | 1.603% | 0 | 143.9188 | Residential_2042_Achievable_GWh_Before Competition Groups_Heavy Duty Outdoor/Holiday Plug-in Timers
Residential | Res ¦ Energy Star Windows | 2042 | Economic | GWh | Before Competition Groups | 245.1591 | 0 | 0 | 15729.6518 | 0.015586 | 16 | Residential_2042_Economic_GWh_Before Competition Groups_16 | Energy Star Windows | 1.559% | 0 | 245.1591 | Residential_2042_Economic_GWh_Before Competition Groups_Energy Star Windows
Residential | Res ¦ Energy Star Clothes Dryer | 2042 | Achievable | GWh | Before Competition Groups | 138.0746 | 0 | 0 | 8980.4349 | 0.015375 | 18 | Residential_2042_Achievable_GWh_Before Competition Groups_18 | Energy Star Clothes Dryer | 1.538% | 0 | 138.0746 | Residential_2042_Achievable_GWh_Before Competition Groups_Energy Star Clothes Dryer
Residential | Res ¦ Basement Wall Insulation | 2042 | Economic | GWh | Before Competition Groups | 236.5652 | 0 | 0 | 15729.6518 | 0.015039 | 17 | Residential_2042_Economic_GWh_Before Competition Groups_17 | Basement Wall Insulation | 1.504% | 0 | 236.5652 | Residential_2042_Economic_GWh_Before Competition Groups_Basement Wall Insulation
Residential | Res ¦ Variable Speed Pool Pump Motor | 2042 | Technical | GWh | Before Competition Groups | 338.8941 | 0 | 0 | 23263.1919 | 0.014568 | 22 | Residential_2042_Technical_GWh_Before Competition Groups_22 | Variable Speed Pool Pump Motor | 1.457% | 0 | 338.8941 | Residential_2042_Technical_GWh_Before Competition Groups_Variable Speed Pool Pump Motor
Residential | Res ¦ Basement Wall Insulation | 2042 | Achievable | GWh | Before Competition Groups | 128.7443 | 0 | 0 | 8980.4349 | 0.014336 | 19 | Residential_2042_Achievable_GWh_Before Competition Groups_19 | Basement Wall Insulation | 1.434% | 0 | 128.7443 | Residential_2042_Achievable_GWh_Before Competition Groups_Basement Wall Insulation
Residential | Res ¦ Energy Star Clothes Dryer | 2042 | Economic | GWh | Before Competition Groups | 222.2941 | 0 | 0 | 15729.6518 | 0.014132 | 18 | Residential_2042_Economic_GWh_Before Competition Groups_18 | Energy Star Clothes Dryer | 1.413% | 0 | 222.2941 | Residential_2042_Economic_GWh_Before Competition Groups_Energy Star Clothes Dryer
Residential | Res ¦ Energy Star Windows | 2042 | Achievable | GWh | Before Competition Groups | 125.1917 | 0 | 0 | 8980.4349 | 0.01394 | 20 | Residential_2042_Achievable_GWh_Before Competition Groups_20 | Energy Star Windows | 1.394% | 0 | 125.1917 | Residential_2042_Achievable_GWh_Before Competition Groups_Energy Star Windows
Residential | Res ¦ LED Parking Lot Fixture | 2042 | Achievable | GWh | Before Competition Groups | 114.3398 | 0 | 0 | 8980.4349 | 0.012732 | 21 | Residential_2042_Achievable_GWh_Before Competition Groups_21 | LED Parking Lot Fixture | 1.273% | 0 | 114.3398 | Residential_2042_Achievable_GWh_Before Competition Groups_LED Parking Lot Fixture
Residential | Res ¦ Basement or Crawlspace Insulation | 2042 | Economic | GWh | Before Competition Groups | 196.8522 | 0 | 0 | 15729.6518 | 0.012515 | 19 | Residential_2042_Economic_GWh_Before Competition Groups_19 | Basement or Crawlspace Insulation | 1.251% | 0 | 196.8522 | Residential_2042_Economic_GWh_Before Competition Groups_Basement or Crawlspace Insulation
Residential | Res ¦ Occupancy Sensors MF | 2042 | Achievable | GWh | Before Competition Groups | 110.7774 | 0 | 0 | 8980.4349 | 0.012335 | 22 | Residential_2042_Achievable_GWh_Before Competition Groups_22 | Occupancy Sensors MF | 1.234% | 0 | 110.7774 | Residential_2042_Achievable_GWh_Before Competition Groups_Occupancy Sensors MF
Residential | Res ¦ Passive Attic Ventilation | 2042 | Technical | GWh | Before Competition Groups | 270.7888 | 0 | 0 | 23263.1919 | 0.01164 | 23 | Residential_2042_Technical_GWh_Before Competition Groups_23 | Passive Attic Ventilation | 1.164% | 0 | 270.7888 | Residential_2042_Technical_GWh_Before Competition Groups_Passive Attic Ventilation
Residential | Res ¦ Attic Insulation | 2042 | Economic | GWh | Before Competition Groups | 182.5998 | 0 | 0 | 15729.6518 | 0.011609 | 20 | Residential_2042_Economic_GWh_Before Competition Groups_20 | Attic Insulation | 1.161% | 0 | 182.5998 | Residential_2042_Economic_GWh_Before Competition Groups_Attic Insulation
Residential | Res ¦ Building Recommissioning, Operations and Maintenance (O&M) Improvements | 2042 | Technical | GWh | Before Competition Groups | 266.138 | 0 | 0 | 23263.1919 | 0.01144 | 24 | Residential_2042_Technical_GWh_Before Competition Groups_24 | Building Recommissioning, Operations and Maintenance (O&M) Improvements | 1.144% | 0 | 266.138 | Residential_2042_Technical_GWh_Before Competition Groups_Building Recommissioning, Operations and Maintenance (O&M) Improvements
Residential | Res ¦ Attic Insulation | 2042 | Achievable | GWh | Before Competition Groups | 99.3563 | 0 | 0 | 8980.4349 | 0.011064 | 23 | Residential_2042_Achievable_GWh_Before Competition Groups_23 | Attic Insulation | 1.106% | 0 | 99.3563 | Residential_2042_Achievable_GWh_Before Competition Groups_Attic Insulation
Residential | Res ¦ Energy Star Windows | 2042 | Technical | GWh | Before Competition Groups | 245.1591 | 0 | 0 | 23263.1919 | 0.010538 | 25 | Residential_2042_Technical_GWh_Before Competition Groups_25 | Energy Star Windows | 1.054% | 0 | 245.1591 | Residential_2042_Technical_GWh_Before Competition Groups_Energy Star Windows
Residential | Res ¦ Basement Wall Insulation | 2042 | Technical | GWh | Before Competition Groups | 236.5652 | 0 | 0 | 23263.1919 | 0.010169 | 26 | Residential_2042_Technical_GWh_Before Competition Groups_26 | Basement Wall Insulation | 1.017% | 0 | 236.5652 | Residential_2042_Technical_GWh_Before Competition Groups_Basement Wall Insulation
Residential | Res ¦ Furnace with ECM | 2042 | Achievable | GWh | Before Competition Groups | 86.9861 | 0 | 0 | 8980.4349 | 0.0096862 | 24 | Residential_2042_Achievable_GWh_Before Competition Groups_24 | Furnace with ECM | 0.9686% | 0 | 86.9861 | Residential_2042_Achievable_GWh_Before Competition Groups_Furnace with ECM
Residential | Res ¦ Lighting Motion Sensors, Timers, Dimmers | 2042 | Technical | GWh | Before Competition Groups | 223.6516 | 0 | 0 | 23263.1919 | 0.009614 | 27 | Residential_2042_Technical_GWh_Before Competition Groups_27 | Lighting Motion Sensors, Timers, Dimmers | 0.9614% | 0 | 223.6516 | Residential_2042_Technical_GWh_Before Competition Groups_Lighting Motion Sensors, Timers, Dimmers
Residential | Res ¦ Energy Star Room Air Conditioner | 2042 | Economic | GWh | Before Competition Groups | 150.9806 | 0 | 0 | 15729.6518 | 0.0095985 | 21 | Residential_2042_Economic_GWh_Before Competition Groups_21 | Energy Star Room Air Conditioner | 0.9598% | 0 | 150.9806 | Residential_2042_Economic_GWh_Before Competition Groups_Energy Star Room Air Conditioner
Residential | Res ¦ Refrigerator Recycling | 2042 | Achievable | GWh | Before Competition Groups | 82.2112 | 0 | 0 | 8980.4349 | 0.0091545 | 25 | Residential_2042_Achievable_GWh_Before Competition Groups_25 | Refrigerator Recycling | 0.9154% | 0 | 82.2112 | Residential_2042_Achievable_GWh_Before Competition Groups_Refrigerator Recycling
Residential | Res ¦ Wall Insulation | 2042 | Economic | GWh | Before Competition Groups | 143.1014 | 0 | 0 | 15729.6518 | 0.0090976 | 22 | Residential_2042_Economic_GWh_Before Competition Groups_22 | Wall Insulation | 0.9098% | 0 | 143.1014 | Residential_2042_Economic_GWh_Before Competition Groups_Wall Insulation
Residential | Res ¦ Energy Star Room Air Conditioner | 2042 | Achievable | GWh | Before Competition Groups | 77.2464 | 0 | 0 | 8980.4349 | 0.0086016 | 26 | Residential_2042_Achievable_GWh_Before Competition Groups_26 | Energy Star Room Air Conditioner | 0.8602% | 0 | 77.2464 | Residential_2042_Achievable_GWh_Before Competition Groups_Energy Star Room Air Conditioner
Residential | Res ¦ Comprehensive Draft Proofing | 2042 | Economic | GWh | Before Competition Groups | 133.655 | 0 | 0 | 15729.6518 | 0.008497 | 23 | Residential_2042_Economic_GWh_Before Competition Groups_23 | Comprehensive Draft Proofing | 0.8497% | 0 | 133.655 | Residential_2042_Economic_GWh_Before Competition Groups_Comprehensive Draft Proofing
Residential | Res ¦ Basement or Crawlspace Insulation | 2042 | Technical | GWh | Before Competition Groups | 196.8522 | 0 | 0 | 23263.1919 | 0.008462 | 28 | Residential_2042_Technical_GWh_Before Competition Groups_28 | Basement or Crawlspace Insulation | 0.8462% | 0 | 196.8522 | Residential_2042_Technical_GWh_Before Competition Groups_Basement or Crawlspace Insulation
Residential | Res ¦ Clothes Drying Racks | 2042 | Achievable | GWh | Before Competition Groups | 75.0588 | 0 | 0 | 8980.4349 | 0.008358 | 27 | Residential_2042_Achievable_GWh_Before Competition Groups_27 | Clothes Drying Racks | 0.8358% | 0 | 75.0588 | Residential_2042_Achievable_GWh_Before Competition Groups_Clothes Drying Racks
Residential | Res ¦ Freezer Recycling | 2042 | Achievable | GWh | Before Competition Groups | 72.104 | 0 | 0 | 8980.4349 | 0.008029 | 28 | Residential_2042_Achievable_GWh_Before Competition Groups_28 | Freezer Recycling | 0.8029% | 0 | 72.104 | Residential_2042_Achievable_GWh_Before Competition Groups_Freezer Recycling
Residential | Res ¦ Heavy Duty Outdoor/Holiday Plug-in Timers | 2042 | Economic | GWh | Before Competition Groups | 126.2463 | 0 | 0 | 15729.6518 | 0.008026 | 24 | Residential_2042_Economic_GWh_Before Competition Groups_24 | Heavy Duty Outdoor/Holiday Plug-in Timers | 0.8026% | 0 | 126.2463 | Residential_2042_Economic_GWh_Before Competition Groups_Heavy Duty Outdoor/Holiday Plug-in Timers
Residential | Res ¦ Attic Insulation | 2042 | Technical | GWh | Before Competition Groups | 182.5998 | 0 | 0 | 23263.1919 | 0.0078493 | 29 | Residential_2042_Technical_GWh_Before Competition Groups_29 | Attic Insulation | 0.7849% | 0 | 182.5998 | Residential_2042_Technical_GWh_Before Competition Groups_Attic Insulation
Residential | Res ¦ LED Parking Lot Fixture | 2042 | Economic | GWh | Before Competition Groups | 111.2324 | 0 | 0 | 15729.6518 | 0.0070715 | 25 | Residential_2042_Economic_GWh_Before Competition Groups_25 | LED Parking Lot Fixture | 0.7072% | 0 | 111.2324 | Residential_2042_Economic_GWh_Before Competition Groups_LED Parking Lot Fixture
Residential | Res ¦ Radiant Barrier | 2042 | Achievable | GWh | Before Competition Groups | 62.7979 | 0 | 0 | 8980.4349 | 0.0069927 | 29 | Residential_2042_Achievable_GWh_Before Competition Groups_29 | Radiant Barrier | 0.6993% | 0 | 62.7979 | Residential_2042_Achievable_GWh_Before Competition Groups_Radiant Barrier
Residential | Res ¦ Energy Star Freezer | 2042 | Achievable | GWh | Before Competition Groups | 62.558 | 0 | 0 | 8980.4349 | 0.006966 | 30 | Residential_2042_Achievable_GWh_Before Competition Groups_30 | Energy Star Freezer | 0.6966% | 0 | 62.558 | Residential_2042_Achievable_GWh_Before Competition Groups_Energy Star Freezer
Residential | Res ¦ Solar Powered Attic Fan | 2042 | Technical | GWh | Before Competition Groups | 158.2136 | 0 | 0 | 23263.1919 | 0.006801 | 30 | Residential_2042_Technical_GWh_Before Competition Groups_30 | Solar Powered Attic Fan | 0.6801% | 0 | 158.2136 | Residential_2042_Technical_GWh_Before Competition Groups_Solar Powered Attic Fan
Residential | Res ¦ Energy Star Room Air Conditioner | 2042 | Technical | GWh | Before Competition Groups | 152.4764 | 0 | 0 | 23263.1919 | 0.0065544 | 31 | Residential_2042_Technical_GWh_Before Competition Groups_31 | Energy Star Room Air Conditioner | 0.6554% | 0 | 152.4764 | Residential_2042_Technical_GWh_Before Competition Groups_Energy Star Room Air Conditioner
Residential | Res ¦ LED Downlight | 2042 | Achievable | GWh | Before Competition Groups | 58.5259 | 0 | 0 | 8980.4349 | 0.006517 | 31 | Residential_2042_Achievable_GWh_Before Competition Groups_31 | LED Downlight | 0.6517% | 0 | 58.5259 | Residential_2042_Achievable_GWh_Before Competition Groups_LED Downlight
Residential | Res ¦ Furnace with ECM | 2042 | Economic | GWh | Before Competition Groups | 99.0646 | 0 | 0 | 15729.6518 | 0.0062979 | 26 | Residential_2042_Economic_GWh_Before Competition Groups_26 | Furnace with ECM | 0.6298% | 0 | 99.0646 | Residential_2042_Economic_GWh_Before Competition Groups_Furnace with ECM
Residential | Res ¦ Wall Insulation | 2042 | Technical | GWh | Before Competition Groups | 143.1014 | 0 | 0 | 23263.1919 | 0.0061514 | 32 | Residential_2042_Technical_GWh_Before Competition Groups_32 | Wall Insulation | 0.6151% | 0 | 143.1014 | Residential_2042_Technical_GWh_Before Competition Groups_Wall Insulation
Residential | Res ¦ LED Exterior Area Lights - LED Fixture (200W) | 2042 | Achievable | GWh | Before Competition Groups | 54.1776 | 0 | 0 | 8980.4349 | 0.0060329 | 32 | Residential_2042_Achievable_GWh_Before Competition Groups_32 | LED Exterior Area Lights - LED Fixture (200W) | 0.6033% | 0 | 54.1776 | Residential_2042_Achievable_GWh_Before Competition Groups_LED Exterior Area Lights - LED Fixture (200W)
Residential | Res ¦ Heavy Duty Outdoor/Holiday Plug-in Timers | 2042 | Technical | GWh | Before Competition Groups | 139.9869 | 0 | 0 | 23263.1919 | 0.0060175 | 33 | Residential_2042_Technical_GWh_Before Competition Groups_33 | Heavy Duty Outdoor/Holiday Plug-in Timers | 0.6018% | 0 | 139.9869 | Residential_2042_Technical_GWh_Before Competition Groups_Heavy Duty Outdoor/Holiday Plug-in Timers
Residential | Res ¦ Occupancy Sensors MF | 2042 | Economic | GWh | Before Competition Groups | 92.9852 | 0 | 0 | 15729.6518 | 0.0059115 | 27 | Residential_2042_Economic_GWh_Before Competition Groups_27 | Occupancy Sensors MF | 0.5911% | 0 | 92.9852 | Residential_2042_Economic_GWh_Before Competition Groups_Occupancy Sensors MF
Residential | Res ¦ Radiant Barrier | 2042 | Economic | GWh | Before Competition Groups | 91.2289 | 0 | 0 | 15729.6518 | 0.0057998 | 28 | Residential_2042_Economic_GWh_Before Competition Groups_28 | Radiant Barrier | 0.58% | 0 | 91.2289 | Residential_2042_Economic_GWh_Before Competition Groups_Radiant Barrier
Residential | Res ¦ Comprehensive Draft Proofing | 2042 | Technical | GWh | Before Competition Groups | 133.655 | 0 | 0 | 23263.1919 | 0.0057453 | 34 | Residential_2042_Technical_GWh_Before Competition Groups_34 | Comprehensive Draft Proofing | 0.5745% | 0 | 133.655 | Residential_2042_Technical_GWh_Before Competition Groups_Comprehensive Draft Proofing
Residential | Res ¦ Networked/ Connected - Indoor LED Luminaire | 2042 | Technical | GWh | Before Competition Groups | 132.3668 | 0 | 0 | 23263.1919 | 0.00569 | 35 | Residential_2042_Technical_GWh_Before Competition Groups_35 | Networked/ Connected - Indoor LED Luminaire | 0.569% | 0 | 132.3668 | Residential_2042_Technical_GWh_Before Competition Groups_Networked/ Connected - Indoor LED Luminaire
Residential | Res ¦ Variable Refrigerant Flow Heat Pump | 2042 | Technical | GWh | Before Competition Groups | 128.8853 | 0 | 0 | 23263.1919 | 0.0055403 | 36 | Residential_2042_Technical_GWh_Before Competition Groups_36 | Variable Refrigerant Flow Heat Pump | 0.554% | 0 | 128.8853 | Residential_2042_Technical_GWh_Before Competition Groups_Variable Refrigerant Flow Heat Pump
Residential | Res ¦ Air Source Heat Pump | 2042 | Technical | GWh | Before Competition Groups | 123.1667 | 0 | 0 | 23263.1919 | 0.0052945 | 37 | Residential_2042_Technical_GWh_Before Competition Groups_37 | Air Source Heat Pump | 0.5294% | 0 | 123.1667 | Residential_2042_Technical_GWh_Before Competition Groups_Air Source Heat Pump
Residential | Res ¦ Advanced BAS/Controllers | 2042 | Achievable | GWh | Before Competition Groups | 46.7195 | 0 | 0 | 8980.4349 | 0.0052024 | 33 | Residential_2042_Achievable_GWh_Before Competition Groups_33 | Advanced BAS/Controllers | 0.5202% | 0 | 46.7195 | Residential_2042_Achievable_GWh_Before Competition Groups_Advanced BAS/Controllers
Residential | Res ¦ Home Energy Reports | 2042 | Technical | GWh | Before Competition Groups | 112.3862 | 0 | 0 | 23263.1919 | 0.0048311 | 38 | Residential_2042_Technical_GWh_Before Competition Groups_38 | Home Energy Reports | 0.4831% | 0 | 112.3862 | Residential_2042_Technical_GWh_Before Competition Groups_Home Energy Reports
Residential | Res ¦ Variable Refrigerant Flow Heat Pump | 2042 | Achievable | GWh | Before Competition Groups | 43.3087 | 0 | 0 | 8980.4349 | 0.0048226 | 34 | Residential_2042_Achievable_GWh_Before Competition Groups_34 | Variable Refrigerant Flow Heat Pump | 0.4823% | 0 | 43.3087 | Residential_2042_Achievable_GWh_Before Competition Groups_Variable Refrigerant Flow Heat Pump
Residential | Res ¦ LED Parking Lot Fixture | 2042 | Technical | GWh | Before Competition Groups | 111.2324 | 0 | 0 | 23263.1919 | 0.0047815 | 39 | Residential_2042_Technical_GWh_Before Competition Groups_39 | LED Parking Lot Fixture | 0.4781% | 0 | 111.2324 | Residential_2042_Technical_GWh_Before Competition Groups_LED Parking Lot Fixture
Residential | Res ¦ Energy Star Ceiling Fan/Lighting | 2042 | Technical | GWh | Before Competition Groups | 106.453 | 0 | 0 | 23263.1919 | 0.004576 | 40 | Residential_2042_Technical_GWh_Before Competition Groups_40 | Energy Star Ceiling Fan/Lighting | 0.4576% | 0 | 106.453 | Residential_2042_Technical_GWh_Before Competition Groups_Energy Star Ceiling Fan/Lighting
Residential | Res ¦ LED Downlight | 2042 | Technical | GWh | Before Competition Groups | 103.5409 | 0 | 0 | 23263.1919 | 0.0044508 | 41 | Residential_2042_Technical_GWh_Before Competition Groups_41 | LED Downlight | 0.4451% | 0 | 103.5409 | Residential_2042_Technical_GWh_Before Competition Groups_LED Downlight
Residential | Res ¦ Ceiling Insulation | 2042 | Economic | GWh | Before Competition Groups | 69.306 | 0 | 0 | 15729.6518 | 0.0044061 | 29 | Residential_2042_Economic_GWh_Before Competition Groups_29 | Ceiling Insulation | 0.4406% | 0 | 69.306 | Residential_2042_Economic_GWh_Before Competition Groups_Ceiling Insulation
Residential | Res ¦ Furnace Whistle | 2042 | Achievable | GWh | Before Competition Groups | 39.1507 | 0 | 0 | 8980.4349 | 0.0043596 | 35 | Residential_2042_Achievable_GWh_Before Competition Groups_35 | Furnace Whistle | 0.436% | 0 | 39.1507 | Residential_2042_Achievable_GWh_Before Competition Groups_Furnace Whistle
Residential | Res ¦ Refrigerator Recycling | 2042 | Economic | GWh | Before Competition Groups | 68.4096 | 0 | 0 | 15729.6518 | 0.0043491 | 30 | Residential_2042_Economic_GWh_Before Competition Groups_30 | Refrigerator Recycling | 0.4349% | 0 | 68.4096 | Residential_2042_Economic_GWh_Before Competition Groups_Refrigerator Recycling
Residential | Res ¦ Furnace with ECM | 2042 | Technical | GWh | Before Competition Groups | 99.0646 | 0 | 0 | 23263.1919 | 0.0042584 | 42 | Residential_2042_Technical_GWh_Before Competition Groups_42 | Furnace with ECM | 0.4258% | 0 | 99.0646 | Residential_2042_Technical_GWh_Before Competition Groups_Furnace with ECM
Residential | Res ¦ Outside Air Economizer | 2042 | Achievable | GWh | Before Competition Groups | 37.8048 | 0 | 0 | 8980.4349 | 0.0042097 | 36 | Residential_2042_Achievable_GWh_Before Competition Groups_36 | Outside Air Economizer | 0.421% | 0 | 37.8048 | Residential_2042_Achievable_GWh_Before Competition Groups_Outside Air Economizer
Residential | Res ¦ Energy Star Freezer | 2042 | Technical | GWh | Before Competition Groups | 96.2598 | 0 | 0 | 23263.1919 | 0.0041379 | 43 | Residential_2042_Technical_GWh_Before Competition Groups_43 | Energy Star Freezer | 0.4138% | 0 | 96.2598 | Residential_2042_Technical_GWh_Before Competition Groups_Energy Star Freezer
Residential | Res ¦ Occupancy Sensors MF | 2042 | Technical | GWh | Before Competition Groups | 92.9852 | 0 | 0 | 23263.1919 | 0.0039971 | 44 | Residential_2042_Technical_GWh_Before Competition Groups_44 | Occupancy Sensors MF | 0.3997% | 0 | 92.9852 | Residential_2042_Technical_GWh_Before Competition Groups_Occupancy Sensors MF
Residential | Res ¦ Clothes Drying Racks | 2042 | Economic | GWh | Before Competition Groups | 62.4612 | 0 | 0 | 15729.6518 | 0.0039709 | 31 | Residential_2042_Economic_GWh_Before Competition Groups_31 | Clothes Drying Racks | 0.3971% | 0 | 62.4612 | Residential_2042_Economic_GWh_Before Competition Groups_Clothes Drying Racks
Residential | Res ¦ Radiant Barrier | 2042 | Technical | GWh | Before Competition Groups | 91.2289 | 0 | 0 | 23263.1919 | 0.0039216 | 45 | Residential_2042_Technical_GWh_Before Competition Groups_45 | Radiant Barrier | 0.3922% | 0 | 91.2289 | Residential_2042_Technical_GWh_Before Competition Groups_Radiant Barrier
Residential | Res ¦ Freezer Recycling | 2042 | Economic | GWh | Before Competition Groups | 60.0194 | 0 | 0 | 15729.6518 | 0.0038157 | 32 | Residential_2042_Economic_GWh_Before Competition Groups_32 | Freezer Recycling | 0.3816% | 0 | 60.0194 | Residential_2042_Economic_GWh_Before Competition Groups_Freezer Recycling
Residential | Res ¦ Home Energy Reports | 2042 | Achievable | GWh | Before Competition Groups | 32.2604 | 0 | 0 | 8980.4349 | 0.0035923 | 37 | Residential_2042_Achievable_GWh_Before Competition Groups_37 | Home Energy Reports | 0.3592% | 0 | 32.2604 | Residential_2042_Achievable_GWh_Before Competition Groups_Home Energy Reports
Residential | Res ¦ Heat Recovery Ventilator | 2042 | Economic | GWh | Before Competition Groups | 54.7942 | 0 | 0 | 15729.6518 | 0.0034835 | 33 | Residential_2042_Economic_GWh_Before Competition Groups_33 | Heat Recovery Ventilator | 0.3483% | 0 | 54.7942 | Residential_2042_Economic_GWh_Before Competition Groups_Heat Recovery Ventilator
Residential | Res ¦ Heat Pump Water Heater | 2042 | Technical | GWh | Before Competition Groups | 78.5553 | 0 | 0 | 23263.1919 | 0.0033768 | 46 | Residential_2042_Technical_GWh_Before Competition Groups_46 | Heat Pump Water Heater | 0.3377% | 0 | 78.5553 | Residential_2042_Technical_GWh_Before Competition Groups_Heat Pump Water Heater
Residential | Res ¦ LED Exterior Area Lights - LED Fixture (200W) | 2042 | Economic | GWh | Before Competition Groups | 52.9537 | 0 | 0 | 15729.6518 | 0.0033665 | 34 | Residential_2042_Economic_GWh_Before Competition Groups_34 | LED Exterior Area Lights - LED Fixture (200W) | 0.3366% | 0 | 52.9537 | Residential_2042_Economic_GWh_Before Competition Groups_LED Exterior Area Lights - LED Fixture (200W)
Residential | Res ¦ Duct Insulation | 2042 | Achievable | GWh | Before Competition Groups | 30.1021 | 0 | 0 | 8980.4349 | 0.003352 | 38 | Residential_2042_Achievable_GWh_Before Competition Groups_38 | Duct Insulation | 0.3352% | 0 | 30.1021 | Residential_2042_Achievable_GWh_Before Competition Groups_Duct Insulation
Residential | Res ¦ Wall Insulation | 2042 | Achievable | GWh | Before Competition Groups | 29.4842 | 0 | 0 | 8980.4349 | 0.0032832 | 39 | Residential_2042_Achievable_GWh_Before Competition Groups_39 | Wall Insulation | 0.3283% | 0 | 29.4842 | Residential_2042_Achievable_GWh_Before Competition Groups_Wall Insulation
Residential | Res ¦ Duct Insulation | 2042 | Economic | GWh | Before Competition Groups | 51.4389 | 0 | 0 | 15729.6518 | 0.0032702 | 35 | Residential_2042_Economic_GWh_Before Competition Groups_35 | Duct Insulation | 0.327% | 0 | 51.4389 | Residential_2042_Economic_GWh_Before Competition Groups_Duct Insulation
Residential | Res ¦ Home Energy Reports | 2042 | Economic | GWh | Before Competition Groups | 50.5729 | 0 | 0 | 15729.6518 | 0.0032151 | 36 | Residential_2042_Economic_GWh_Before Competition Groups_36 | Home Energy Reports | 0.3215% | 0 | 50.5729 | Residential_2042_Economic_GWh_Before Competition Groups_Home Energy Reports
Residential | Res ¦ LED Tube Re-Lamp | 2042 | Achievable | GWh | Before Competition Groups | 28.7964 | 0 | 0 | 8980.4349 | 0.0032066 | 40 | Residential_2042_Achievable_GWh_Before Competition Groups_40 | LED Tube Re-Lamp | 0.3207% | 0 | 28.7964 | Residential_2042_Achievable_GWh_Before Competition Groups_LED Tube Re-Lamp
Residential | Res ¦ Tankless Water Heater | 2042 | Economic | GWh | Before Competition Groups | 50.1624 | 0 | 0 | 15729.6518 | 0.003189 | 37 | Residential_2042_Economic_GWh_Before Competition Groups_37 | Tankless Water Heater | 0.3189% | 0 | 50.1624 | Residential_2042_Economic_GWh_Before Competition Groups_Tankless Water Heater
Residential | Res ¦ Air Source Heat Pump | 2042 | Economic | GWh | Before Competition Groups | 48.385 | 0 | 0 | 15729.6518 | 0.003076 | 38 | Residential_2042_Economic_GWh_Before Competition Groups_38 | Air Source Heat Pump | 0.3076% | 0 | 48.385 | Residential_2042_Economic_GWh_Before Competition Groups_Air Source Heat Pump
Residential | Res ¦ Ceiling Insulation | 2042 | Technical | GWh | Before Competition Groups | 71.2803 | 0 | 0 | 23263.1919 | 0.0030641 | 47 | Residential_2042_Technical_GWh_Before Competition Groups_47 | Ceiling Insulation | 0.3064% | 0 | 71.2803 | Residential_2042_Technical_GWh_Before Competition Groups_Ceiling Insulation
Residential | Res ¦ Tankless Water Heater | 2042 | Technical | GWh | Before Competition Groups | 71.1355 | 0 | 0 | 23263.1919 | 0.0030579 | 48 | Residential_2042_Technical_GWh_Before Competition Groups_48 | Tankless Water Heater | 0.3058% | 0 | 71.1355 | Residential_2042_Technical_GWh_Before Competition Groups_Tankless Water Heater
Residential | Res ¦ Window Film | 2042 | Technical | GWh | Before Competition Groups | 71.0663 | 0 | 0 | 23263.1919 | 0.0030549 | 49 | Residential_2042_Technical_GWh_Before Competition Groups_49 | Window Film | 0.3055% | 0 | 71.0663 | Residential_2042_Technical_GWh_Before Competition Groups_Window Film
Residential | Res ¦ Floor Insulation | 2042 | Economic | GWh | Before Competition Groups | 47.9425 | 0 | 0 | 15729.6518 | 0.0030479 | 39 | Residential_2042_Economic_GWh_Before Competition Groups_39 | Floor Insulation | 0.3048% | 0 | 47.9425 | Residential_2042_Economic_GWh_Before Competition Groups_Floor Insulation
Residential | Res ¦ Energy Star Freezer | 2042 | Economic | GWh | Before Competition Groups | 47.6403 | 0 | 0 | 15729.6518 | 0.0030287 | 40 | Residential_2042_Economic_GWh_Before Competition Groups_40 | Energy Star Freezer | 0.3029% | 0 | 47.6403 | Residential_2042_Economic_GWh_Before Competition Groups_Energy Star Freezer
Residential | Res ¦ Tankless Water Heater | 2042 | Achievable | GWh | Before Competition Groups | 26.8296 | 0 | 0 | 8980.4349 | 0.0029876 | 41 | Residential_2042_Achievable_GWh_Before Competition Groups_41 | Tankless Water Heater | 0.2988% | 0 | 26.8296 | Residential_2042_Achievable_GWh_Before Competition Groups_Tankless Water Heater
Residential | Res ¦ Refrigerator Recycling | 2042 | Technical | GWh | Before Competition Groups | 68.4096 | 0 | 0 | 23263.1919 | 0.0029407 | 50 | Residential_2042_Technical_GWh_Before Competition Groups_50 | Refrigerator Recycling | 0.2941% | 0 | 68.4096 | Residential_2042_Technical_GWh_Before Competition Groups_Refrigerator Recycling
Residential | Res ¦ Early Hot Water Heater Replacement | 2042 | Achievable | GWh | Before Competition Groups | 26.3334 | 0 | 0 | 8980.4349 | 0.0029323 | 42 | Residential_2042_Achievable_GWh_Before Competition Groups_42 | Early Hot Water Heater Replacement | 0.2932% | 0 | 26.3334 | Residential_2042_Achievable_GWh_Before Competition Groups_Early Hot Water Heater Replacement
Residential | Res ¦ Floor Insulation | 2042 | Achievable | GWh | Before Competition Groups | 26.0759 | 0 | 0 | 8980.4349 | 0.0029036 | 43 | Residential_2042_Achievable_GWh_Before Competition Groups_43 | Floor Insulation | 0.2904% | 0 | 26.0759 | Residential_2042_Achievable_GWh_Before Competition Groups_Floor Insulation
Residential | Res ¦ Minimize Hot and Warm Clothes Wash | 2042 | Achievable | GWh | Before Competition Groups | 24.9488 | 0 | 0 | 8980.4349 | 0.0027781 | 44 | Residential_2042_Achievable_GWh_Before Competition Groups_44 | Minimize Hot and Warm Clothes Wash | 0.2778% | 0 | 24.9488 | Residential_2042_Achievable_GWh_Before Competition Groups_Minimize Hot and Warm Clothes Wash
Residential | Res ¦ Clothes Drying Racks | 2042 | Technical | GWh | Before Competition Groups | 62.4612 | 0 | 0 | 23263.1919 | 0.002685 | 51 | Residential_2042_Technical_GWh_Before Competition Groups_51 | Clothes Drying Racks | 0.2685% | 0 | 62.4612 | Residential_2042_Technical_GWh_Before Competition Groups_Clothes Drying Racks
Residential | Res ¦ Basement or Crawlspace Insulation | 2042 | Achievable | GWh | Before Competition Groups | 23.999 | 0 | 0 | 8980.4349 | 0.0026724 | 45 | Residential_2042_Achievable_GWh_Before Competition Groups_45 | Basement or Crawlspace Insulation | 0.2672% | 0 | 23.999 | Residential_2042_Achievable_GWh_Before Competition Groups_Basement or Crawlspace Insulation
Residential | Res ¦ Freezer Recycling | 2042 | Technical | GWh | Before Competition Groups | 60.0194 | 0 | 0 | 23263.1919 | 0.00258 | 52 | Residential_2042_Technical_GWh_Before Competition Groups_52 | Freezer Recycling | 0.258% | 0 | 60.0194 | Residential_2042_Technical_GWh_Before Competition Groups_Freezer Recycling
Residential | Res ¦ Duct Insulation | 2042 | Technical | GWh | Before Competition Groups | 59.4339 | 0 | 0 | 23263.1919 | 0.0025548 | 53 | Residential_2042_Technical_GWh_Before Competition Groups_53 | Duct Insulation | 0.2555% | 0 | 59.4339 | Residential_2042_Technical_GWh_Before Competition Groups_Duct Insulation
Residential | Res ¦ Central Lighting Control System | 2042 | Technical | GWh | Before Competition Groups | 58.4976 | 0 | 0 | 23263.1919 | 0.0025146 | 54 | Residential_2042_Technical_GWh_Before Competition Groups_54 | Central Lighting Control System | 0.2515% | 0 | 58.4976 | Residential_2042_Technical_GWh_Before Competition Groups_Central Lighting Control System
Residential | Res ¦ Heat Recovery Ventilator | 2042 | Technical | GWh | Before Competition Groups | 57.9463 | 0 | 0 | 23263.1919 | 0.0024909 | 55 | Residential_2042_Technical_GWh_Before Competition Groups_55 | Heat Recovery Ventilator | 0.2491% | 0 | 57.9463 | Residential_2042_Technical_GWh_Before Competition Groups_Heat Recovery Ventilator
Residential | Res ¦ Advanced BAS/Controllers | 2042 | Economic | GWh | Before Competition Groups | 38.8763 | 0 | 0 | 15729.6518 | 0.0024715 | 41 | Residential_2042_Economic_GWh_Before Competition Groups_41 | Advanced BAS/Controllers | 0.2472% | 0 | 38.8763 | Residential_2042_Economic_GWh_Before Competition Groups_Advanced BAS/Controllers
Residential | Res ¦ ENERGY STAR LED LAMPS (REFLECTOR LAMPs/MR16/PAR 16) | 2042 | Achievable | GWh | Before Competition Groups | 20.8395 | 0 | 0 | 8980.4349 | 0.0023205 | 46 | Residential_2042_Achievable_GWh_Before Competition Groups_46 | ENERGY STAR LED LAMPS (REFLECTOR LAMPs/MR16/PAR 16) | 0.2321% | 0 | 20.8395 | Residential_2042_Achievable_GWh_Before Competition Groups_ENERGY STAR LED LAMPS (REFLECTOR LAMPs/MR16/PAR 16)
Residential | Res ¦ CO Sensors for parking garage exhaust fans | 2042 | Achievable | GWh | Before Competition Groups | 20.7375 | 0 | 0 | 8980.4349 | 0.0023092 | 47 | Residential_2042_Achievable_GWh_Before Competition Groups_47 | CO Sensors for parking garage exhaust fans | 0.2309% | 0 | 20.7375 | Residential_2042_Achievable_GWh_Before Competition Groups_CO Sensors for parking garage exhaust fans
Residential | Res ¦ High Efficiency Chiller (avg of water and air cooled) | 2042 | Achievable | GWh | Before Competition Groups | 20.454 | 0 | 0 | 8980.4349 | 0.0022776 | 48 | Residential_2042_Achievable_GWh_Before Competition Groups_48 | High Efficiency Chiller (avg of water and air cooled) | 0.2278% | 0 | 20.454 | Residential_2042_Achievable_GWh_Before Competition Groups_High Efficiency Chiller (avg of water and air cooled)
Residential | Res ¦ LED Exterior Area Lights - LED Fixture (200W) | 2042 | Technical | GWh | Before Competition Groups | 52.9537 | 0 | 0 | 23263.1919 | 0.0022763 | 56 | Residential_2042_Technical_GWh_Before Competition Groups_56 | LED Exterior Area Lights - LED Fixture (200W) | 0.2276% | 0 | 52.9537 | Residential_2042_Technical_GWh_Before Competition Groups_LED Exterior Area Lights - LED Fixture (200W)
Residential | Res ¦ INTEGRAL LED TROFFERS | 2042 | Technical | GWh | Before Competition Groups | 50.9514 | 0 | 0 | 23263.1919 | 0.0021902 | 57 | Residential_2042_Technical_GWh_Before Competition Groups_57 | INTEGRAL LED TROFFERS | 0.219% | 0 | 50.9514 | Residential_2042_Technical_GWh_Before Competition Groups_INTEGRAL LED TROFFERS
Residential | Res ¦ Outside Air Economizer | 2042 | Economic | GWh | Before Competition Groups | 34.3304 | 0 | 0 | 15729.6518 | 0.0021825 | 42 | Residential_2042_Economic_GWh_Before Competition Groups_42 | Outside Air Economizer | 0.2183% | 0 | 34.3304 | Residential_2042_Economic_GWh_Before Competition Groups_Outside Air Economizer
Residential | Res ¦ Variable Refrigerant Flow Heat Pump | 2042 | Economic | GWh | Before Competition Groups | 33.7952 | 0 | 0 | 15729.6518 | 0.0021485 | 43 | Residential_2042_Economic_GWh_Before Competition Groups_43 | Variable Refrigerant Flow Heat Pump | 0.2149% | 0 | 33.7952 | Residential_2042_Economic_GWh_Before Competition Groups_Variable Refrigerant Flow Heat Pump
Residential | Res ¦ Minimize Hot and Warm Clothes Wash | 2042 | Economic | GWh | Before Competition Groups | 33.265 | 0 | 0 | 15729.6518 | 0.0021148 | 44 | Residential_2042_Economic_GWh_Before Competition Groups_44 | Minimize Hot and Warm Clothes Wash | 0.2115% | 0 | 33.265 | Residential_2042_Economic_GWh_Before Competition Groups_Minimize Hot and Warm Clothes Wash
Residential | Res ¦ Furnace Whistle | 2042 | Economic | GWh | Before Competition Groups | 32.5776 | 0 | 0 | 15729.6518 | 0.0020711 | 45 | Residential_2042_Economic_GWh_Before Competition Groups_45 | Furnace Whistle | 0.2071% | 0 | 32.5776 | Residential_2042_Economic_GWh_Before Competition Groups_Furnace Whistle
Residential | Res ¦ Floor Insulation | 2042 | Technical | GWh | Before Competition Groups | 47.9425 | 0 | 0 | 23263.1919 | 0.0020609 | 58 | Residential_2042_Technical_GWh_Before Competition Groups_58 | Floor Insulation | 0.2061% | 0 | 47.9425 | Residential_2042_Technical_GWh_Before Competition Groups_Floor Insulation
Residential | Res ¦ Energy Star Dehumidifier | 2042 | Achievable | GWh | Before Competition Groups | 18.2998 | 0 | 0 | 8980.4349 | 0.0020377 | 49 | Residential_2042_Achievable_GWh_Before Competition Groups_49 | Energy Star Dehumidifier | 0.2038% | 0 | 18.2998 | Residential_2042_Achievable_GWh_Before Competition Groups_Energy Star Dehumidifier
Residential | Res ¦ Drain Water Heat Recovery | 2042 | Achievable | GWh | Before Competition Groups | 18.064 | 0 | 0 | 8980.4349 | 0.0020115 | 50 | Residential_2042_Achievable_GWh_Before Competition Groups_50 | Drain Water Heat Recovery | 0.2011% | 0 | 18.064 | Residential_2042_Achievable_GWh_Before Competition Groups_Drain Water Heat Recovery
Residential | Res ¦ LED Tube Re-Lamp | 2042 | Economic | GWh | Before Competition Groups | 30.6516 | 0 | 0 | 15729.6518 | 0.0019487 | 46 | Residential_2042_Economic_GWh_Before Competition Groups_46 | LED Tube Re-Lamp | 0.1949% | 0 | 30.6516 | Residential_2042_Economic_GWh_Before Competition Groups_LED Tube Re-Lamp
Residential | Res ¦ Condensing Make Up Air Unit | 2042 | Achievable | GWh | Before Competition Groups | 17.1689 | 0 | 0 | 8980.4349 | 0.0019118 | 51 | Residential_2042_Achievable_GWh_Before Competition Groups_51 | Condensing Make Up Air Unit | 0.1912% | 0 | 17.1689 | Residential_2042_Achievable_GWh_Before Competition Groups_Condensing Make Up Air Unit
Residential | Res ¦ Lighting Motion Sensors, Timers, Dimmers | 2042 | Achievable | GWh | Before Competition Groups | 17.1045 | 0 | 0 | 8980.4349 | 0.0019046 | 52 | Residential_2042_Achievable_GWh_Before Competition Groups_52 | Lighting Motion Sensors, Timers, Dimmers | 0.1905% | 0 | 17.1045 | Residential_2042_Achievable_GWh_Before Competition Groups_Lighting Motion Sensors, Timers, Dimmers
Residential | Res ¦ Early Hot Water Heater Replacement | 2042 | Economic | GWh | Before Competition Groups | 29.5812 | 0 | 0 | 15729.6518 | 0.0018806 | 47 | Residential_2042_Economic_GWh_Before Competition Groups_47 | Early Hot Water Heater Replacement | 0.1881% | 0 | 29.5812 | Residential_2042_Economic_GWh_Before Competition Groups_Early Hot Water Heater Replacement
Residential | Res ¦ Variable Frequency Drive (VFD) | 2042 | Achievable | GWh | Before Competition Groups | 16.8814 | 0 | 0 | 8980.4349 | 0.0018798 | 53 | Residential_2042_Achievable_GWh_Before Competition Groups_53 | Variable Frequency Drive (VFD) | 0.188% | 0 | 16.8814 | Residential_2042_Achievable_GWh_Before Competition Groups_Variable Frequency Drive (VFD)
Residential | Res ¦ LED Tube Re-Lamp | 2042 | Technical | GWh | Before Competition Groups | 43.3907 | 0 | 0 | 23263.1919 | 0.0018652 | 59 | Residential_2042_Technical_GWh_Before Competition Groups_59 | LED Tube Re-Lamp | 0.1865% | 0 | 43.3907 | Residential_2042_Technical_GWh_Before Competition Groups_LED Tube Re-Lamp
Residential | Res ¦ Heat Pump Water Heater | 2042 | Economic | GWh | Before Competition Groups | 29.2172 | 0 | 0 | 15729.6518 | 0.0018575 | 48 | Residential_2042_Economic_GWh_Before Competition Groups_48 | Heat Pump Water Heater | 0.1857% | 0 | 29.2172 | Residential_2042_Economic_GWh_Before Competition Groups_Heat Pump Water Heater
Residential | Res ¦ Dehumidifier Recycling | 2042 | Technical | GWh | Before Competition Groups | 41.222 | 0 | 0 | 23263.1919 | 0.001772 | 60 | Residential_2042_Technical_GWh_Before Competition Groups_60 | Dehumidifier Recycling | 0.1772% | 0 | 41.222 | Residential_2042_Technical_GWh_Before Competition Groups_Dehumidifier Recycling
Residential | Res ¦ Demand Control Ventilation | 2042 | Achievable | GWh | Before Competition Groups | 15.8379 | 0 | 0 | 8980.4349 | 0.0017636 | 54 | Residential_2042_Achievable_GWh_Before Competition Groups_54 | Demand Control Ventilation | 0.1764% | 0 | 15.8379 | Residential_2042_Achievable_GWh_Before Competition Groups_Demand Control Ventilation
Residential | Res ¦ Duct Insulation MF | 2042 | Economic | GWh | Before Competition Groups | 26.7804 | 0 | 0 | 15729.6518 | 0.0017025 | 49 | Residential_2042_Economic_GWh_Before Competition Groups_49 | Duct Insulation MF | 0.1703% | 0 | 26.7804 | Residential_2042_Economic_GWh_Before Competition Groups_Duct Insulation MF
Residential | Res ¦ Advanced BAS/Controllers | 2042 | Technical | GWh | Before Competition Groups | 38.8763 | 0 | 0 | 23263.1919 | 0.0016712 | 61 | Residential_2042_Technical_GWh_Before Competition Groups_61 | Advanced BAS/Controllers | 0.1671% | 0 | 38.8763 | Residential_2042_Technical_GWh_Before Competition Groups_Advanced BAS/Controllers
Residential | Res ¦ Solar Water Heating System | 2042 | Technical | GWh | Before Competition Groups | 38.749 | 0 | 0 | 23263.1919 | 0.0016657 | 62 | Residential_2042_Technical_GWh_Before Competition Groups_62 | Solar Water Heating System | 0.1666% | 0 | 38.749 | Residential_2042_Technical_GWh_Before Competition Groups_Solar Water Heating System
Residential | Res ¦ Energy Star Dehumidifier | 2042 | Economic | GWh | Before Competition Groups | 24.234 | 0 | 0 | 15729.6518 | 0.0015407 | 50 | Residential_2042_Economic_GWh_Before Competition Groups_50 | Energy Star Dehumidifier | 0.1541% | 0 | 24.234 | Residential_2042_Economic_GWh_Before Competition Groups_Energy Star Dehumidifier
Residential | Res ¦ Ceiling Insulation | 2042 | Achievable | GWh | Before Competition Groups | 13.6293 | 0 | 0 | 8980.4349 | 0.0015177 | 55 | Residential_2042_Achievable_GWh_Before Competition Groups_55 | Ceiling Insulation | 0.1518% | 0 | 13.6293 | Residential_2042_Achievable_GWh_Before Competition Groups_Ceiling Insulation
Residential | Res ¦ Outside Air Economizer | 2042 | Technical | GWh | Before Competition Groups | 34.3304 | 0 | 0 | 23263.1919 | 0.0014757 | 63 | Residential_2042_Technical_GWh_Before Competition Groups_63 | Outside Air Economizer | 0.1476% | 0 | 34.3304 | Residential_2042_Technical_GWh_Before Competition Groups_Outside Air Economizer
Residential | Res ¦ High Efficiency Storage Water Heater | 2042 | Technical | GWh | Before Competition Groups | 34.0415 | 0 | 0 | 23263.1919 | 0.0014633 | 64 | Residential_2042_Technical_GWh_Before Competition Groups_64 | High Efficiency Storage Water Heater | 0.1463% | 0 | 34.0415 | Residential_2042_Technical_GWh_Before Competition Groups_High Efficiency Storage Water Heater
Residential | Res ¦ Condensing Make Up Air Unit | 2042 | Economic | GWh | Before Competition Groups | 22.84 | 0 | 0 | 15729.6518 | 0.001452 | 51 | Residential_2042_Economic_GWh_Before Competition Groups_51 | Condensing Make Up Air Unit | 0.1452% | 0 | 22.84 | Residential_2042_Economic_GWh_Before Competition Groups_Condensing Make Up Air Unit
Residential | Res ¦ High Efficiency Chiller (avg of water and air cooled) | 2042 | Economic | GWh | Before Competition Groups | 22.5245 | 0 | 0 | 15729.6518 | 0.001432 | 52 | Residential_2042_Economic_GWh_Before Competition Groups_52 | High Efficiency Chiller (avg of water and air cooled) | 0.1432% | 0 | 22.5245 | Residential_2042_Economic_GWh_Before Competition Groups_High Efficiency Chiller (avg of water and air cooled)
Residential | Res ¦ Minimize Hot and Warm Clothes Wash | 2042 | Technical | GWh | Before Competition Groups | 33.265 | 0 | 0 | 23263.1919 | 0.0014299 | 65 | Residential_2042_Technical_GWh_Before Competition Groups_65 | Minimize Hot and Warm Clothes Wash | 0.143% | 0 | 33.265 | Residential_2042_Technical_GWh_Before Competition Groups_Minimize Hot and Warm Clothes Wash
Residential | Res ¦ Duct Insulation MF | 2042 | Achievable | GWh | Before Competition Groups | 12.6413 | 0 | 0 | 8980.4349 | 0.0014076 | 56 | Residential_2042_Achievable_GWh_Before Competition Groups_56 | Duct Insulation MF | 0.1408% | 0 | 12.6413 | Residential_2042_Achievable_GWh_Before Competition Groups_Duct Insulation MF
Residential | Res ¦ Energy Star Dishwasher | 2042 | Technical | GWh | Before Competition Groups | 32.6348 | 0 | 0 | 23263.1919 | 0.0014029 | 66 | Residential_2042_Technical_GWh_Before Competition Groups_66 | Energy Star Dishwasher | 0.1403% | 0 | 32.6348 | Residential_2042_Technical_GWh_Before Competition Groups_Energy Star Dishwasher
Residential | Res ¦ Furnace Whistle | 2042 | Technical | GWh | Before Competition Groups | 32.5776 | 0 | 0 | 23263.1919 | 0.0014004 | 67 | Residential_2042_Technical_GWh_Before Competition Groups_67 | Furnace Whistle | 0.14% | 0 | 32.5776 | Residential_2042_Technical_GWh_Before Competition Groups_Furnace Whistle
Residential | Res ¦ Water Heater Temperature Setback | 2042 | Achievable | GWh | Before Competition Groups | 12.4748 | 0 | 0 | 8980.4349 | 0.0013891 | 57 | Residential_2042_Achievable_GWh_Before Competition Groups_57 | Water Heater Temperature Setback | 0.1389% | 0 | 12.4748 | Residential_2042_Achievable_GWh_Before Competition Groups_Water Heater Temperature Setback
Residential | Res ¦ CO Sensors for parking garage exhaust fans | 2042 | Economic | GWh | Before Competition Groups | 21.6598 | 0 | 0 | 15729.6518 | 0.001377 | 53 | Residential_2042_Economic_GWh_Before Competition Groups_53 | CO Sensors for parking garage exhaust fans | 0.1377% | 0 | 21.6598 | Residential_2042_Economic_GWh_Before Competition Groups_CO Sensors for parking garage exhaust fans
Residential | Res ¦ Heat Recovery Ventilator | 2042 | Achievable | GWh | Before Competition Groups | 11.9318 | 0 | 0 | 8980.4349 | 0.0013286 | 58 | Residential_2042_Achievable_GWh_Before Competition Groups_58 | Heat Recovery Ventilator | 0.1329% | 0 | 11.9318 | Residential_2042_Achievable_GWh_Before Competition Groups_Heat Recovery Ventilator
Residential | Res ¦ LED Downlight | 2042 | Economic | GWh | Before Competition Groups | 20.1962 | 0 | 0 | 15729.6518 | 0.001284 | 54 | Residential_2042_Economic_GWh_Before Competition Groups_54 | LED Downlight | 0.1284% | 0 | 20.1962 | Residential_2042_Economic_GWh_Before Competition Groups_LED Downlight
Residential | Res ¦ ENERGY STAR LED LAMPS (REFLECTOR LAMPs/MR16/PAR 16) | 2042 | Economic | GWh | Before Competition Groups | 20.0496 | 0 | 0 | 15729.6518 | 0.0012746 | 55 | Residential_2042_Economic_GWh_Before Competition Groups_55 | ENERGY STAR LED LAMPS (REFLECTOR LAMPs/MR16/PAR 16) | 0.1275% | 0 | 20.0496 | Residential_2042_Economic_GWh_Before Competition Groups_ENERGY STAR LED LAMPS (REFLECTOR LAMPs/MR16/PAR 16)
Residential | Res ¦ Early Hot Water Heater Replacement | 2042 | Technical | GWh | Before Competition Groups | 29.5812 | 0 | 0 | 23263.1919 | 0.0012716 | 68 | Residential_2042_Technical_GWh_Before Competition Groups_68 | Early Hot Water Heater Replacement | 0.1272% | 0 | 29.5812 | Residential_2042_Technical_GWh_Before Competition Groups_Early Hot Water Heater Replacement
Residential | Res ¦ Drain Water Heat Recovery | 2042 | Economic | GWh | Before Competition Groups | 19.8566 | 0 | 0 | 15729.6518 | 0.0012624 | 56 | Residential_2042_Economic_GWh_Before Competition Groups_56 | Drain Water Heat Recovery | 0.1262% | 0 | 19.8566 | Residential_2042_Economic_GWh_Before Competition Groups_Drain Water Heat Recovery
Residential | Res ¦ Networked/ Connected - Indoor LED Luminaire | 2042 | Economic | GWh | Before Competition Groups | 18.7909 | 0 | 0 | 15729.6518 | 0.0011946 | 57 | Residential_2042_Economic_GWh_Before Competition Groups_57 | Networked/ Connected - Indoor LED Luminaire | 0.1195% | 0 | 18.7909 | Residential_2042_Economic_GWh_Before Competition Groups_Networked/ Connected - Indoor LED Luminaire
Residential | Res ¦ Duct Insulation MF | 2042 | Technical | GWh | Before Competition Groups | 26.7804 | 0 | 0 | 23263.1919 | 0.0011512 | 69 | Residential_2042_Technical_GWh_Before Competition Groups_69 | Duct Insulation MF | 0.1151% | 0 | 26.7804 | Residential_2042_Technical_GWh_Before Competition Groups_Duct Insulation MF
Residential | Res ¦ Central Air Conditioner Maintenance | 2042 | Technical | GWh | Before Competition Groups | 24.353 | 0 | 0 | 23263.1919 | 0.0010468 | 70 | Residential_2042_Technical_GWh_Before Competition Groups_70 | Central Air Conditioner Maintenance | 0.1047% | 0 | 24.353 | Residential_2042_Technical_GWh_Before Competition Groups_Central Air Conditioner Maintenance
Residential | Res ¦ Energy Star Dehumidifier | 2042 | Technical | GWh | Before Competition Groups | 24.234 | 0 | 0 | 23263.1919 | 0.0010417 | 71 | Residential_2042_Technical_GWh_Before Competition Groups_71 | Energy Star Dehumidifier | 0.1042% | 0 | 24.234 | Residential_2042_Technical_GWh_Before Competition Groups_Energy Star Dehumidifier
Residential | Res ¦ Condensing Make Up Air Unit | 2042 | Technical | GWh | Before Competition Groups | 22.84 | 0 | 0 | 23263.1919 | 0.00098181 | 72 | Residential_2042_Technical_GWh_Before Competition Groups_72 | Condensing Make Up Air Unit | 0.09818% | 0 | 22.84 | Residential_2042_Technical_GWh_Before Competition Groups_Condensing Make Up Air Unit
Residential | Res ¦ High Efficiency Chiller (avg of water and air cooled) | 2042 | Technical | GWh | Before Competition Groups | 22.5245 | 0 | 0 | 23263.1919 | 0.00096825 | 73 | Residential_2042_Technical_GWh_Before Competition Groups_73 | High Efficiency Chiller (avg of water and air cooled) | 0.09682% | 0 | 22.5245 | Residential_2042_Technical_GWh_Before Competition Groups_High Efficiency Chiller (avg of water and air cooled)
Residential | Res ¦ CO Sensors for parking garage exhaust fans | 2042 | Technical | GWh | Before Competition Groups | 21.6598 | 0 | 0 | 23263.1919 | 0.00093108 | 74 | Residential_2042_Technical_GWh_Before Competition Groups_74 | CO Sensors for parking garage exhaust fans | 0.09311% | 0 | 21.6598 | Residential_2042_Technical_GWh_Before Competition Groups_CO Sensors for parking garage exhaust fans
Residential | Res ¦ Demand Control Ventilation | 2042 | Economic | GWh | Before Competition Groups | 14.2853 | 0 | 0 | 15729.6518 | 0.00090818 | 58 | Residential_2042_Economic_GWh_Before Competition Groups_58 | Demand Control Ventilation | 0.09082% | 0 | 14.2853 | Residential_2042_Economic_GWh_Before Competition Groups_Demand Control Ventilation
Residential | Res ¦ Variable Frequency Drive (VFD) | 2042 | Economic | GWh | Before Competition Groups | 14.0472 | 0 | 0 | 15729.6518 | 0.00089304 | 59 | Residential_2042_Economic_GWh_Before Competition Groups_59 | Variable Frequency Drive (VFD) | 0.0893% | 0 | 14.0472 | Residential_2042_Economic_GWh_Before Competition Groups_Variable Frequency Drive (VFD)
Residential | Res ¦ ENERGY STAR LED LAMPS (REFLECTOR LAMPs/MR16/PAR 16) | 2042 | Technical | GWh | Before Competition Groups | 20.0496 | 0 | 0 | 23263.1919 | 0.00086186 | 75 | Residential_2042_Technical_GWh_Before Competition Groups_75 | ENERGY STAR LED LAMPS (REFLECTOR LAMPs/MR16/PAR 16) | 0.08619% | 0 | 20.0496 | Residential_2042_Technical_GWh_Before Competition Groups_ENERGY STAR LED LAMPS (REFLECTOR LAMPs/MR16/PAR 16)
Residential | Res ¦ Drain Water Heat Recovery | 2042 | Technical | GWh | Before Competition Groups | 19.8566 | 0 | 0 | 23263.1919 | 0.00085356 | 76 | Residential_2042_Technical_GWh_Before Competition Groups_76 | Drain Water Heat Recovery | 0.08536% | 0 | 19.8566 | Residential_2042_Technical_GWh_Before Competition Groups_Drain Water Heat Recovery
Residential | Res ¦ Demand Control Ventilation | 2042 | Technical | GWh | Before Competition Groups | 17.879 | 0 | 0 | 23263.1919 | 0.00076855 | 77 | Residential_2042_Technical_GWh_Before Competition Groups_77 | Demand Control Ventilation | 0.07686% | 0 | 17.879 | Residential_2042_Technical_GWh_Before Competition Groups_Demand Control Ventilation
Residential | Res ¦ Water Heater Temperature Setback | 2042 | Economic | GWh | Before Competition Groups | 10.3804 | 0 | 0 | 15729.6518 | 0.00065992 | 60 | Residential_2042_Economic_GWh_Before Competition Groups_60 | Water Heater Temperature Setback | 0.06599% | 0 | 10.3804 | Residential_2042_Economic_GWh_Before Competition Groups_Water Heater Temperature Setback
Residential | Res ¦ DHW Recirculation Systems | 2042 | Achievable | GWh | Before Competition Groups | 5.862 | 0 | 0 | 8980.4349 | 0.00065275 | 59 | Residential_2042_Achievable_GWh_Before Competition Groups_59 | DHW Recirculation Systems | 0.06528% | 0 | 5.862 | Residential_2042_Achievable_GWh_Before Competition Groups_DHW Recirculation Systems
Residential | Res ¦ Variable Frequency Drive (VFD) | 2042 | Technical | GWh | Before Competition Groups | 14.0472 | 0 | 0 | 23263.1919 | 0.00060384 | 78 | Residential_2042_Technical_GWh_Before Competition Groups_78 | Variable Frequency Drive (VFD) | 0.06038% | 0 | 14.0472 | Residential_2042_Technical_GWh_Before Competition Groups_Variable Frequency Drive (VFD)
Residential | Res ¦ DHW Recirculation Systems | 2042 | Economic | GWh | Before Competition Groups | 9.3516 | 0 | 0 | 15729.6518 | 0.00059452 | 61 | Residential_2042_Economic_GWh_Before Competition Groups_61 | DHW Recirculation Systems | 0.05945% | 0 | 9.3516 | Residential_2042_Economic_GWh_Before Competition Groups_DHW Recirculation Systems
Residential | Res ¦ VFD on Pumps | 2042 | Achievable | GWh | Before Competition Groups | 5.1912 | 0 | 0 | 8980.4349 | 0.00057806 | 60 | Residential_2042_Achievable_GWh_Before Competition Groups_60 | VFD on Pumps | 0.05781% | 0 | 5.1912 | Residential_2042_Achievable_GWh_Before Competition Groups_VFD on Pumps
Residential | Res ¦ Water Heater Temperature Setback | 2042 | Technical | GWh | Before Competition Groups | 10.3804 | 0 | 0 | 23263.1919 | 0.00044621 | 79 | Residential_2042_Technical_GWh_Before Competition Groups_79 | Water Heater Temperature Setback | 0.04462% | 0 | 10.3804 | Residential_2042_Technical_GWh_Before Competition Groups_Water Heater Temperature Setback
Residential | Res ¦ ENERGY STAR LED Lamps (General Service Lamps) | 2042 | Achievable | GWh | Before Competition Groups | 3.6709 | 0 | 0 | 8980.4349 | 0.00040877 | 61 | Residential_2042_Achievable_GWh_Before Competition Groups_61 | ENERGY STAR LED Lamps (General Service Lamps) | 0.04088% | 0 | 3.6709 | Residential_2042_Achievable_GWh_Before Competition Groups_ENERGY STAR LED Lamps (General Service Lamps)
Residential | Res ¦ DHW Recirculation Systems | 2042 | Technical | GWh | Before Competition Groups | 9.3516 | 0 | 0 | 23263.1919 | 0.00040199 | 80 | Residential_2042_Technical_GWh_Before Competition Groups_80 | DHW Recirculation Systems | 0.0402% | 0 | 9.3516 | Residential_2042_Technical_GWh_Before Competition Groups_DHW Recirculation Systems
Residential | Res ¦ ECM MOTORS FOR HVAC APPLICATION (FAN-POWERED VAV BOX) | 2042 | Achievable | GWh | Before Competition Groups | 3.288 | 0 | 0 | 8980.4349 | 0.00036613 | 62 | Residential_2042_Achievable_GWh_Before Competition Groups_62 | ECM MOTORS FOR HVAC APPLICATION (FAN-POWERED VAV BOX) | 0.03661% | 0 | 3.288 | Residential_2042_Achievable_GWh_Before Competition Groups_ECM MOTORS FOR HVAC APPLICATION (FAN-POWERED VAV BOX)
Residential | Res ¦ Air Source Heat Pump Maintenance | 2042 | Technical | GWh | Before Competition Groups | 8.4391 | 0 | 0 | 23263.1919 | 0.00036277 | 81 | Residential_2042_Technical_GWh_Before Competition Groups_81 | Air Source Heat Pump Maintenance | 0.03628% | 0 | 8.4391 | Residential_2042_Technical_GWh_Before Competition Groups_Air Source Heat Pump Maintenance
Residential | Res ¦ Heat Pump Water Heater | 2042 | Achievable | GWh | Before Competition Groups | 3.1294 | 0 | 0 | 8980.4349 | 0.00034847 | 63 | Residential_2042_Achievable_GWh_Before Competition Groups_63 | Heat Pump Water Heater | 0.03485% | 0 | 3.1294 | Residential_2042_Achievable_GWh_Before Competition Groups_Heat Pump Water Heater
Residential | Res ¦ Lighting Motion Sensors, Timers, Dimmers | 2042 | Economic | GWh | Before Competition Groups | 5.4776 | 0 | 0 | 15729.6518 | 0.00034823 | 62 | Residential_2042_Economic_GWh_Before Competition Groups_62 | Lighting Motion Sensors, Timers, Dimmers | 0.03482% | 0 | 5.4776 | Residential_2042_Economic_GWh_Before Competition Groups_Lighting Motion Sensors, Timers, Dimmers
Residential | Res ¦ VFD on Pumps | 2042 | Economic | GWh | Before Competition Groups | 4.3197 | 0 | 0 | 15729.6518 | 0.00027462 | 63 | Residential_2042_Economic_GWh_Before Competition Groups_63 | VFD on Pumps | 0.02746% | 0 | 4.3197 | Residential_2042_Economic_GWh_Before Competition Groups_VFD on Pumps
Residential | Res ¦ Beverage Vending Machine Controls | 2042 | Achievable | GWh | Before Competition Groups | 2.3641 | 0 | 0 | 8980.4349 | 0.00026325 | 64 | Residential_2042_Achievable_GWh_Before Competition Groups_64 | Beverage Vending Machine Controls | 0.02632% | 0 | 2.3641 | Residential_2042_Achievable_GWh_Before Competition Groups_Beverage Vending Machine Controls
Residential | Res ¦ ENERGY STAR LED Lamps (General Service Lamps) | 2042 | Economic | GWh | Before Competition Groups | 3.5878 | 0 | 0 | 15729.6518 | 0.00022809 | 64 | Residential_2042_Economic_GWh_Before Competition Groups_64 | ENERGY STAR LED Lamps (General Service Lamps) | 0.02281% | 0 | 3.5878 | Residential_2042_Economic_GWh_Before Competition Groups_ENERGY STAR LED Lamps (General Service Lamps)
Residential | Res ¦ ECM MOTORS FOR HVAC APPLICATION (FAN-POWERED VAV BOX) | 2042 | Economic | GWh | Before Competition Groups | 3.5045 | 0 | 0 | 15729.6518 | 0.0002228 | 65 | Residential_2042_Economic_GWh_Before Competition Groups_65 | ECM MOTORS FOR HVAC APPLICATION (FAN-POWERED VAV BOX) | 0.02228% | 0 | 3.5045 | Residential_2042_Economic_GWh_Before Competition Groups_ECM MOTORS FOR HVAC APPLICATION (FAN-POWERED VAV BOX)
Residential | Res ¦ VFD on Pumps | 2042 | Technical | GWh | Before Competition Groups | 4.3197 | 0 | 0 | 23263.1919 | 0.00018569 | 82 | Residential_2042_Technical_GWh_Before Competition Groups_82 | VFD on Pumps | 0.01857% | 0 | 4.3197 | Residential_2042_Technical_GWh_Before Competition Groups_VFD on Pumps
Residential | Res ¦ Beverage Vending Machine Controls | 2042 | Economic | GWh | Before Competition Groups | 2.4708 | 0 | 0 | 15729.6518 | 0.00015708 | 66 | Residential_2042_Economic_GWh_Before Competition Groups_66 | Beverage Vending Machine Controls | 0.01571% | 0 | 2.4708 | Residential_2042_Economic_GWh_Before Competition Groups_Beverage Vending Machine Controls
Residential | Res ¦ ENERGY STAR LED Lamps (General Service Lamps) | 2042 | Technical | GWh | Before Competition Groups | 3.5878 | 0 | 0 | 23263.1919 | 0.00015422 | 83 | Residential_2042_Technical_GWh_Before Competition Groups_83 | ENERGY STAR LED Lamps (General Service Lamps) | 0.01542% | 0 | 3.5878 | Residential_2042_Technical_GWh_Before Competition Groups_ENERGY STAR LED Lamps (General Service Lamps)
Residential | Res ¦ ECM MOTORS FOR HVAC APPLICATION (FAN-POWERED VAV BOX) | 2042 | Technical | GWh | Before Competition Groups | 3.5045 | 0 | 0 | 23263.1919 | 0.00015065 | 84 | Residential_2042_Technical_GWh_Before Competition Groups_84 | ECM MOTORS FOR HVAC APPLICATION (FAN-POWERED VAV BOX) | 0.01506% | 0 | 3.5045 | Residential_2042_Technical_GWh_Before Competition Groups_ECM MOTORS FOR HVAC APPLICATION (FAN-POWERED VAV BOX)
Residential | Res ¦ HVAC Optimization | 2042 | Technical | GWh | Before Competition Groups | 3.4389 | 0 | 0 | 23263.1919 | 0.00014783 | 85 | Residential_2042_Technical_GWh_Before Competition Groups_85 | HVAC Optimization | 0.01478% | 0 | 3.4389 | Residential_2042_Technical_GWh_Before Competition Groups_HVAC Optimization
Residential | Res ¦ Beverage Vending Machine Controls | 2042 | Technical | GWh | Before Competition Groups | 2.4708 | 0 | 0 | 23263.1919 | 0.00010621 | 86 | Residential_2042_Technical_GWh_Before Competition Groups_86 | Beverage Vending Machine Controls | 0.01062% | 0 | 2.4708 | Residential_2042_Technical_GWh_Before Competition Groups_Beverage Vending Machine Controls
Residential | Res ¦ Networked/ Connected - Indoor LED Luminaire | 2042 | Achievable | GWh | Before Competition Groups | 0.7853 | 0 | 0 | 8980.4349 | 8.7446e-05 | 65 | Residential_2042_Achievable_GWh_Before Competition Groups_65 | Networked/ Connected - Indoor LED Luminaire | 0.008745% | 0 | 0.7853 | Residential_2042_Achievable_GWh_Before Competition Groups_Networked/ Connected - Indoor LED Luminaire
Residential | Res ¦ Air Source Heat Pump | 2042 | Achievable | GWh | Before Competition Groups | 0.63837 | 0 | 0 | 8980.4349 | 7.1084e-05 | 66 | Residential_2042_Achievable_GWh_Before Competition Groups_66 | Air Source Heat Pump | 0.007108% | 0 | 0.63837 | Residential_2042_Achievable_GWh_Before Competition Groups_Air Source Heat Pump
Residential | Res ¦ Chilled Water Optimization | 2042 | Achievable | GWh | Before Competition Groups | 0.43091 | 0 | 0 | 8980.4349 | 4.7983e-05 | 67 | Residential_2042_Achievable_GWh_Before Competition Groups_67 | Chilled Water Optimization | 0.004798% | 0 | 0.43091 | Residential_2042_Achievable_GWh_Before Competition Groups_Chilled Water Optimization
Residential | Res ¦ Chilled Water Optimization | 2042 | Economic | GWh | Before Competition Groups | 0.55895 | 0 | 0 | 15729.6518 | 3.5535e-05 | 67 | Residential_2042_Economic_GWh_Before Competition Groups_67 | Chilled Water Optimization | 0.003553% | 0 | 0.55895 | Residential_2042_Economic_GWh_Before Competition Groups_Chilled Water Optimization
Residential | Res ¦ Wall Insulation MF | 2042 | Economic | GWh | Before Competition Groups | 0.50309 | 0 | 0 | 15729.6518 | 3.1984e-05 | 68 | Residential_2042_Economic_GWh_Before Competition Groups_68 | Wall Insulation MF | 0.003198% | 0 | 0.50309 | Residential_2042_Economic_GWh_Before Competition Groups_Wall Insulation MF
Residential | Res ¦ LED High Bay Fixture | 2042 | Achievable | GWh | Before Competition Groups | 0.23998 | 0 | 0 | 8980.4349 | 2.6722e-05 | 68 | Residential_2042_Achievable_GWh_Before Competition Groups_68 | LED High Bay Fixture | 0.002672% | 0 | 0.23998 | Residential_2042_Achievable_GWh_Before Competition Groups_LED High Bay Fixture
Residential | Res ¦ Chilled Water Optimization | 2042 | Technical | GWh | Before Competition Groups | 0.55895 | 0 | 0 | 23263.1919 | 2.4027e-05 | 87 | Residential_2042_Technical_GWh_Before Competition Groups_87 | Chilled Water Optimization | 0.002403% | 0 | 0.55895 | Residential_2042_Technical_GWh_Before Competition Groups_Chilled Water Optimization
Residential | Res ¦ Wall Insulation MF | 2042 | Technical | GWh | Before Competition Groups | 0.52554 | 0 | 0 | 23263.1919 | 2.2591e-05 | 88 | Residential_2042_Technical_GWh_Before Competition Groups_88 | Wall Insulation MF | 0.002259% | 0 | 0.52554 | Residential_2042_Technical_GWh_Before Competition Groups_Wall Insulation MF
Residential | Res ¦ LED High Bay Fixture | 2042 | Economic | GWh | Before Competition Groups | 0.23473 | 0 | 0 | 15729.6518 | 1.4923e-05 | 69 | Residential_2042_Economic_GWh_Before Competition Groups_69 | LED High Bay Fixture | 0.001492% | 0 | 0.23473 | Residential_2042_Economic_GWh_Before Competition Groups_LED High Bay Fixture
Residential | Res ¦ LED Recessed Downlights | 2042 | Technical | GWh | Before Competition Groups | 0.27279 | 0 | 0 | 23263.1919 | 1.1726e-05 | 89 | Residential_2042_Technical_GWh_Before Competition Groups_89 | LED Recessed Downlights | 0.001173% | 0 | 0.27279 | Residential_2042_Technical_GWh_Before Competition Groups_LED Recessed Downlights
Residential | Res ¦ LED High Bay Fixture | 2042 | Technical | GWh | Before Competition Groups | 0.23473 | 0 | 0 | 23263.1919 | 1.009e-05 | 90 | Residential_2042_Technical_GWh_Before Competition Groups_90 | LED High Bay Fixture | 0.001009% | 0 | 0.23473 | Residential_2042_Technical_GWh_Before Competition Groups_LED High Bay Fixture
Residential | Res ¦ Wall Insulation MF | 2042 | Achievable | GWh | Before Competition Groups | 0.069078 | 0 | 0 | 8980.4349 | 7.6921e-06 | 69 | Residential_2042_Achievable_GWh_Before Competition Groups_69 | Wall Insulation MF | 0.0007692% | 0 | 0.069078 | Residential_2042_Achievable_GWh_Before Competition Groups_Wall Insulation MF
Residential | Res ¦ Solar Water Preheat (Pools/DHW) | 2042 | Technical | GWh | Before Competition Groups | 0.1432 | 0 | 0 | 23263.1919 | 6.1555e-06 | 91 | Residential_2042_Technical_GWh_Before Competition Groups_91 | Solar Water Preheat (Pools/DHW) | 0.0006156% | 0 | 0.1432 | Residential_2042_Technical_GWh_Before Competition Groups_Solar Water Preheat (Pools/DHW)
Residential | Res ¦ Photocell Controls (Outdoor) | 2042 | Technical | GWh | Before Competition Groups | 0.00029064 | 0 | 0 | 23263.1919 | 1.2494e-08 | 92 | Residential_2042_Technical_GWh_Before Competition Groups_92 | Photocell Controls (Outdoor) | 1.249e-06% | 0 | 0.00029064 | Residential_2042_Technical_GWh_Before Competition Groups_Photocell Controls (Outdoor)
Residential | Res ¦ Air Sealing | 2023 | Economic | million_m3 | Before Competition Groups | 728.2725 | 0 | 0 | 2736.5796 | 0.26613 | 1 | Residential_2023_Economic_million_m3_Before Competition Groups_1 | Air Sealing | 26.61% | 0 | 728.2725 | Residential_2023_Economic_million_m3_Before Competition Groups_Air Sealing
Residential | Res ¦ Air Sealing | 2023 | Technical | million_m3 | Before Competition Groups | 728.2725 | 0 | 0 | 3504.3615 | 0.20782 | 1 | Residential_2023_Technical_million_m3_Before Competition Groups_1 | Air Sealing | 20.78% | 0 | 728.2725 | Residential_2023_Technical_million_m3_Before Competition Groups_Air Sealing
Residential | Res ¦ Adaptive Thermostat | 2023 | Economic | million_m3 | Before Competition Groups | 526.4618 | 0 | 0 | 2736.5796 | 0.19238 | 2 | Residential_2023_Economic_million_m3_Before Competition Groups_2 | Adaptive Thermostat | 19.24% | 0 | 526.4618 | Residential_2023_Economic_million_m3_Before Competition Groups_Adaptive Thermostat
Residential | Res ¦ Comprehensive Draft Proofing | 2023 | Achievable | million_m3 | Before Competition Groups | 11.9438 | 0 | 0 | 72.4169 | 0.16493 | 1 | Residential_2023_Achievable_million_m3_Before Competition Groups_1 | Comprehensive Draft Proofing | 16.49% | 0 | 11.9438 | Residential_2023_Achievable_million_m3_Before Competition Groups_Comprehensive Draft Proofing
Residential | Res ¦ Adaptive Thermostat | 2023 | Technical | million_m3 | Before Competition Groups | 526.4618 | 0 | 0 | 3504.3615 | 0.15023 | 2 | Residential_2023_Technical_million_m3_Before Competition Groups_2 | Adaptive Thermostat | 15.02% | 0 | 526.4618 | Residential_2023_Technical_million_m3_Before Competition Groups_Adaptive Thermostat
Residential | Res ¦ DHW Recirculation Systems | 2023 | Achievable | million_m3 | Before Competition Groups | 9.1241 | 0 | 0 | 72.4169 | 0.12599 | 2 | Residential_2023_Achievable_million_m3_Before Competition Groups_2 | DHW Recirculation Systems | 12.6% | 0 | 9.1241 | Residential_2023_Achievable_million_m3_Before Competition Groups_DHW Recirculation Systems
Residential | Res ¦ Adaptive Thermostat | 2023 | Achievable | million_m3 | Before Competition Groups | 8.3172 | 0 | 0 | 72.4169 | 0.11485 | 3 | Residential_2023_Achievable_million_m3_Before Competition Groups_3 | Adaptive Thermostat | 11.49% | 0 | 8.3172 | Residential_2023_Achievable_million_m3_Before Competition Groups_Adaptive Thermostat
Residential | Res ¦ Air Sealing | 2023 | Achievable | million_m3 | Before Competition Groups | 7.1663 | 0 | 0 | 72.4169 | 0.09896 | 4 | Residential_2023_Achievable_million_m3_Before Competition Groups_4 | Air Sealing | 9.896% | 0 | 7.1663 | Residential_2023_Achievable_million_m3_Before Competition Groups_Air Sealing
Residential | Res ¦ Comprehensive Draft Proofing | 2023 | Economic | million_m3 | Before Competition Groups | 220.6477 | 0 | 0 | 2736.5796 | 0.080629 | 3 | Residential_2023_Economic_million_m3_Before Competition Groups_3 | Comprehensive Draft Proofing | 8.063% | 0 | 220.6477 | Residential_2023_Economic_million_m3_Before Competition Groups_Comprehensive Draft Proofing
Residential | Res ¦ High Efficiency Condensing Furnace | 2023 | Achievable | million_m3 | Before Competition Groups | 5.7851 | 0 | 0 | 72.4169 | 0.079886 | 5 | Residential_2023_Achievable_million_m3_Before Competition Groups_5 | High Efficiency Condensing Furnace | 7.989% | 0 | 5.7851 | Residential_2023_Achievable_million_m3_Before Competition Groups_High Efficiency Condensing Furnace
Residential | Res ¦ Energy Star Windows | 2023 | Technical | million_m3 | Before Competition Groups | 276.852 | 0 | 0 | 3504.3615 | 0.079002 | 3 | Residential_2023_Technical_million_m3_Before Competition Groups_3 | Energy Star Windows | 7.9% | 0 | 276.852 | Residential_2023_Technical_million_m3_Before Competition Groups_Energy Star Windows
Residential | Res ¦ Wall Insulation | 2023 | Economic | million_m3 | Before Competition Groups | 201.4594 | 0 | 0 | 2736.5796 | 0.073617 | 4 | Residential_2023_Economic_million_m3_Before Competition Groups_4 | Wall Insulation | 7.362% | 0 | 201.4594 | Residential_2023_Economic_million_m3_Before Competition Groups_Wall Insulation
Residential | Res ¦ Advanced BAS/Controllers | 2023 | Achievable | million_m3 | Before Competition Groups | 4.9814 | 0 | 0 | 72.4169 | 0.068787 | 6 | Residential_2023_Achievable_million_m3_Before Competition Groups_6 | Advanced BAS/Controllers | 6.879% | 0 | 4.9814 | Residential_2023_Achievable_million_m3_Before Competition Groups_Advanced BAS/Controllers
Residential | Res ¦ Attic Insulation | 2023 | Economic | million_m3 | Before Competition Groups | 177.8349 | 0 | 0 | 2736.5796 | 0.064984 | 5 | Residential_2023_Economic_million_m3_Before Competition Groups_5 | Attic Insulation | 6.498% | 0 | 177.8349 | Residential_2023_Economic_million_m3_Before Competition Groups_Attic Insulation
Residential | Res ¦ Comprehensive Draft Proofing | 2023 | Technical | million_m3 | Before Competition Groups | 220.6477 | 0 | 0 | 3504.3615 | 0.062964 | 4 | Residential_2023_Technical_million_m3_Before Competition Groups_4 | Comprehensive Draft Proofing | 6.296% | 0 | 220.6477 | Residential_2023_Technical_million_m3_Before Competition Groups_Comprehensive Draft Proofing
Residential | Res ¦ DHW Recirculation Systems | 2023 | Economic | million_m3 | Before Competition Groups | 168.6461 | 0 | 0 | 2736.5796 | 0.061627 | 6 | Residential_2023_Economic_million_m3_Before Competition Groups_6 | DHW Recirculation Systems | 6.163% | 0 | 168.6461 | Residential_2023_Economic_million_m3_Before Competition Groups_DHW Recirculation Systems
Residential | Res ¦ High Efficiency Fireplace with Pilotless Ignition | 2023 | Achievable | million_m3 | Before Competition Groups | 4.2629 | 0 | 0 | 72.4169 | 0.058866 | 7 | Residential_2023_Achievable_million_m3_Before Competition Groups_7 | High Efficiency Fireplace with Pilotless Ignition | 5.887% | 0 | 4.2629 | Residential_2023_Achievable_million_m3_Before Competition Groups_High Efficiency Fireplace with Pilotless Ignition
Residential | Res ¦ Wall Insulation | 2023 | Technical | million_m3 | Before Competition Groups | 201.4594 | 0 | 0 | 3504.3615 | 0.057488 | 5 | Residential_2023_Technical_million_m3_Before Competition Groups_5 | Wall Insulation | 5.749% | 0 | 201.4594 | Residential_2023_Technical_million_m3_Before Competition Groups_Wall Insulation
Residential | Res ¦ Building Recommissioning, Operations and Maintenance (O&M) Improvements | 2023 | Achievable | million_m3 | Before Competition Groups | 4.1216 | 0 | 0 | 72.4169 | 0.056915 | 8 | Residential_2023_Achievable_million_m3_Before Competition Groups_8 | Building Recommissioning, Operations and Maintenance (O&M) Improvements | 5.692% | 0 | 4.1216 | Residential_2023_Achievable_million_m3_Before Competition Groups_Building Recommissioning, Operations and Maintenance (O&M) Improvements
Residential | Res ¦ Basement Wall Insulation | 2023 | Economic | million_m3 | Before Competition Groups | 147.9594 | 0 | 0 | 2736.5796 | 0.054067 | 7 | Residential_2023_Economic_million_m3_Before Competition Groups_7 | Basement Wall Insulation | 5.407% | 0 | 147.9594 | Residential_2023_Economic_million_m3_Before Competition Groups_Basement Wall Insulation
Residential | Res ¦ Attic Insulation | 2023 | Technical | million_m3 | Before Competition Groups | 177.8349 | 0 | 0 | 3504.3615 | 0.050747 | 6 | Residential_2023_Technical_million_m3_Before Competition Groups_6 | Attic Insulation | 5.075% | 0 | 177.8349 | Residential_2023_Technical_million_m3_Before Competition Groups_Attic Insulation
Residential | Res ¦ Condensing Boiler | 2023 | Achievable | million_m3 | Before Competition Groups | 3.5599 | 0 | 0 | 72.4169 | 0.049159 | 9 | Residential_2023_Achievable_million_m3_Before Competition Groups_9 | Condensing Boiler | 4.916% | 0 | 3.5599 | Residential_2023_Achievable_million_m3_Before Competition Groups_Condensing Boiler
Residential | Res ¦ DHW Recirculation Systems | 2023 | Technical | million_m3 | Before Competition Groups | 168.6461 | 0 | 0 | 3504.3615 | 0.048125 | 7 | Residential_2023_Technical_million_m3_Before Competition Groups_7 | DHW Recirculation Systems | 4.812% | 0 | 168.6461 | Residential_2023_Technical_million_m3_Before Competition Groups_DHW Recirculation Systems
Residential | Res ¦ Basement or Crawlspace Insulation | 2023 | Technical | million_m3 | Before Competition Groups | 151.1283 | 0 | 0 | 3504.3615 | 0.043126 | 8 | Residential_2023_Technical_million_m3_Before Competition Groups_8 | Basement or Crawlspace Insulation | 4.313% | 0 | 151.1283 | Residential_2023_Technical_million_m3_Before Competition Groups_Basement or Crawlspace Insulation
Residential | Res ¦ Basement Wall Insulation | 2023 | Technical | million_m3 | Before Competition Groups | 147.9594 | 0 | 0 | 3504.3615 | 0.042221 | 9 | Residential_2023_Technical_million_m3_Before Competition Groups_9 | Basement Wall Insulation | 4.222% | 0 | 147.9594 | Residential_2023_Technical_million_m3_Before Competition Groups_Basement Wall Insulation
Residential | Res ¦ Advanced BAS/Controllers | 2023 | Economic | million_m3 | Before Competition Groups | 92.0265 | 0 | 0 | 2736.5796 | 0.033628 | 8 | Residential_2023_Economic_million_m3_Before Competition Groups_8 | Advanced BAS/Controllers | 3.363% | 0 | 92.0265 | Residential_2023_Economic_million_m3_Before Competition Groups_Advanced BAS/Controllers
Residential | Res ¦ Window Film | 2023 | Technical | million_m3 | Before Competition Groups | 103.889 | 0 | 0 | 3504.3615 | 0.029646 | 10 | Residential_2023_Technical_million_m3_Before Competition Groups_10 | Window Film | 2.965% | 0 | 103.889 | Residential_2023_Technical_million_m3_Before Competition Groups_Window Film
Residential | Res ¦ Furnace Tune Up | 2023 | Technical | million_m3 | Before Competition Groups | 100.6502 | 0 | 0 | 3504.3615 | 0.028721 | 11 | Residential_2023_Technical_million_m3_Before Competition Groups_11 | Furnace Tune Up | 2.872% | 0 | 100.6502 | Residential_2023_Technical_million_m3_Before Competition Groups_Furnace Tune Up
Residential | Res ¦ Building Recommissioning, Operations and Maintenance (O&M) Improvements | 2023 | Economic | million_m3 | Before Competition Groups | 76.1424 | 0 | 0 | 2736.5796 | 0.027824 | 9 | Residential_2023_Economic_million_m3_Before Competition Groups_9 | Building Recommissioning, Operations and Maintenance (O&M) Improvements | 2.782% | 0 | 76.1424 | Residential_2023_Economic_million_m3_Before Competition Groups_Building Recommissioning, Operations and Maintenance (O&M) Improvements
Residential | Res ¦ Wall Insulation | 2023 | Achievable | million_m3 | Before Competition Groups | 1.9812 | 0 | 0 | 72.4169 | 0.027358 | 10 | Residential_2023_Achievable_million_m3_Before Competition Groups_10 | Wall Insulation | 2.736% | 0 | 1.9812 | Residential_2023_Achievable_million_m3_Before Competition Groups_Wall Insulation
Residential | Res ¦ Advanced BAS/Controllers | 2023 | Technical | million_m3 | Before Competition Groups | 92.0265 | 0 | 0 | 3504.3615 | 0.026261 | 12 | Residential_2023_Technical_million_m3_Before Competition Groups_12 | Advanced BAS/Controllers | 2.626% | 0 | 92.0265 | Residential_2023_Technical_million_m3_Before Competition Groups_Advanced BAS/Controllers
Residential | Res ¦ Attic Insulation | 2023 | Achievable | million_m3 | Before Competition Groups | 1.75 | 0 | 0 | 72.4169 | 0.024165 | 11 | Residential_2023_Achievable_million_m3_Before Competition Groups_11 | Attic Insulation | 2.416% | 0 | 1.75 | Residential_2023_Achievable_million_m3_Before Competition Groups_Attic Insulation
Residential | Res ¦ Duct Insulation MF | 2023 | Economic | million_m3 | Before Competition Groups | 60.1359 | 0 | 0 | 2736.5796 | 0.021975 | 10 | Residential_2023_Economic_million_m3_Before Competition Groups_10 | Duct Insulation MF | 2.197% | 0 | 60.1359 | Residential_2023_Economic_million_m3_Before Competition Groups_Duct Insulation MF
Residential | Res ¦ Building Recommissioning, Operations and Maintenance (O&M) Improvements | 2023 | Technical | million_m3 | Before Competition Groups | 76.1424 | 0 | 0 | 3504.3615 | 0.021728 | 13 | Residential_2023_Technical_million_m3_Before Competition Groups_13 | Building Recommissioning, Operations and Maintenance (O&M) Improvements | 2.173% | 0 | 76.1424 | Residential_2023_Technical_million_m3_Before Competition Groups_Building Recommissioning, Operations and Maintenance (O&M) Improvements
Residential | Res ¦ Ceiling Insulation | 2023 | Technical | million_m3 | Before Competition Groups | 74.7529 | 0 | 0 | 3504.3615 | 0.021331 | 14 | Residential_2023_Technical_million_m3_Before Competition Groups_14 | Ceiling Insulation | 2.133% | 0 | 74.7529 | Residential_2023_Technical_million_m3_Before Competition Groups_Ceiling Insulation
Residential | Res ¦ Floor Insulation | 2023 | Economic | million_m3 | Before Competition Groups | 57.9953 | 0 | 0 | 2736.5796 | 0.021193 | 11 | Residential_2023_Economic_million_m3_Before Competition Groups_11 | Floor Insulation | 2.119% | 0 | 57.9953 | Residential_2023_Economic_million_m3_Before Competition Groups_Floor Insulation
Residential | Res ¦ Demand Control Ventilation | 2023 | Achievable | million_m3 | Before Competition Groups | 1.5224 | 0 | 0 | 72.4169 | 0.021023 | 12 | Residential_2023_Achievable_million_m3_Before Competition Groups_12 | Demand Control Ventilation | 2.102% | 0 | 1.5224 | Residential_2023_Achievable_million_m3_Before Competition Groups_Demand Control Ventilation
Residential | Res ¦ Basement Wall Insulation | 2023 | Achievable | million_m3 | Before Competition Groups | 1.456 | 0 | 0 | 72.4169 | 0.020106 | 13 | Residential_2023_Achievable_million_m3_Before Competition Groups_13 | Basement Wall Insulation | 2.011% | 0 | 1.456 | Residential_2023_Achievable_million_m3_Before Competition Groups_Basement Wall Insulation
Residential | Res ¦ Duct Insulation | 2023 | Economic | million_m3 | Before Competition Groups | 54.934 | 0 | 0 | 2736.5796 | 0.020074 | 12 | Residential_2023_Economic_million_m3_Before Competition Groups_12 | Duct Insulation | 2.007% | 0 | 54.934 | Residential_2023_Economic_million_m3_Before Competition Groups_Duct Insulation
Residential | Res ¦ Energy Star Windows | 2023 | Achievable | million_m3 | Before Competition Groups | 1.3466 | 0 | 0 | 72.4169 | 0.018595 | 14 | Residential_2023_Achievable_million_m3_Before Competition Groups_14 | Energy Star Windows | 1.86% | 0 | 1.3466 | Residential_2023_Achievable_million_m3_Before Competition Groups_Energy Star Windows
Residential | Res ¦ Condensing Boiler | 2023 | Economic | million_m3 | Before Competition Groups | 48.1678 | 0 | 0 | 2736.5796 | 0.017601 | 13 | Residential_2023_Economic_million_m3_Before Competition Groups_13 | Condensing Boiler | 1.76% | 0 | 48.1678 | Residential_2023_Economic_million_m3_Before Competition Groups_Condensing Boiler
Residential | Res ¦ Duct Insulation MF | 2023 | Technical | million_m3 | Before Competition Groups | 60.1359 | 0 | 0 | 3504.3615 | 0.01716 | 15 | Residential_2023_Technical_million_m3_Before Competition Groups_15 | Duct Insulation MF | 1.716% | 0 | 60.1359 | Residential_2023_Technical_million_m3_Before Competition Groups_Duct Insulation MF
Residential | Res ¦ Floor Insulation | 2023 | Technical | million_m3 | Before Competition Groups | 57.9953 | 0 | 0 | 3504.3615 | 0.016549 | 16 | Residential_2023_Technical_million_m3_Before Competition Groups_16 | Floor Insulation | 1.655% | 0 | 57.9953 | Residential_2023_Technical_million_m3_Before Competition Groups_Floor Insulation
Residential | Res ¦ Duct Insulation | 2023 | Technical | million_m3 | Before Competition Groups | 55.3945 | 0 | 0 | 3504.3615 | 0.015807 | 17 | Residential_2023_Technical_million_m3_Before Competition Groups_17 | Duct Insulation | 1.581% | 0 | 55.3945 | Residential_2023_Technical_million_m3_Before Competition Groups_Duct Insulation
Residential | Res ¦ Demand Control Ventilation | 2023 | Economic | million_m3 | Before Competition Groups | 41.1882 | 0 | 0 | 2736.5796 | 0.015051 | 14 | Residential_2023_Economic_million_m3_Before Competition Groups_14 | Demand Control Ventilation | 1.505% | 0 | 41.1882 | Residential_2023_Economic_million_m3_Before Competition Groups_Demand Control Ventilation
Residential | Res ¦ Condensing Make Up Air Unit | 2023 | Achievable | million_m3 | Before Competition Groups | 1.0284 | 0 | 0 | 72.4169 | 0.014201 | 15 | Residential_2023_Achievable_million_m3_Before Competition Groups_15 | Condensing Make Up Air Unit | 1.42% | 0 | 1.0284 | Residential_2023_Achievable_million_m3_Before Competition Groups_Condensing Make Up Air Unit
Residential | Res ¦ Condensing Boiler | 2023 | Technical | million_m3 | Before Competition Groups | 48.1678 | 0 | 0 | 3504.3615 | 0.013745 | 18 | Residential_2023_Technical_million_m3_Before Competition Groups_18 | Condensing Boiler | 1.375% | 0 | 48.1678 | Residential_2023_Technical_million_m3_Before Competition Groups_Condensing Boiler
Residential | Res ¦ Pool Cover | 2023 | Achievable | million_m3 | Before Competition Groups | 0.9934 | 0 | 0 | 72.4169 | 0.013718 | 16 | Residential_2023_Achievable_million_m3_Before Competition Groups_16 | Pool Cover | 1.372% | 0 | 0.9934 | Residential_2023_Achievable_million_m3_Before Competition Groups_Pool Cover
Residential | Res ¦ Demand Control Ventilation | 2023 | Technical | million_m3 | Before Competition Groups | 41.1882 | 0 | 0 | 3504.3615 | 0.011753 | 19 | Residential_2023_Technical_million_m3_Before Competition Groups_19 | Demand Control Ventilation | 1.175% | 0 | 41.1882 | Residential_2023_Technical_million_m3_Before Competition Groups_Demand Control Ventilation
Residential | Res ¦ Early Hot Water Heater Replacement | 2023 | Technical | million_m3 | Before Competition Groups | 33.0817 | 0 | 0 | 3504.3615 | 0.0094401 | 20 | Residential_2023_Technical_million_m3_Before Competition Groups_20 | Early Hot Water Heater Replacement | 0.944% | 0 | 33.0817 | Residential_2023_Technical_million_m3_Before Competition Groups_Early Hot Water Heater Replacement
Residential | Res ¦ Energy Star Windows | 2023 | Economic | million_m3 | Before Competition Groups | 24.8947 | 0 | 0 | 2736.5796 | 0.009097 | 15 | Residential_2023_Economic_million_m3_Before Competition Groups_15 | Energy Star Windows | 0.9097% | 0 | 24.8947 | Residential_2023_Economic_million_m3_Before Competition Groups_Energy Star Windows
Residential | Res ¦ Duct Insulation MF | 2023 | Achievable | million_m3 | Before Competition Groups | 0.59167 | 0 | 0 | 72.4169 | 0.0081704 | 17 | Residential_2023_Achievable_million_m3_Before Competition Groups_17 | Duct Insulation MF | 0.817% | 0 | 0.59167 | Residential_2023_Achievable_million_m3_Before Competition Groups_Duct Insulation MF
Residential | Res ¦ Drain Water Heat Recovery | 2023 | Technical | million_m3 | Before Competition Groups | 28.2145 | 0 | 0 | 3504.3615 | 0.0080513 | 21 | Residential_2023_Technical_million_m3_Before Competition Groups_21 | Drain Water Heat Recovery | 0.8051% | 0 | 28.2145 | Residential_2023_Technical_million_m3_Before Competition Groups_Drain Water Heat Recovery
Residential | Res ¦ Floor Insulation | 2023 | Achievable | million_m3 | Before Competition Groups | 0.57045 | 0 | 0 | 72.4169 | 0.0078774 | 18 | Residential_2023_Achievable_million_m3_Before Competition Groups_18 | Floor Insulation | 0.7877% | 0 | 0.57045 | Residential_2023_Achievable_million_m3_Before Competition Groups_Floor Insulation
Residential | Res ¦ Duct Insulation | 2023 | Achievable | million_m3 | Before Competition Groups | 0.54041 | 0 | 0 | 72.4169 | 0.0074625 | 19 | Residential_2023_Achievable_million_m3_Before Competition Groups_19 | Duct Insulation | 0.7462% | 0 | 0.54041 | Residential_2023_Achievable_million_m3_Before Competition Groups_Duct Insulation
Residential | Res ¦ Condensing Storage Water Heater | 2023 | Economic | million_m3 | Before Competition Groups | 20.3406 | 0 | 0 | 2736.5796 | 0.0074328 | 16 | Residential_2023_Economic_million_m3_Before Competition Groups_16 | Condensing Storage Water Heater | 0.7433% | 0 | 20.3406 | Residential_2023_Economic_million_m3_Before Competition Groups_Condensing Storage Water Heater
Residential | Res ¦ Pool Cover | 2023 | Economic | million_m3 | Before Competition Groups | 18.358 | 0 | 0 | 2736.5796 | 0.0067084 | 17 | Residential_2023_Economic_million_m3_Before Competition Groups_17 | Pool Cover | 0.6708% | 0 | 18.358 | Residential_2023_Economic_million_m3_Before Competition Groups_Pool Cover
Residential | Res ¦ Water Heater Temperature Setback | 2023 | Achievable | million_m3 | Before Competition Groups | 0.44588 | 0 | 0 | 72.4169 | 0.0061571 | 20 | Residential_2023_Achievable_million_m3_Before Competition Groups_20 | Water Heater Temperature Setback | 0.6157% | 0 | 0.44588 | Residential_2023_Achievable_million_m3_Before Competition Groups_Water Heater Temperature Setback
Residential | Res ¦ Condensing Storage Water Heater | 2023 | Technical | million_m3 | Before Competition Groups | 20.3406 | 0 | 0 | 3504.3615 | 0.0058044 | 22 | Residential_2023_Technical_million_m3_Before Competition Groups_22 | Condensing Storage Water Heater | 0.5804% | 0 | 20.3406 | Residential_2023_Technical_million_m3_Before Competition Groups_Condensing Storage Water Heater
Residential | Res ¦ Pool Cover | 2023 | Technical | million_m3 | Before Competition Groups | 18.358 | 0 | 0 | 3504.3615 | 0.0052386 | 23 | Residential_2023_Technical_million_m3_Before Competition Groups_23 | Pool Cover | 0.5239% | 0 | 18.358 | Residential_2023_Technical_million_m3_Before Competition Groups_Pool Cover
Residential | Res ¦ Condensing Storage Water Heater | 2023 | Achievable | million_m3 | Before Competition Groups | 0.35018 | 0 | 0 | 72.4169 | 0.0048356 | 21 | Residential_2023_Achievable_million_m3_Before Competition Groups_21 | Condensing Storage Water Heater | 0.4836% | 0 | 0.35018 | Residential_2023_Achievable_million_m3_Before Competition Groups_Condensing Storage Water Heater
Residential | Res ¦ Tankless Water Heater | 2023 | Technical | million_m3 | Before Competition Groups | 16.8748 | 0 | 0 | 3504.3615 | 0.0048154 | 24 | Residential_2023_Technical_million_m3_Before Competition Groups_24 | Tankless Water Heater | 0.4815% | 0 | 16.8748 | Residential_2023_Technical_million_m3_Before Competition Groups_Tankless Water Heater
Residential | Res ¦ Basement or Crawlspace Insulation | 2023 | Economic | million_m3 | Before Competition Groups | 12.1327 | 0 | 0 | 2736.5796 | 0.0044335 | 18 | Residential_2023_Economic_million_m3_Before Competition Groups_18 | Basement or Crawlspace Insulation | 0.4434% | 0 | 12.1327 | Residential_2023_Economic_million_m3_Before Competition Groups_Basement or Crawlspace Insulation
Residential | Res ¦ High Efficiency Condensing Furnace | 2023 | Economic | million_m3 | Before Competition Groups | 10.6765 | 0 | 0 | 2736.5796 | 0.0039014 | 19 | Residential_2023_Economic_million_m3_Before Competition Groups_19 | High Efficiency Condensing Furnace | 0.3901% | 0 | 10.6765 | Residential_2023_Economic_million_m3_Before Competition Groups_High Efficiency Condensing Furnace
Residential | Res ¦ High Efficiency Fireplace with Pilotless Ignition | 2023 | Economic | million_m3 | Before Competition Groups | 10.2411 | 0 | 0 | 2736.5796 | 0.0037423 | 20 | Residential_2023_Economic_million_m3_Before Competition Groups_20 | High Efficiency Fireplace with Pilotless Ignition | 0.3742% | 0 | 10.2411 | Residential_2023_Economic_million_m3_Before Competition Groups_High Efficiency Fireplace with Pilotless Ignition
Residential | Res ¦ Wall Insulation MF | 2023 | Economic | million_m3 | Before Competition Groups | 9.309 | 0 | 0 | 2736.5796 | 0.0034017 | 21 | Residential_2023_Economic_million_m3_Before Competition Groups_21 | Wall Insulation MF | 0.3402% | 0 | 9.309 | Residential_2023_Economic_million_m3_Before Competition Groups_Wall Insulation MF
Residential | Res ¦ Heat Recovery Ventilator | 2023 | Economic | million_m3 | Before Competition Groups | 9.2435 | 0 | 0 | 2736.5796 | 0.0033778 | 22 | Residential_2023_Economic_million_m3_Before Competition Groups_22 | Heat Recovery Ventilator | 0.3378% | 0 | 9.2435 | Residential_2023_Economic_million_m3_Before Competition Groups_Heat Recovery Ventilator
Residential | Res ¦ High Efficiency Storage Water Heater | 2023 | Technical | million_m3 | Before Competition Groups | 11.2008 | 0 | 0 | 3504.3615 | 0.0031962 | 25 | Residential_2023_Technical_million_m3_Before Competition Groups_25 | High Efficiency Storage Water Heater | 0.3196% | 0 | 11.2008 | Residential_2023_Technical_million_m3_Before Competition Groups_High Efficiency Storage Water Heater
Residential | Res ¦ High Efficiency Condensing Furnace | 2023 | Technical | million_m3 | Before Competition Groups | 10.7075 | 0 | 0 | 3504.3615 | 0.0030555 | 26 | Residential_2023_Technical_million_m3_Before Competition Groups_26 | High Efficiency Condensing Furnace | 0.3055% | 0 | 10.7075 | Residential_2023_Technical_million_m3_Before Competition Groups_High Efficiency Condensing Furnace
Residential | Res ¦ Water Heater Temperature Setback | 2023 | Economic | million_m3 | Before Competition Groups | 8.2377 | 0 | 0 | 2736.5796 | 0.0030102 | 23 | Residential_2023_Economic_million_m3_Before Competition Groups_23 | Water Heater Temperature Setback | 0.301% | 0 | 8.2377 | Residential_2023_Economic_million_m3_Before Competition Groups_Water Heater Temperature Setback
Residential | Res ¦ High Efficiency Fireplace with Pilotless Ignition | 2023 | Technical | million_m3 | Before Competition Groups | 10.2411 | 0 | 0 | 3504.3615 | 0.0029224 | 27 | Residential_2023_Technical_million_m3_Before Competition Groups_27 | High Efficiency Fireplace with Pilotless Ignition | 0.2922% | 0 | 10.2411 | Residential_2023_Technical_million_m3_Before Competition Groups_High Efficiency Fireplace with Pilotless Ignition
Residential | Res ¦ Wall Insulation MF | 2023 | Technical | million_m3 | Before Competition Groups | 9.309 | 0 | 0 | 3504.3615 | 0.0026564 | 28 | Residential_2023_Technical_million_m3_Before Competition Groups_28 | Wall Insulation MF | 0.2656% | 0 | 9.309 | Residential_2023_Technical_million_m3_Before Competition Groups_Wall Insulation MF
Residential | Res ¦ Heat Recovery Ventilator | 2023 | Technical | million_m3 | Before Competition Groups | 9.2435 | 0 | 0 | 3504.3615 | 0.0026377 | 29 | Residential_2023_Technical_million_m3_Before Competition Groups_29 | Heat Recovery Ventilator | 0.2638% | 0 | 9.2435 | Residential_2023_Technical_million_m3_Before Competition Groups_Heat Recovery Ventilator
Residential | Res ¦ Condensing Make Up Air Unit | 2023 | Economic | million_m3 | Before Competition Groups | 7.0154 | 0 | 0 | 2736.5796 | 0.0025636 | 24 | Residential_2023_Economic_million_m3_Before Competition Groups_24 | Condensing Make Up Air Unit | 0.2564% | 0 | 7.0154 | Residential_2023_Economic_million_m3_Before Competition Groups_Condensing Make Up Air Unit
Residential | Res ¦ Water Heater Temperature Setback | 2023 | Technical | million_m3 | Before Competition Groups | 8.2377 | 0 | 0 | 3504.3615 | 0.0023507 | 30 | Residential_2023_Technical_million_m3_Before Competition Groups_30 | Water Heater Temperature Setback | 0.2351% | 0 | 8.2377 | Residential_2023_Technical_million_m3_Before Competition Groups_Water Heater Temperature Setback
Residential | Res ¦ Condensing Make Up Air Unit | 2023 | Technical | million_m3 | Before Competition Groups | 7.0154 | 0 | 0 | 3504.3615 | 0.0020019 | 31 | Residential_2023_Technical_million_m3_Before Competition Groups_31 | Condensing Make Up Air Unit | 0.2002% | 0 | 7.0154 | Residential_2023_Technical_million_m3_Before Competition Groups_Condensing Make Up Air Unit
Residential | Res ¦ Basement or Crawlspace Insulation | 2023 | Achievable | million_m3 | Before Competition Groups | 0.11932 | 0 | 0 | 72.4169 | 0.0016477 | 22 | Residential_2023_Achievable_million_m3_Before Competition Groups_22 | Basement or Crawlspace Insulation | 0.1648% | 0 | 0.11932 | Residential_2023_Achievable_million_m3_Before Competition Groups_Basement or Crawlspace Insulation
Residential | Res ¦ Solar Water Heating System | 2023 | Technical | million_m3 | Before Competition Groups | 4.9723 | 0 | 0 | 3504.3615 | 0.0014189 | 32 | Residential_2023_Technical_million_m3_Before Competition Groups_32 | Solar Water Heating System | 0.1419% | 0 | 4.9723 | Residential_2023_Technical_million_m3_Before Competition Groups_Solar Water Heating System
Residential | Res ¦ Energy Star Clothes Washer | 2023 | Achievable | million_m3 | Before Competition Groups | 0.10137 | 0 | 0 | 72.4169 | 0.0013998 | 23 | Residential_2023_Achievable_million_m3_Before Competition Groups_23 | Energy Star Clothes Washer | 0.14% | 0 | 0.10137 | Residential_2023_Achievable_million_m3_Before Competition Groups_Energy Star Clothes Washer
Residential | Res ¦ Wall Insulation MF | 2023 | Achievable | million_m3 | Before Competition Groups | 0.091616 | 0 | 0 | 72.4169 | 0.0012651 | 24 | Residential_2023_Achievable_million_m3_Before Competition Groups_24 | Wall Insulation MF | 0.1265% | 0 | 0.091616 | Residential_2023_Achievable_million_m3_Before Competition Groups_Wall Insulation MF
Residential | Res ¦ Clothes Drying Racks | 2023 | Achievable | million_m3 | Before Competition Groups | 0.076423 | 0 | 0 | 72.4169 | 0.0010553 | 25 | Residential_2023_Achievable_million_m3_Before Competition Groups_25 | Clothes Drying Racks | 0.1055% | 0 | 0.076423 | Residential_2023_Achievable_million_m3_Before Competition Groups_Clothes Drying Racks
Residential | Res ¦ Home Energy Reports | 2023 | Achievable | million_m3 | Before Competition Groups | 0.074801 | 0 | 0 | 72.4169 | 0.0010329 | 26 | Residential_2023_Achievable_million_m3_Before Competition Groups_26 | Home Energy Reports | 0.1033% | 0 | 0.074801 | Residential_2023_Achievable_million_m3_Before Competition Groups_Home Energy Reports
Residential | Res ¦ Heat Recovery Ventilator | 2023 | Achievable | million_m3 | Before Competition Groups | 0.069005 | 0 | 0 | 72.4169 | 0.00095289 | 27 | Residential_2023_Achievable_million_m3_Before Competition Groups_27 | Heat Recovery Ventilator | 0.09529% | 0 | 0.069005 | Residential_2023_Achievable_million_m3_Before Competition Groups_Heat Recovery Ventilator
Residential | Res ¦ Minimize Hot and Warm Clothes Wash | 2023 | Achievable | million_m3 | Before Competition Groups | 0.045414 | 0 | 0 | 72.4169 | 0.00062712 | 28 | Residential_2023_Achievable_million_m3_Before Competition Groups_28 | Minimize Hot and Warm Clothes Wash | 0.06271% | 0 | 0.045414 | Residential_2023_Achievable_million_m3_Before Competition Groups_Minimize Hot and Warm Clothes Wash
Residential | Res ¦ Home Energy Reports | 2023 | Technical | million_m3 | Before Competition Groups | 1.9537 | 0 | 0 | 3504.3615 | 0.0005575 | 33 | Residential_2023_Technical_million_m3_Before Competition Groups_33 | Home Energy Reports | 0.05575% | 0 | 1.9537 | Residential_2023_Technical_million_m3_Before Competition Groups_Home Energy Reports
Residential | Res ¦ Home Energy Reports | 2023 | Economic | million_m3 | Before Competition Groups | 1.496 | 0 | 0 | 2736.5796 | 0.00054667 | 25 | Residential_2023_Economic_million_m3_Before Competition Groups_25 | Home Energy Reports | 0.05467% | 0 | 1.496 | Residential_2023_Economic_million_m3_Before Competition Groups_Home Energy Reports
Residential | Res ¦ High Efficiency Gas Pool Heater | 2023 | Technical | million_m3 | Before Competition Groups | 1.8957 | 0 | 0 | 3504.3615 | 0.00054096 | 34 | Residential_2023_Technical_million_m3_Before Competition Groups_34 | High Efficiency Gas Pool Heater | 0.0541% | 0 | 1.8957 | Residential_2023_Technical_million_m3_Before Competition Groups_High Efficiency Gas Pool Heater
Residential | Res ¦ Clothes Drying Racks | 2023 | Economic | million_m3 | Before Competition Groups | 1.4146 | 0 | 0 | 2736.5796 | 0.00051694 | 26 | Residential_2023_Economic_million_m3_Before Competition Groups_26 | Clothes Drying Racks | 0.05169% | 0 | 1.4146 | Residential_2023_Economic_million_m3_Before Competition Groups_Clothes Drying Racks
Residential | Res ¦ Minimize Hot and Warm Clothes Wash | 2023 | Economic | million_m3 | Before Competition Groups | 1.2292 | 0 | 0 | 2736.5796 | 0.00044919 | 27 | Residential_2023_Economic_million_m3_Before Competition Groups_27 | Minimize Hot and Warm Clothes Wash | 0.04492% | 0 | 1.2292 | Residential_2023_Economic_million_m3_Before Competition Groups_Minimize Hot and Warm Clothes Wash
Residential | Res ¦ Clothes Drying Racks | 2023 | Technical | million_m3 | Before Competition Groups | 1.4146 | 0 | 0 | 3504.3615 | 0.00040368 | 35 | Residential_2023_Technical_million_m3_Before Competition Groups_35 | Clothes Drying Racks | 0.04037% | 0 | 1.4146 | Residential_2023_Technical_million_m3_Before Competition Groups_Clothes Drying Racks
Residential | Res ¦ Minimize Hot and Warm Clothes Wash | 2023 | Technical | million_m3 | Before Competition Groups | 1.2292 | 0 | 0 | 3504.3615 | 0.00035078 | 36 | Residential_2023_Technical_million_m3_Before Competition Groups_36 | Minimize Hot and Warm Clothes Wash | 0.03508% | 0 | 1.2292 | Residential_2023_Technical_million_m3_Before Competition Groups_Minimize Hot and Warm Clothes Wash
Residential | Res ¦ Energy Star Clothes Dryer | 2023 | Technical | million_m3 | Before Competition Groups | 0.20119 | 0 | 0 | 3504.3615 | 5.7413e-05 | 37 | Residential_2023_Technical_million_m3_Before Competition Groups_37 | Energy Star Clothes Dryer | 0.005741% | 0 | 0.20119 | Residential_2023_Technical_million_m3_Before Competition Groups_Energy Star Clothes Dryer
Residential | Res ¦ Energy Star Clothes Washer | 2023 | Economic | million_m3 | Before Competition Groups | 0.11853 | 0 | 0 | 2736.5796 | 4.3312e-05 | 28 | Residential_2023_Economic_million_m3_Before Competition Groups_28 | Energy Star Clothes Washer | 0.004331% | 0 | 0.11853 | Residential_2023_Economic_million_m3_Before Competition Groups_Energy Star Clothes Washer
Residential | Res ¦ Solar Water Preheat (Pools/DHW) | 2023 | Technical | million_m3 | Before Competition Groups | 0.14672 | 0 | 0 | 3504.3615 | 4.1867e-05 | 38 | Residential_2023_Technical_million_m3_Before Competition Groups_38 | Solar Water Preheat (Pools/DHW) | 0.004187% | 0 | 0.14672 | Residential_2023_Technical_million_m3_Before Competition Groups_Solar Water Preheat (Pools/DHW)
Residential | Res ¦ Energy Star Clothes Washer | 2023 | Technical | million_m3 | Before Competition Groups | 0.11853 | 0 | 0 | 3504.3615 | 3.3823e-05 | 39 | Residential_2023_Technical_million_m3_Before Competition Groups_39 | Energy Star Clothes Washer | 0.003382% | 0 | 0.11853 | Residential_2023_Technical_million_m3_Before Competition Groups_Energy Star Clothes Washer
Residential | Res ¦ Ceiling Insulation | 2023 | Achievable | million_m3 | Before Competition Groups | 0 | 0 | 0 | 72.4169 | 0 | 29 | Residential_2023_Achievable_million_m3_Before Competition Groups_29 | Ceiling Insulation | 0% | 0 | 0 | Residential_2023_Achievable_million_m3_Before Competition Groups_Ceiling Insulation
Residential | Res ¦ Ceiling Insulation | 2023 | Economic | million_m3 | Before Competition Groups | 0 | 0 | 0 | 2736.5796 | 0 | 29 | Residential_2023_Economic_million_m3_Before Competition Groups_29 | Ceiling Insulation | 0% | 0 | 0 | Residential_2023_Economic_million_m3_Before Competition Groups_Ceiling Insulation
Residential | Res ¦ Drain Water Heat Recovery | 2023 | Achievable | million_m3 | Before Competition Groups | 0 | 0 | 0 | 72.4169 | 0 | 30 | Residential_2023_Achievable_million_m3_Before Competition Groups_30 | Drain Water Heat Recovery | 0% | 0 | 0 | Residential_2023_Achievable_million_m3_Before Competition Groups_Drain Water Heat Recovery
Residential | Res ¦ Drain Water Heat Recovery | 2023 | Economic | million_m3 | Before Competition Groups | 0 | 0 | 0 | 2736.5796 | 0 | 30 | Residential_2023_Economic_million_m3_Before Competition Groups_30 | Drain Water Heat Recovery | 0% | 0 | 0 | Residential_2023_Economic_million_m3_Before Competition Groups_Drain Water Heat Recovery
Residential | Res ¦ Furnace Tune Up | 2023 | Achievable | million_m3 | Before Competition Groups | 0 | 0 | 0 | 72.4169 | 0 | 31 | Residential_2023_Achievable_million_m3_Before Competition Groups_31 | Furnace Tune Up | 0% | 0 | 0 | Residential_2023_Achievable_million_m3_Before Competition Groups_Furnace Tune Up
Residential | Res ¦ Furnace Tune Up | 2023 | Economic | million_m3 | Before Competition Groups | 0 | 0 | 0 | 2736.5796 | 0 | 31 | Residential_2023_Economic_million_m3_Before Competition Groups_31 | Furnace Tune Up | 0% | 0 | 0 | Residential_2023_Economic_million_m3_Before Competition Groups_Furnace Tune Up
Residential | Res ¦ High Efficiency Storage Water Heater | 2023 | Achievable | million_m3 | Before Competition Groups | 0 | 0 | 0 | 72.4169 | 0 | 32 | Residential_2023_Achievable_million_m3_Before Competition Groups_32 | High Efficiency Storage Water Heater | 0% | 0 | 0 | Residential_2023_Achievable_million_m3_Before Competition Groups_High Efficiency Storage Water Heater
Residential | Res ¦ High Efficiency Storage Water Heater | 2023 | Economic | million_m3 | Before Competition Groups | 0 | 0 | 0 | 2736.5796 | 0 | 32 | Residential_2023_Economic_million_m3_Before Competition Groups_32 | High Efficiency Storage Water Heater | 0% | 0 | 0 | Residential_2023_Economic_million_m3_Before Competition Groups_High Efficiency Storage Water Heater
Residential | Res ¦ Tankless Water Heater | 2023 | Achievable | million_m3 | Before Competition Groups | 0 | 0 | 0 | 72.4169 | 0 | 33 | Residential_2023_Achievable_million_m3_Before Competition Groups_33 | Tankless Water Heater | 0% | 0 | 0 | Residential_2023_Achievable_million_m3_Before Competition Groups_Tankless Water Heater
Residential | Res ¦ Tankless Water Heater | 2023 | Economic | million_m3 | Before Competition Groups | 0 | 0 | 0 | 2736.5796 | 0 | 33 | Residential_2023_Economic_million_m3_Before Competition Groups_33 | Tankless Water Heater | 0% | 0 | 0 | Residential_2023_Economic_million_m3_Before Competition Groups_Tankless Water Heater
Residential | Res ¦ Air Sealing | 2024 | Economic | million_m3 | Before Competition Groups | 716.7658 | 0 | 0 | 2769.6182 | 0.2588 | 1 | Residential_2024_Economic_million_m3_Before Competition Groups_1 | Air Sealing | 25.88% | 0 | 716.7658 | Residential_2024_Economic_million_m3_Before Competition Groups_Air Sealing
Residential | Res ¦ Air Sealing | 2024 | Technical | million_m3 | Before Competition Groups | 716.7658 | 0 | 0 | 3559.3138 | 0.20138 | 1 | Residential_2024_Technical_million_m3_Before Competition Groups_1 | Air Sealing | 20.14% | 0 | 716.7658 | Residential_2024_Technical_million_m3_Before Competition Groups_Air Sealing
Residential | Res ¦ Adaptive Thermostat | 2024 | Economic | million_m3 | Before Competition Groups | 526.3022 | 0 | 0 | 2769.6182 | 0.19003 | 2 | Residential_2024_Economic_million_m3_Before Competition Groups_2 | Adaptive Thermostat | 19% | 0 | 526.3022 | Residential_2024_Economic_million_m3_Before Competition Groups_Adaptive Thermostat
Residential | Res ¦ Comprehensive Draft Proofing | 2024 | Achievable | million_m3 | Before Competition Groups | 25.9295 | 0 | 0 | 155.4947 | 0.16675 | 1 | Residential_2024_Achievable_million_m3_Before Competition Groups_1 | Comprehensive Draft Proofing | 16.68% | 0 | 25.9295 | Residential_2024_Achievable_million_m3_Before Competition Groups_Comprehensive Draft Proofing
Residential | Res ¦ Adaptive Thermostat | 2024 | Technical | million_m3 | Before Competition Groups | 526.3022 | 0 | 0 | 3559.3138 | 0.14787 | 2 | Residential_2024_Technical_million_m3_Before Competition Groups_2 | Adaptive Thermostat | 14.79% | 0 | 526.3022 | Residential_2024_Technical_million_m3_Before Competition Groups_Adaptive Thermostat
Residential | Res ¦ DHW Recirculation Systems | 2024 | Achievable | million_m3 | Before Competition Groups | 19.8072 | 0 | 0 | 155.4947 | 0.12738 | 2 | Residential_2024_Achievable_million_m3_Before Competition Groups_2 | DHW Recirculation Systems | 12.74% | 0 | 19.8072 | Residential_2024_Achievable_million_m3_Before Competition Groups_DHW Recirculation Systems
Residential | Res ¦ Adaptive Thermostat | 2024 | Achievable | million_m3 | Before Competition Groups | 17.1313 | 0 | 0 | 155.4947 | 0.11017 | 3 | Residential_2024_Achievable_million_m3_Before Competition Groups_3 | Adaptive Thermostat | 11.02% | 0 | 17.1313 | Residential_2024_Achievable_million_m3_Before Competition Groups_Adaptive Thermostat
Residential | Res ¦ Air Sealing | 2024 | Achievable | million_m3 | Before Competition Groups | 15.0356 | 0 | 0 | 155.4947 | 0.096695 | 4 | Residential_2024_Achievable_million_m3_Before Competition Groups_4 | Air Sealing | 9.67% | 0 | 15.0356 | Residential_2024_Achievable_million_m3_Before Competition Groups_Air Sealing
Residential | Res ¦ Comprehensive Draft Proofing | 2024 | Economic | million_m3 | Before Competition Groups | 217.1615 | 0 | 0 | 2769.6182 | 0.078408 | 3 | Residential_2024_Economic_million_m3_Before Competition Groups_3 | Comprehensive Draft Proofing | 7.841% | 0 | 217.1615 | Residential_2024_Economic_million_m3_Before Competition Groups_Comprehensive Draft Proofing
Residential | Res ¦ High Efficiency Condensing Furnace | 2024 | Achievable | million_m3 | Before Competition Groups | 11.9637 | 0 | 0 | 155.4947 | 0.07694 | 5 | Residential_2024_Achievable_million_m3_Before Competition Groups_5 | High Efficiency Condensing Furnace | 7.694% | 0 | 11.9637 | Residential_2024_Achievable_million_m3_Before Competition Groups_High Efficiency Condensing Furnace
Residential | Res ¦ Energy Star Windows | 2024 | Technical | million_m3 | Before Competition Groups | 272.4777 | 0 | 0 | 3559.3138 | 0.076553 | 3 | Residential_2024_Technical_million_m3_Before Competition Groups_3 | Energy Star Windows | 7.655% | 0 | 272.4777 | Residential_2024_Technical_million_m3_Before Competition Groups_Energy Star Windows
Residential | Res ¦ Wall Insulation | 2024 | Economic | million_m3 | Before Competition Groups | 198.2763 | 0 | 0 | 2769.6182 | 0.07159 | 4 | Residential_2024_Economic_million_m3_Before Competition Groups_4 | Wall Insulation | 7.159% | 0 | 198.2763 | Residential_2024_Economic_million_m3_Before Competition Groups_Wall Insulation
Residential | Res ¦ Advanced BAS/Controllers | 2024 | Achievable | million_m3 | Before Competition Groups | 10.8143 | 0 | 0 | 155.4947 | 0.069548 | 6 | Residential_2024_Achievable_million_m3_Before Competition Groups_6 | Advanced BAS/Controllers | 6.955% | 0 | 10.8143 | Residential_2024_Achievable_million_m3_Before Competition Groups_Advanced BAS/Controllers
Residential | Res ¦ Attic Insulation | 2024 | Economic | million_m3 | Before Competition Groups | 175.0252 | 0 | 0 | 2769.6182 | 0.063195 | 5 | Residential_2024_Economic_million_m3_Before Competition Groups_5 | Attic Insulation | 6.319% | 0 | 175.0252 | Residential_2024_Economic_million_m3_Before Competition Groups_Attic Insulation
Residential | Res ¦ Comprehensive Draft Proofing | 2024 | Technical | million_m3 | Before Competition Groups | 217.1615 | 0 | 0 | 3559.3138 | 0.061012 | 4 | Residential_2024_Technical_million_m3_Before Competition Groups_4 | Comprehensive Draft Proofing | 6.101% | 0 | 217.1615 | Residential_2024_Technical_million_m3_Before Competition Groups_Comprehensive Draft Proofing
Residential | Res ¦ DHW Recirculation Systems | 2024 | Economic | million_m3 | Before Competition Groups | 165.9815 | 0 | 0 | 2769.6182 | 0.059929 | 6 | Residential_2024_Economic_million_m3_Before Competition Groups_6 | DHW Recirculation Systems | 5.993% | 0 | 165.9815 | Residential_2024_Economic_million_m3_Before Competition Groups_DHW Recirculation Systems
Residential | Res ¦ High Efficiency Fireplace with Pilotless Ignition | 2024 | Achievable | million_m3 | Before Competition Groups | 9.0112 | 0 | 0 | 155.4947 | 0.057952 | 7 | Residential_2024_Achievable_million_m3_Before Competition Groups_7 | High Efficiency Fireplace with Pilotless Ignition | 5.795% | 0 | 9.0112 | Residential_2024_Achievable_million_m3_Before Competition Groups_High Efficiency Fireplace with Pilotless Ignition
Residential | Res ¦ Building Recommissioning, Operations and Maintenance (O&M) Improvements | 2024 | Achievable | million_m3 | Before Competition Groups | 8.9479 | 0 | 0 | 155.4947 | 0.057544 | 8 | Residential_2024_Achievable_million_m3_Before Competition Groups_8 | Building Recommissioning, Operations and Maintenance (O&M) Improvements | 5.754% | 0 | 8.9479 | Residential_2024_Achievable_million_m3_Before Competition Groups_Building Recommissioning, Operations and Maintenance (O&M) Improvements
Residential | Res ¦ Wall Insulation | 2024 | Technical | million_m3 | Before Competition Groups | 198.2763 | 0 | 0 | 3559.3138 | 0.055706 | 5 | Residential_2024_Technical_million_m3_Before Competition Groups_5 | Wall Insulation | 5.571% | 0 | 198.2763 | Residential_2024_Technical_million_m3_Before Competition Groups_Wall Insulation
Residential | Res ¦ Basement Wall Insulation | 2024 | Economic | million_m3 | Before Competition Groups | 145.6216 | 0 | 0 | 2769.6182 | 0.052578 | 7 | Residential_2024_Economic_million_m3_Before Competition Groups_7 | Basement Wall Insulation | 5.258% | 0 | 145.6216 | Residential_2024_Economic_million_m3_Before Competition Groups_Basement Wall Insulation
Residential | Res ¦ Condensing Boiler | 2024 | Achievable | million_m3 | Before Competition Groups | 7.8913 | 0 | 0 | 155.4947 | 0.05075 | 9 | Residential_2024_Achievable_million_m3_Before Competition Groups_9 | Condensing Boiler | 5.075% | 0 | 7.8913 | Residential_2024_Achievable_million_m3_Before Competition Groups_Condensing Boiler
Residential | Res ¦ Attic Insulation | 2024 | Technical | million_m3 | Before Competition Groups | 175.0252 | 0 | 0 | 3559.3138 | 0.049174 | 6 | Residential_2024_Technical_million_m3_Before Competition Groups_6 | Attic Insulation | 4.917% | 0 | 175.0252 | Residential_2024_Technical_million_m3_Before Competition Groups_Attic Insulation
Residential | Res ¦ DHW Recirculation Systems | 2024 | Technical | million_m3 | Before Competition Groups | 165.9815 | 0 | 0 | 3559.3138 | 0.046633 | 7 | Residential_2024_Technical_million_m3_Before Competition Groups_7 | DHW Recirculation Systems | 4.663% | 0 | 165.9815 | Residential_2024_Technical_million_m3_Before Competition Groups_DHW Recirculation Systems
Residential | Res ¦ Basement or Crawlspace Insulation | 2024 | Technical | million_m3 | Before Competition Groups | 148.7405 | 0 | 0 | 3559.3138 | 0.041789 | 8 | Residential_2024_Technical_million_m3_Before Competition Groups_8 | Basement or Crawlspace Insulation | 4.179% | 0 | 148.7405 | Residential_2024_Technical_million_m3_Before Competition Groups_Basement or Crawlspace Insulation
Residential | Res ¦ Basement Wall Insulation | 2024 | Technical | million_m3 | Before Competition Groups | 145.6216 | 0 | 0 | 3559.3138 | 0.040913 | 9 | Residential_2024_Technical_million_m3_Before Competition Groups_9 | Basement Wall Insulation | 4.091% | 0 | 145.6216 | Residential_2024_Technical_million_m3_Before Competition Groups_Basement Wall Insulation
Residential | Res ¦ Advanced BAS/Controllers | 2024 | Economic | million_m3 | Before Competition Groups | 90.5725 | 0 | 0 | 2769.6182 | 0.032702 | 8 | Residential_2024_Economic_million_m3_Before Competition Groups_8 | Advanced BAS/Controllers | 3.27% | 0 | 90.5725 | Residential_2024_Economic_million_m3_Before Competition Groups_Advanced BAS/Controllers
Residential | Res ¦ Window Film | 2024 | Technical | million_m3 | Before Competition Groups | 102.2475 | 0 | 0 | 3559.3138 | 0.028727 | 10 | Residential_2024_Technical_million_m3_Before Competition Groups_10 | Window Film | 2.873% | 0 | 102.2475 | Residential_2024_Technical_million_m3_Before Competition Groups_Window Film
Residential | Res ¦ Furnace Tune Up | 2024 | Technical | million_m3 | Before Competition Groups | 99.0599 | 0 | 0 | 3559.3138 | 0.027831 | 11 | Residential_2024_Technical_million_m3_Before Competition Groups_11 | Furnace Tune Up | 2.783% | 0 | 99.0599 | Residential_2024_Technical_million_m3_Before Competition Groups_Furnace Tune Up
Residential | Res ¦ Building Recommissioning, Operations and Maintenance (O&M) Improvements | 2024 | Economic | million_m3 | Before Competition Groups | 74.9394 | 0 | 0 | 2769.6182 | 0.027058 | 9 | Residential_2024_Economic_million_m3_Before Competition Groups_9 | Building Recommissioning, Operations and Maintenance (O&M) Improvements | 2.706% | 0 | 74.9394 | Residential_2024_Economic_million_m3_Before Competition Groups_Building Recommissioning, Operations and Maintenance (O&M) Improvements
Residential | Res ¦ Wall Insulation | 2024 | Achievable | million_m3 | Before Competition Groups | 4.1565 | 0 | 0 | 155.4947 | 0.026731 | 10 | Residential_2024_Achievable_million_m3_Before Competition Groups_10 | Wall Insulation | 2.673% | 0 | 4.1565 | Residential_2024_Achievable_million_m3_Before Competition Groups_Wall Insulation
Residential | Res ¦ Advanced BAS/Controllers | 2024 | Technical | million_m3 | Before Competition Groups | 90.5725 | 0 | 0 | 3559.3138 | 0.025447 | 12 | Residential_2024_Technical_million_m3_Before Competition Groups_12 | Advanced BAS/Controllers | 2.545% | 0 | 90.5725 | Residential_2024_Technical_million_m3_Before Competition Groups_Advanced BAS/Controllers
Residential | Res ¦ Attic Insulation | 2024 | Achievable | million_m3 | Before Competition Groups | 3.6715 | 0 | 0 | 155.4947 | 0.023612 | 11 | Residential_2024_Achievable_million_m3_Before Competition Groups_11 | Attic Insulation | 2.361% | 0 | 3.6715 | Residential_2024_Achievable_million_m3_Before Competition Groups_Attic Insulation
Residential | Res ¦ Duct Insulation MF | 2024 | Economic | million_m3 | Before Competition Groups | 59.1858 | 0 | 0 | 2769.6182 | 0.02137 | 10 | Residential_2024_Economic_million_m3_Before Competition Groups_10 | Duct Insulation MF | 2.137% | 0 | 59.1858 | Residential_2024_Economic_million_m3_Before Competition Groups_Duct Insulation MF
Residential | Res ¦ Building Recommissioning, Operations and Maintenance (O&M) Improvements | 2024 | Technical | million_m3 | Before Competition Groups | 74.9394 | 0 | 0 | 3559.3138 | 0.021054 | 13 | Residential_2024_Technical_million_m3_Before Competition Groups_13 | Building Recommissioning, Operations and Maintenance (O&M) Improvements | 2.105% | 0 | 74.9394 | Residential_2024_Technical_million_m3_Before Competition Groups_Building Recommissioning, Operations and Maintenance (O&M) Improvements
Residential | Res ¦ Demand Control Ventilation | 2024 | Achievable | million_m3 | Before Competition Groups | 3.2214 | 0 | 0 | 155.4947 | 0.020717 | 12 | Residential_2024_Achievable_million_m3_Before Competition Groups_12 | Demand Control Ventilation | 2.072% | 0 | 3.2214 | Residential_2024_Achievable_million_m3_Before Competition Groups_Demand Control Ventilation
Residential | Res ¦ Ceiling Insulation | 2024 | Technical | million_m3 | Before Competition Groups | 73.5719 | 0 | 0 | 3559.3138 | 0.02067 | 14 | Residential_2024_Technical_million_m3_Before Competition Groups_14 | Ceiling Insulation | 2.067% | 0 | 73.5719 | Residential_2024_Technical_million_m3_Before Competition Groups_Ceiling Insulation
Residential | Res ¦ Floor Insulation | 2024 | Economic | million_m3 | Before Competition Groups | 57.079 | 0 | 0 | 2769.6182 | 0.020609 | 11 | Residential_2024_Economic_million_m3_Before Competition Groups_11 | Floor Insulation | 2.061% | 0 | 57.079 | Residential_2024_Economic_million_m3_Before Competition Groups_Floor Insulation
Residential | Res ¦ Condensing Boiler | 2024 | Economic | million_m3 | Before Competition Groups | 56.8897 | 0 | 0 | 2769.6182 | 0.020541 | 12 | Residential_2024_Economic_million_m3_Before Competition Groups_12 | Condensing Boiler | 2.054% | 0 | 56.8897 | Residential_2024_Economic_million_m3_Before Competition Groups_Condensing Boiler
Residential | Res ¦ Duct Insulation | 2024 | Economic | million_m3 | Before Competition Groups | 54.5193 | 0 | 0 | 2769.6182 | 0.019685 | 13 | Residential_2024_Economic_million_m3_Before Competition Groups_13 | Duct Insulation | 1.968% | 0 | 54.5193 | Residential_2024_Economic_million_m3_Before Competition Groups_Duct Insulation
Residential | Res ¦ Basement Wall Insulation | 2024 | Achievable | million_m3 | Before Competition Groups | 3.0549 | 0 | 0 | 155.4947 | 0.019646 | 13 | Residential_2024_Achievable_million_m3_Before Competition Groups_13 | Basement Wall Insulation | 1.965% | 0 | 3.0549 | Residential_2024_Achievable_million_m3_Before Competition Groups_Basement Wall Insulation
Residential | Res ¦ Energy Star Windows | 2024 | Achievable | million_m3 | Before Competition Groups | 2.9233 | 0 | 0 | 155.4947 | 0.0188 | 14 | Residential_2024_Achievable_million_m3_Before Competition Groups_14 | Energy Star Windows | 1.88% | 0 | 2.9233 | Residential_2024_Achievable_million_m3_Before Competition Groups_Energy Star Windows
Residential | Res ¦ Duct Insulation MF | 2024 | Technical | million_m3 | Before Competition Groups | 59.1858 | 0 | 0 | 3559.3138 | 0.016628 | 15 | Residential_2024_Technical_million_m3_Before Competition Groups_15 | Duct Insulation MF | 1.663% | 0 | 59.1858 | Residential_2024_Technical_million_m3_Before Competition Groups_Duct Insulation MF
Residential | Res ¦ Floor Insulation | 2024 | Technical | million_m3 | Before Competition Groups | 57.079 | 0 | 0 | 3559.3138 | 0.016037 | 16 | Residential_2024_Technical_million_m3_Before Competition Groups_16 | Floor Insulation | 1.604% | 0 | 57.079 | Residential_2024_Technical_million_m3_Before Competition Groups_Floor Insulation
Residential | Res ¦ Condensing Boiler | 2024 | Technical | million_m3 | Before Competition Groups | 56.8897 | 0 | 0 | 3559.3138 | 0.015983 | 17 | Residential_2024_Technical_million_m3_Before Competition Groups_17 | Condensing Boiler | 1.598% | 0 | 56.8897 | Residential_2024_Technical_million_m3_Before Competition Groups_Condensing Boiler
Residential | Res ¦ Duct Insulation | 2024 | Technical | million_m3 | Before Competition Groups | 54.5193 | 0 | 0 | 3559.3138 | 0.015317 | 18 | Residential_2024_Technical_million_m3_Before Competition Groups_18 | Duct Insulation | 1.532% | 0 | 54.5193 | Residential_2024_Technical_million_m3_Before Competition Groups_Duct Insulation
Residential | Res ¦ Condensing Make Up Air Unit | 2024 | Achievable | million_m3 | Before Competition Groups | 2.3808 | 0 | 0 | 155.4947 | 0.015311 | 15 | Residential_2024_Achievable_million_m3_Before Competition Groups_15 | Condensing Make Up Air Unit | 1.531% | 0 | 2.3808 | Residential_2024_Achievable_million_m3_Before Competition Groups_Condensing Make Up Air Unit
Residential | Res ¦ Demand Control Ventilation | 2024 | Economic | million_m3 | Before Competition Groups | 40.5375 | 0 | 0 | 2769.6182 | 0.014636 | 14 | Residential_2024_Economic_million_m3_Before Competition Groups_14 | Demand Control Ventilation | 1.464% | 0 | 40.5375 | Residential_2024_Economic_million_m3_Before Competition Groups_Demand Control Ventilation
Residential | Res ¦ Condensing Storage Water Heater | 2024 | Economic | million_m3 | Before Competition Groups | 39.7603 | 0 | 0 | 2769.6182 | 0.014356 | 15 | Residential_2024_Economic_million_m3_Before Competition Groups_15 | Condensing Storage Water Heater | 1.436% | 0 | 39.7603 | Residential_2024_Economic_million_m3_Before Competition Groups_Condensing Storage Water Heater
Residential | Res ¦ Pool Cover | 2024 | Achievable | million_m3 | Before Competition Groups | 2.1566 | 0 | 0 | 155.4947 | 0.013869 | 16 | Residential_2024_Achievable_million_m3_Before Competition Groups_16 | Pool Cover | 1.387% | 0 | 2.1566 | Residential_2024_Achievable_million_m3_Before Competition Groups_Pool Cover
Residential | Res ¦ Demand Control Ventilation | 2024 | Technical | million_m3 | Before Competition Groups | 40.5375 | 0 | 0 | 3559.3138 | 0.011389 | 19 | Residential_2024_Technical_million_m3_Before Competition Groups_19 | Demand Control Ventilation | 1.139% | 0 | 40.5375 | Residential_2024_Technical_million_m3_Before Competition Groups_Demand Control Ventilation
Residential | Res ¦ Condensing Storage Water Heater | 2024 | Technical | million_m3 | Before Competition Groups | 39.7603 | 0 | 0 | 3559.3138 | 0.011171 | 20 | Residential_2024_Technical_million_m3_Before Competition Groups_20 | Condensing Storage Water Heater | 1.117% | 0 | 39.7603 | Residential_2024_Technical_million_m3_Before Competition Groups_Condensing Storage Water Heater
Residential | Res ¦ Condensing Storage Water Heater | 2024 | Achievable | million_m3 | Before Competition Groups | 1.5187 | 0 | 0 | 155.4947 | 0.0097671 | 17 | Residential_2024_Achievable_million_m3_Before Competition Groups_17 | Condensing Storage Water Heater | 0.9767% | 0 | 1.5187 | Residential_2024_Achievable_million_m3_Before Competition Groups_Condensing Storage Water Heater
Residential | Res ¦ Tankless Water Heater | 2024 | Technical | million_m3 | Before Competition Groups | 33.0256 | 0 | 0 | 3559.3138 | 0.0092786 | 21 | Residential_2024_Technical_million_m3_Before Competition Groups_21 | Tankless Water Heater | 0.9279% | 0 | 33.0256 | Residential_2024_Technical_million_m3_Before Competition Groups_Tankless Water Heater
Residential | Res ¦ Early Hot Water Heater Replacement | 2024 | Technical | million_m3 | Before Competition Groups | 32.559 | 0 | 0 | 3559.3138 | 0.0091476 | 22 | Residential_2024_Technical_million_m3_Before Competition Groups_22 | Early Hot Water Heater Replacement | 0.9148% | 0 | 32.559 | Residential_2024_Technical_million_m3_Before Competition Groups_Early Hot Water Heater Replacement
Residential | Res ¦ Energy Star Windows | 2024 | Economic | million_m3 | Before Competition Groups | 24.5014 | 0 | 0 | 2769.6182 | 0.0088465 | 16 | Residential_2024_Economic_million_m3_Before Competition Groups_16 | Energy Star Windows | 0.8846% | 0 | 24.5014 | Residential_2024_Economic_million_m3_Before Competition Groups_Energy Star Windows
Residential | Res ¦ Duct Insulation MF | 2024 | Achievable | million_m3 | Before Competition Groups | 1.2414 | 0 | 0 | 155.4947 | 0.0079834 | 18 | Residential_2024_Achievable_million_m3_Before Competition Groups_18 | Duct Insulation MF | 0.7983% | 0 | 1.2414 | Residential_2024_Achievable_million_m3_Before Competition Groups_Duct Insulation MF
Residential | Res ¦ Drain Water Heat Recovery | 2024 | Technical | million_m3 | Before Competition Groups | 27.7687 | 0 | 0 | 3559.3138 | 0.0078017 | 23 | Residential_2024_Technical_million_m3_Before Competition Groups_23 | Drain Water Heat Recovery | 0.7802% | 0 | 27.7687 | Residential_2024_Technical_million_m3_Before Competition Groups_Drain Water Heat Recovery
Residential | Res ¦ Floor Insulation | 2024 | Achievable | million_m3 | Before Competition Groups | 1.1968 | 0 | 0 | 155.4947 | 0.0076969 | 19 | Residential_2024_Achievable_million_m3_Before Competition Groups_19 | Floor Insulation | 0.7697% | 0 | 1.1968 | Residential_2024_Achievable_million_m3_Before Competition Groups_Floor Insulation
Residential | Res ¦ High Efficiency Condensing Furnace | 2024 | Economic | million_m3 | Before Competition Groups | 20.9598 | 0 | 0 | 2769.6182 | 0.0075677 | 17 | Residential_2024_Economic_million_m3_Before Competition Groups_17 | High Efficiency Condensing Furnace | 0.7568% | 0 | 20.9598 | Residential_2024_Economic_million_m3_Before Competition Groups_High Efficiency Condensing Furnace
Residential | Res ¦ Duct Insulation | 2024 | Achievable | million_m3 | Before Competition Groups | 1.1383 | 0 | 0 | 155.4947 | 0.0073206 | 20 | Residential_2024_Achievable_million_m3_Before Competition Groups_20 | Duct Insulation | 0.7321% | 0 | 1.1383 | Residential_2024_Achievable_million_m3_Before Competition Groups_Duct Insulation
Residential | Res ¦ High Efficiency Fireplace with Pilotless Ignition | 2024 | Economic | million_m3 | Before Competition Groups | 20.1507 | 0 | 0 | 2769.6182 | 0.0072756 | 18 | Residential_2024_Economic_million_m3_Before Competition Groups_18 | High Efficiency Fireplace with Pilotless Ignition | 0.7276% | 0 | 20.1507 | Residential_2024_Economic_million_m3_Before Competition Groups_High Efficiency Fireplace with Pilotless Ignition
Residential | Res ¦ Heat Recovery Ventilator | 2024 | Economic | million_m3 | Before Competition Groups | 18.4744 | 0 | 0 | 2769.6182 | 0.0066704 | 19 | Residential_2024_Economic_million_m3_Before Competition Groups_19 | Heat Recovery Ventilator | 0.667% | 0 | 18.4744 | Residential_2024_Economic_million_m3_Before Competition Groups_Heat Recovery Ventilator
Residential | Res ¦ Pool Cover | 2024 | Economic | million_m3 | Before Competition Groups | 18.0679 | 0 | 0 | 2769.6182 | 0.0065236 | 20 | Residential_2024_Economic_million_m3_Before Competition Groups_20 | Pool Cover | 0.6524% | 0 | 18.0679 | Residential_2024_Economic_million_m3_Before Competition Groups_Pool Cover
Residential | Res ¦ Water Heater Temperature Setback | 2024 | Achievable | million_m3 | Before Competition Groups | 0.96797 | 0 | 0 | 155.4947 | 0.0062251 | 21 | Residential_2024_Achievable_million_m3_Before Competition Groups_21 | Water Heater Temperature Setback | 0.6225% | 0 | 0.96797 | Residential_2024_Achievable_million_m3_Before Competition Groups_Water Heater Temperature Setback
Residential | Res ¦ High Efficiency Storage Water Heater | 2024 | Technical | million_m3 | Before Competition Groups | 21.9201 | 0 | 0 | 3559.3138 | 0.0061585 | 24 | Residential_2024_Technical_million_m3_Before Competition Groups_24 | High Efficiency Storage Water Heater | 0.6159% | 0 | 21.9201 | Residential_2024_Technical_million_m3_Before Competition Groups_High Efficiency Storage Water Heater
Residential | Res ¦ High Efficiency Condensing Furnace | 2024 | Technical | million_m3 | Before Competition Groups | 21.0206 | 0 | 0 | 3559.3138 | 0.0059058 | 25 | Residential_2024_Technical_million_m3_Before Competition Groups_25 | High Efficiency Condensing Furnace | 0.5906% | 0 | 21.0206 | Residential_2024_Technical_million_m3_Before Competition Groups_High Efficiency Condensing Furnace
Residential | Res ¦ High Efficiency Fireplace with Pilotless Ignition | 2024 | Technical | million_m3 | Before Competition Groups | 20.1507 | 0 | 0 | 3559.3138 | 0.0056614 | 26 | Residential_2024_Technical_million_m3_Before Competition Groups_26 | High Efficiency Fireplace with Pilotless Ignition | 0.5661% | 0 | 20.1507 | Residential_2024_Technical_million_m3_Before Competition Groups_High Efficiency Fireplace with Pilotless Ignition
Residential | Res ¦ Heat Recovery Ventilator | 2024 | Technical | million_m3 | Before Competition Groups | 18.4744 | 0 | 0 | 3559.3138 | 0.0051904 | 27 | Residential_2024_Technical_million_m3_Before Competition Groups_27 | Heat Recovery Ventilator | 0.519% | 0 | 18.4744 | Residential_2024_Technical_million_m3_Before Competition Groups_Heat Recovery Ventilator
Residential | Res ¦ Pool Cover | 2024 | Technical | million_m3 | Before Competition Groups | 18.0679 | 0 | 0 | 3559.3138 | 0.0050762 | 28 | Residential_2024_Technical_million_m3_Before Competition Groups_28 | Pool Cover | 0.5076% | 0 | 18.0679 | Residential_2024_Technical_million_m3_Before Competition Groups_Pool Cover
Residential | Res ¦ Condensing Make Up Air Unit | 2024 | Economic | million_m3 | Before Competition Groups | 13.816 | 0 | 0 | 2769.6182 | 0.0049884 | 21 | Residential_2024_Economic_million_m3_Before Competition Groups_21 | Condensing Make Up Air Unit | 0.4988% | 0 | 13.816 | Residential_2024_Economic_million_m3_Before Competition Groups_Condensing Make Up Air Unit
Residential | Res ¦ Basement or Crawlspace Insulation | 2024 | Economic | million_m3 | Before Competition Groups | 11.941 | 0 | 0 | 2769.6182 | 0.0043114 | 22 | Residential_2024_Economic_million_m3_Before Competition Groups_22 | Basement or Crawlspace Insulation | 0.4311% | 0 | 11.941 | Residential_2024_Economic_million_m3_Before Competition Groups_Basement or Crawlspace Insulation
Residential | Res ¦ Condensing Make Up Air Unit | 2024 | Technical | million_m3 | Before Competition Groups | 13.816 | 0 | 0 | 3559.3138 | 0.0038817 | 29 | Residential_2024_Technical_million_m3_Before Competition Groups_29 | Condensing Make Up Air Unit | 0.3882% | 0 | 13.816 | Residential_2024_Technical_million_m3_Before Competition Groups_Condensing Make Up Air Unit
Residential | Res ¦ Wall Insulation MF | 2024 | Economic | million_m3 | Before Competition Groups | 9.1619 | 0 | 0 | 2769.6182 | 0.003308 | 23 | Residential_2024_Economic_million_m3_Before Competition Groups_23 | Wall Insulation MF | 0.3308% | 0 | 9.1619 | Residential_2024_Economic_million_m3_Before Competition Groups_Wall Insulation MF
Residential | Res ¦ Water Heater Temperature Setback | 2024 | Economic | million_m3 | Before Competition Groups | 8.1075 | 0 | 0 | 2769.6182 | 0.0029273 | 24 | Residential_2024_Economic_million_m3_Before Competition Groups_24 | Water Heater Temperature Setback | 0.2927% | 0 | 8.1075 | Residential_2024_Economic_million_m3_Before Competition Groups_Water Heater Temperature Setback
Residential | Res ¦ Solar Water Heating System | 2024 | Technical | million_m3 | Before Competition Groups | 9.7312 | 0 | 0 | 3559.3138 | 0.002734 | 30 | Residential_2024_Technical_million_m3_Before Competition Groups_30 | Solar Water Heating System | 0.2734% | 0 | 9.7312 | Residential_2024_Technical_million_m3_Before Competition Groups_Solar Water Heating System
Residential | Res ¦ Wall Insulation MF | 2024 | Technical | million_m3 | Before Competition Groups | 9.1619 | 0 | 0 | 3559.3138 | 0.0025741 | 31 | Residential_2024_Technical_million_m3_Before Competition Groups_31 | Wall Insulation MF | 0.2574% | 0 | 9.1619 | Residential_2024_Technical_million_m3_Before Competition Groups_Wall Insulation MF
Residential | Res ¦ Water Heater Temperature Setback | 2024 | Technical | million_m3 | Before Competition Groups | 8.1075 | 0 | 0 | 3559.3138 | 0.0022778 | 32 | Residential_2024_Technical_million_m3_Before Competition Groups_32 | Water Heater Temperature Setback | 0.2278% | 0 | 8.1075 | Residential_2024_Technical_million_m3_Before Competition Groups_Water Heater Temperature Setback
Residential | Res ¦ Home Energy Reports | 2024 | Achievable | million_m3 | Before Competition Groups | 0.29893 | 0 | 0 | 155.4947 | 0.0019224 | 22 | Residential_2024_Achievable_million_m3_Before Competition Groups_22 | Home Energy Reports | 0.1922% | 0 | 0.29893 | Residential_2024_Achievable_million_m3_Before Competition Groups_Home Energy Reports
Residential | Res ¦ Basement or Crawlspace Insulation | 2024 | Achievable | million_m3 | Before Competition Groups | 0.25033 | 0 | 0 | 155.4947 | 0.0016099 | 23 | Residential_2024_Achievable_million_m3_Before Competition Groups_23 | Basement or Crawlspace Insulation | 0.161% | 0 | 0.25033 | Residential_2024_Achievable_million_m3_Before Competition Groups_Basement or Crawlspace Insulation
Residential | Res ¦ Energy Star Clothes Washer | 2024 | Achievable | million_m3 | Before Competition Groups | 0.19829 | 0 | 0 | 155.4947 | 0.0012752 | 24 | Residential_2024_Achievable_million_m3_Before Competition Groups_24 | Energy Star Clothes Washer | 0.1275% | 0 | 0.19829 | Residential_2024_Achievable_million_m3_Before Competition Groups_Energy Star Clothes Washer
Residential | Res ¦ Wall Insulation MF | 2024 | Achievable | million_m3 | Before Competition Groups | 0.19222 | 0 | 0 | 155.4947 | 0.0012362 | 25 | Residential_2024_Achievable_million_m3_Before Competition Groups_25 | Wall Insulation MF | 0.1236% | 0 | 0.19222 | Residential_2024_Achievable_million_m3_Before Competition Groups_Wall Insulation MF
Residential | Res ¦ Home Energy Reports | 2024 | Technical | million_m3 | Before Competition Groups | 3.9044 | 0 | 0 | 3559.3138 | 0.0010969 | 33 | Residential_2024_Technical_million_m3_Before Competition Groups_33 | Home Energy Reports | 0.1097% | 0 | 3.9044 | Residential_2024_Technical_million_m3_Before Competition Groups_Home Energy Reports
Residential | Res ¦ Home Energy Reports | 2024 | Economic | million_m3 | Before Competition Groups | 2.9893 | 0 | 0 | 2769.6182 | 0.0010793 | 25 | Residential_2024_Economic_million_m3_Before Competition Groups_25 | Home Energy Reports | 0.1079% | 0 | 2.9893 | Residential_2024_Economic_million_m3_Before Competition Groups_Home Energy Reports
Residential | Res ¦ Clothes Drying Racks | 2024 | Achievable | million_m3 | Before Competition Groups | 0.16588 | 0 | 0 | 155.4947 | 0.0010668 | 26 | Residential_2024_Achievable_million_m3_Before Competition Groups_26 | Clothes Drying Racks | 0.1067% | 0 | 0.16588 | Residential_2024_Achievable_million_m3_Before Competition Groups_Clothes Drying Racks
Residential | Res ¦ High Efficiency Gas Pool Heater | 2024 | Technical | million_m3 | Before Competition Groups | 3.5206 | 0 | 0 | 3559.3138 | 0.00098912 | 34 | Residential_2024_Technical_million_m3_Before Competition Groups_34 | High Efficiency Gas Pool Heater | 0.09891% | 0 | 3.5206 | Residential_2024_Technical_million_m3_Before Competition Groups_High Efficiency Gas Pool Heater
Residential | Res ¦ Heat Recovery Ventilator | 2024 | Achievable | million_m3 | Before Competition Groups | 0.13815 | 0 | 0 | 155.4947 | 0.00088844 | 27 | Residential_2024_Achievable_million_m3_Before Competition Groups_27 | Heat Recovery Ventilator | 0.08884% | 0 | 0.13815 | Residential_2024_Achievable_million_m3_Before Competition Groups_Heat Recovery Ventilator
Residential | Res ¦ Minimize Hot and Warm Clothes Wash | 2024 | Achievable | million_m3 | Before Competition Groups | 0.090829 | 0 | 0 | 155.4947 | 0.00058413 | 28 | Residential_2024_Achievable_million_m3_Before Competition Groups_28 | Minimize Hot and Warm Clothes Wash | 0.05841% | 0 | 0.090829 | Residential_2024_Achievable_million_m3_Before Competition Groups_Minimize Hot and Warm Clothes Wash
Residential | Res ¦ Clothes Drying Racks | 2024 | Economic | million_m3 | Before Competition Groups | 1.3923 | 0 | 0 | 2769.6182 | 0.0005027 | 26 | Residential_2024_Economic_million_m3_Before Competition Groups_26 | Clothes Drying Racks | 0.05027% | 0 | 1.3923 | Residential_2024_Economic_million_m3_Before Competition Groups_Clothes Drying Racks
Residential | Res ¦ Minimize Hot and Warm Clothes Wash | 2024 | Economic | million_m3 | Before Competition Groups | 1.2098 | 0 | 0 | 2769.6182 | 0.00043682 | 27 | Residential_2024_Economic_million_m3_Before Competition Groups_27 | Minimize Hot and Warm Clothes Wash | 0.04368% | 0 | 1.2098 | Residential_2024_Economic_million_m3_Before Competition Groups_Minimize Hot and Warm Clothes Wash
Residential | Res ¦ Clothes Drying Racks | 2024 | Technical | million_m3 | Before Competition Groups | 1.3923 | 0 | 0 | 3559.3138 | 0.00039117 | 35 | Residential_2024_Technical_million_m3_Before Competition Groups_35 | Clothes Drying Racks | 0.03912% | 0 | 1.3923 | Residential_2024_Technical_million_m3_Before Competition Groups_Clothes Drying Racks
Residential | Res ¦ Minimize Hot and Warm Clothes Wash | 2024 | Technical | million_m3 | Before Competition Groups | 1.2098 | 0 | 0 | 3559.3138 | 0.0003399 | 36 | Residential_2024_Technical_million_m3_Before Competition Groups_36 | Minimize Hot and Warm Clothes Wash | 0.03399% | 0 | 1.2098 | Residential_2024_Technical_million_m3_Before Competition Groups_Minimize Hot and Warm Clothes Wash
Residential | Res ¦ Energy Star Clothes Dryer | 2024 | Technical | million_m3 | Before Competition Groups | 0.3949 | 0 | 0 | 3559.3138 | 0.00011095 | 37 | Residential_2024_Technical_million_m3_Before Competition Groups_37 | Energy Star Clothes Dryer | 0.01109% | 0 | 0.3949 | Residential_2024_Technical_million_m3_Before Competition Groups_Energy Star Clothes Dryer
Residential | Res ¦ Energy Star Clothes Washer | 2024 | Economic | million_m3 | Before Competition Groups | 0.22888 | 0 | 0 | 2769.6182 | 8.2638e-05 | 28 | Residential_2024_Economic_million_m3_Before Competition Groups_28 | Energy Star Clothes Washer | 0.008264% | 0 | 0.22888 | Residential_2024_Economic_million_m3_Before Competition Groups_Energy Star Clothes Washer
Residential | Res ¦ Energy Star Clothes Washer | 2024 | Technical | million_m3 | Before Competition Groups | 0.22888 | 0 | 0 | 3559.3138 | 6.4304e-05 | 38 | Residential_2024_Technical_million_m3_Before Competition Groups_38 | Energy Star Clothes Washer | 0.00643% | 0 | 0.22888 | Residential_2024_Technical_million_m3_Before Competition Groups_Energy Star Clothes Washer
Residential | Res ¦ Solar Water Preheat (Pools/DHW) | 2024 | Technical | million_m3 | Before Competition Groups | 0.1444 | 0 | 0 | 3559.3138 | 4.0569e-05 | 39 | Residential_2024_Technical_million_m3_Before Competition Groups_39 | Solar Water Preheat (Pools/DHW) | 0.004057% | 0 | 0.1444 | Residential_2024_Technical_million_m3_Before Competition Groups_Solar Water Preheat (Pools/DHW)
Residential | Res ¦ Ceiling Insulation | 2024 | Achievable | million_m3 | Before Competition Groups | 0 | 0 | 0 | 155.4947 | 0 | 29 | Residential_2024_Achievable_million_m3_Before Competition Groups_29 | Ceiling Insulation | 0% | 0 | 0 | Residential_2024_Achievable_million_m3_Before Competition Groups_Ceiling Insulation
Residential | Res ¦ Ceiling Insulation | 2024 | Economic | million_m3 | Before Competition Groups | 0 | 0 | 0 | 2769.6182 | 0 | 29 | Residential_2024_Economic_million_m3_Before Competition Groups_29 | Ceiling Insulation | 0% | 0 | 0 | Residential_2024_Economic_million_m3_Before Competition Groups_Ceiling Insulation
Residential | Res ¦ Drain Water Heat Recovery | 2024 | Achievable | million_m3 | Before Competition Groups | 0 | 0 | 0 | 155.4947 | 0 | 30 | Residential_2024_Achievable_million_m3_Before Competition Groups_30 | Drain Water Heat Recovery | 0% | 0 | 0 | Residential_2024_Achievable_million_m3_Before Competition Groups_Drain Water Heat Recovery
Residential | Res ¦ Drain Water Heat Recovery | 2024 | Economic | million_m3 | Before Competition Groups | 0 | 0 | 0 | 2769.6182 | 0 | 30 | Residential_2024_Economic_million_m3_Before Competition Groups_30 | Drain Water Heat Recovery | 0% | 0 | 0 | Residential_2024_Economic_million_m3_Before Competition Groups_Drain Water Heat Recovery
Residential | Res ¦ Furnace Tune Up | 2024 | Achievable | million_m3 | Before Competition Groups | 0 | 0 | 0 | 155.4947 | 0 | 31 | Residential_2024_Achievable_million_m3_Before Competition Groups_31 | Furnace Tune Up | 0% | 0 | 0 | Residential_2024_Achievable_million_m3_Before Competition Groups_Furnace Tune Up
Residential | Res ¦ Furnace Tune Up | 2024 | Economic | million_m3 | Before Competition Groups | 0 | 0 | 0 | 2769.6182 | 0 | 31 | Residential_2024_Economic_million_m3_Before Competition Groups_31 | Furnace Tune Up | 0% | 0 | 0 | Residential_2024_Economic_million_m3_Before Competition Groups_Furnace Tune Up
Residential | Res ¦ High Efficiency Storage Water Heater | 2024 | Achievable | million_m3 | Before Competition Groups | 0 | 0 | 0 | 155.4947 | 0 | 32 | Residential_2024_Achievable_million_m3_Before Competition Groups_32 | High Efficiency Storage Water Heater | 0% | 0 | 0 | Residential_2024_Achievable_million_m3_Before Competition Groups_High Efficiency Storage Water Heater
Residential | Res ¦ High Efficiency Storage Water Heater | 2024 | Economic | million_m3 | Before Competition Groups | 0 | 0 | 0 | 2769.6182 | 0 | 32 | Residential_2024_Economic_million_m3_Before Competition Groups_32 | High Efficiency Storage Water Heater | 0% | 0 | 0 | Residential_2024_Economic_million_m3_Before Competition Groups_High Efficiency Storage Water Heater
Residential | Res ¦ Tankless Water Heater | 2024 | Achievable | million_m3 | Before Competition Groups | 0 | 0 | 0 | 155.4947 | 0 | 33 | Residential_2024_Achievable_million_m3_Before Competition Groups_33 | Tankless Water Heater | 0% | 0 | 0 | Residential_2024_Achievable_million_m3_Before Competition Groups_Tankless Water Heater
Residential | Res ¦ Tankless Water Heater | 2024 | Economic | million_m3 | Before Competition Groups | 0 | 0 | 0 | 2769.6182 | 0 | 33 | Residential_2024_Economic_million_m3_Before Competition Groups_33 | Tankless Water Heater | 0% | 0 | 0 | Residential_2024_Economic_million_m3_Before Competition Groups_Tankless Water Heater
Residential | Res ¦ Air Sealing | 2025 | Economic | million_m3 | Before Competition Groups | 705.4409 | 0 | 0 | 2799.9492 | 0.25195 | 1 | Residential_2025_Economic_million_m3_Before Competition Groups_1 | Air Sealing | 25.19% | 0 | 705.4409 | Residential_2025_Economic_million_m3_Before Competition Groups_Air Sealing
Residential | Res ¦ Air Sealing | 2025 | Technical | million_m3 | Before Competition Groups | 705.4409 | 0 | 0 | 3610.4007 | 0.19539 | 1 | Residential_2025_Technical_million_m3_Before Competition Groups_1 | Air Sealing | 19.54% | 0 | 705.4409 | Residential_2025_Technical_million_m3_Before Competition Groups_Air Sealing
Residential | Res ¦ Adaptive Thermostat | 2025 | Economic | million_m3 | Before Competition Groups | 526.1084 | 0 | 0 | 2799.9492 | 0.1879 | 2 | Residential_2025_Economic_million_m3_Before Competition Groups_2 | Adaptive Thermostat | 18.79% | 0 | 526.1084 | Residential_2025_Economic_million_m3_Before Competition Groups_Adaptive Thermostat
Residential | Res ¦ Comprehensive Draft Proofing | 2025 | Achievable | million_m3 | Before Competition Groups | 41.8767 | 0 | 0 | 251.0226 | 0.16682 | 1 | Residential_2025_Achievable_million_m3_Before Competition Groups_1 | Comprehensive Draft Proofing | 16.68% | 0 | 41.8767 | Residential_2025_Achievable_million_m3_Before Competition Groups_Comprehensive Draft Proofing
Residential | Res ¦ Adaptive Thermostat | 2025 | Technical | million_m3 | Before Competition Groups | 526.1084 | 0 | 0 | 3610.4007 | 0.14572 | 2 | Residential_2025_Technical_million_m3_Before Competition Groups_2 | Adaptive Thermostat | 14.57% | 0 | 526.1084 | Residential_2025_Technical_million_m3_Before Competition Groups_Adaptive Thermostat
Residential | Res ¦ DHW Recirculation Systems | 2025 | Achievable | million_m3 | Before Competition Groups | 31.988 | 0 | 0 | 251.0226 | 0.12743 | 2 | Residential_2025_Achievable_million_m3_Before Competition Groups_2 | DHW Recirculation Systems | 12.74% | 0 | 31.988 | Residential_2025_Achievable_million_m3_Before Competition Groups_DHW Recirculation Systems
Residential | Res ¦ Adaptive Thermostat | 2025 | Achievable | million_m3 | Before Competition Groups | 26.7417 | 0 | 0 | 251.0226 | 0.10653 | 3 | Residential_2025_Achievable_million_m3_Before Competition Groups_3 | Adaptive Thermostat | 10.65% | 0 | 26.7417 | Residential_2025_Achievable_million_m3_Before Competition Groups_Adaptive Thermostat
Residential | Res ¦ Air Sealing | 2025 | Achievable | million_m3 | Before Competition Groups | 23.6558 | 0 | 0 | 251.0226 | 0.094238 | 4 | Residential_2025_Achievable_million_m3_Before Competition Groups_4 | Air Sealing | 9.424% | 0 | 23.6558 | Residential_2025_Achievable_million_m3_Before Competition Groups_Air Sealing
Residential | Res ¦ Comprehensive Draft Proofing | 2025 | Economic | million_m3 | Before Competition Groups | 213.7303 | 0 | 0 | 2799.9492 | 0.076334 | 3 | Residential_2025_Economic_million_m3_Before Competition Groups_3 | Comprehensive Draft Proofing | 7.633% | 0 | 213.7303 | Residential_2025_Economic_million_m3_Before Competition Groups_Comprehensive Draft Proofing
Residential | Res ¦ High Efficiency Condensing Furnace | 2025 | Achievable | million_m3 | Before Competition Groups | 18.7141 | 0 | 0 | 251.0226 | 0.074551 | 5 | Residential_2025_Achievable_million_m3_Before Competition Groups_5 | High Efficiency Condensing Furnace | 7.455% | 0 | 18.7141 | Residential_2025_Achievable_million_m3_Before Competition Groups_High Efficiency Condensing Furnace
Residential | Res ¦ Energy Star Windows | 2025 | Technical | million_m3 | Before Competition Groups | 268.1726 | 0 | 0 | 3610.4007 | 0.074278 | 3 | Residential_2025_Technical_million_m3_Before Competition Groups_3 | Energy Star Windows | 7.428% | 0 | 268.1726 | Residential_2025_Technical_million_m3_Before Competition Groups_Energy Star Windows
Residential | Res ¦ Wall Insulation | 2025 | Economic | million_m3 | Before Competition Groups | 195.1436 | 0 | 0 | 2799.9492 | 0.069695 | 4 | Residential_2025_Economic_million_m3_Before Competition Groups_4 | Wall Insulation | 6.97% | 0 | 195.1436 | Residential_2025_Economic_million_m3_Before Competition Groups_Wall Insulation
Residential | Res ¦ Advanced BAS/Controllers | 2025 | Achievable | million_m3 | Before Competition Groups | 17.4653 | 0 | 0 | 251.0226 | 0.069577 | 6 | Residential_2025_Achievable_million_m3_Before Competition Groups_6 | Advanced BAS/Controllers | 6.958% | 0 | 17.4653 | Residential_2025_Achievable_million_m3_Before Competition Groups_Advanced BAS/Controllers
Residential | Res ¦ Attic Insulation | 2025 | Economic | million_m3 | Before Competition Groups | 172.2598 | 0 | 0 | 2799.9492 | 0.061522 | 5 | Residential_2025_Economic_million_m3_Before Competition Groups_5 | Attic Insulation | 6.152% | 0 | 172.2598 | Residential_2025_Economic_million_m3_Before Competition Groups_Attic Insulation
Residential | Res ¦ Comprehensive Draft Proofing | 2025 | Technical | million_m3 | Before Competition Groups | 213.7303 | 0 | 0 | 3610.4007 | 0.059198 | 4 | Residential_2025_Technical_million_m3_Before Competition Groups_4 | Comprehensive Draft Proofing | 5.92% | 0 | 213.7303 | Residential_2025_Technical_million_m3_Before Competition Groups_Comprehensive Draft Proofing
Residential | Res ¦ DHW Recirculation Systems | 2025 | Economic | million_m3 | Before Competition Groups | 163.359 | 0 | 0 | 2799.9492 | 0.058344 | 6 | Residential_2025_Economic_million_m3_Before Competition Groups_6 | DHW Recirculation Systems | 5.834% | 0 | 163.359 | Residential_2025_Economic_million_m3_Before Competition Groups_DHW Recirculation Systems
Residential | Res ¦ High Efficiency Fireplace with Pilotless Ignition | 2025 | Achievable | million_m3 | Before Competition Groups | 14.5016 | 0 | 0 | 251.0226 | 0.05777 | 7 | Residential_2025_Achievable_million_m3_Before Competition Groups_7 | High Efficiency Fireplace with Pilotless Ignition | 5.777% | 0 | 14.5016 | Residential_2025_Achievable_million_m3_Before Competition Groups_High Efficiency Fireplace with Pilotless Ignition
Residential | Res ¦ Building Recommissioning, Operations and Maintenance (O&M) Improvements | 2025 | Achievable | million_m3 | Before Competition Groups | 14.451 | 0 | 0 | 251.0226 | 0.057569 | 8 | Residential_2025_Achievable_million_m3_Before Competition Groups_8 | Building Recommissioning, Operations and Maintenance (O&M) Improvements | 5.757% | 0 | 14.451 | Residential_2025_Achievable_million_m3_Before Competition Groups_Building Recommissioning, Operations and Maintenance (O&M) Improvements
Residential | Res ¦ Wall Insulation | 2025 | Technical | million_m3 | Before Competition Groups | 195.1436 | 0 | 0 | 3610.4007 | 0.05405 | 5 | Residential_2025_Technical_million_m3_Before Competition Groups_5 | Wall Insulation | 5.405% | 0 | 195.1436 | Residential_2025_Technical_million_m3_Before Competition Groups_Wall Insulation
Residential | Res ¦ Condensing Boiler | 2025 | Achievable | million_m3 | Before Competition Groups | 13.3011 | 0 | 0 | 251.0226 | 0.052988 | 9 | Residential_2025_Achievable_million_m3_Before Competition Groups_9 | Condensing Boiler | 5.299% | 0 | 13.3011 | Residential_2025_Achievable_million_m3_Before Competition Groups_Condensing Boiler
Residential | Res ¦ Basement Wall Insulation | 2025 | Economic | million_m3 | Before Competition Groups | 143.3208 | 0 | 0 | 2799.9492 | 0.051187 | 7 | Residential_2025_Economic_million_m3_Before Competition Groups_7 | Basement Wall Insulation | 5.119% | 0 | 143.3208 | Residential_2025_Economic_million_m3_Before Competition Groups_Basement Wall Insulation
Residential | Res ¦ Attic Insulation | 2025 | Technical | million_m3 | Before Competition Groups | 172.2598 | 0 | 0 | 3610.4007 | 0.047712 | 6 | Residential_2025_Technical_million_m3_Before Competition Groups_6 | Attic Insulation | 4.771% | 0 | 172.2598 | Residential_2025_Technical_million_m3_Before Competition Groups_Attic Insulation
Residential | Res ¦ DHW Recirculation Systems | 2025 | Technical | million_m3 | Before Competition Groups | 163.359 | 0 | 0 | 3610.4007 | 0.045247 | 7 | Residential_2025_Technical_million_m3_Before Competition Groups_7 | DHW Recirculation Systems | 4.525% | 0 | 163.359 | Residential_2025_Technical_million_m3_Before Competition Groups_DHW Recirculation Systems
Residential | Res ¦ Basement or Crawlspace Insulation | 2025 | Technical | million_m3 | Before Competition Groups | 146.3904 | 0 | 0 | 3610.4007 | 0.040547 | 8 | Residential_2025_Technical_million_m3_Before Competition Groups_8 | Basement or Crawlspace Insulation | 4.055% | 0 | 146.3904 | Residential_2025_Technical_million_m3_Before Competition Groups_Basement or Crawlspace Insulation
Residential | Res ¦ Basement Wall Insulation | 2025 | Technical | million_m3 | Before Competition Groups | 143.3208 | 0 | 0 | 3610.4007 | 0.039697 | 9 | Residential_2025_Technical_million_m3_Before Competition Groups_9 | Basement Wall Insulation | 3.97% | 0 | 143.3208 | Residential_2025_Technical_million_m3_Before Competition Groups_Basement Wall Insulation
Residential | Res ¦ Advanced BAS/Controllers | 2025 | Economic | million_m3 | Before Competition Groups | 89.1414 | 0 | 0 | 2799.9492 | 0.031837 | 8 | Residential_2025_Economic_million_m3_Before Competition Groups_8 | Advanced BAS/Controllers | 3.184% | 0 | 89.1414 | Residential_2025_Economic_million_m3_Before Competition Groups_Advanced BAS/Controllers
Residential | Res ¦ Window Film | 2025 | Technical | million_m3 | Before Competition Groups | 100.632 | 0 | 0 | 3610.4007 | 0.027873 | 10 | Residential_2025_Technical_million_m3_Before Competition Groups_10 | Window Film | 2.787% | 0 | 100.632 | Residential_2025_Technical_million_m3_Before Competition Groups_Window Film
Residential | Res ¦ Furnace Tune Up | 2025 | Technical | million_m3 | Before Competition Groups | 97.4948 | 0 | 0 | 3610.4007 | 0.027004 | 11 | Residential_2025_Technical_million_m3_Before Competition Groups_11 | Furnace Tune Up | 2.7% | 0 | 97.4948 | Residential_2025_Technical_million_m3_Before Competition Groups_Furnace Tune Up
Residential | Res ¦ Building Recommissioning, Operations and Maintenance (O&M) Improvements | 2025 | Economic | million_m3 | Before Competition Groups | 73.7553 | 0 | 0 | 2799.9492 | 0.026342 | 9 | Residential_2025_Economic_million_m3_Before Competition Groups_9 | Building Recommissioning, Operations and Maintenance (O&M) Improvements | 2.634% | 0 | 73.7553 | Residential_2025_Economic_million_m3_Before Competition Groups_Building Recommissioning, Operations and Maintenance (O&M) Improvements
Residential | Res ¦ Wall Insulation | 2025 | Achievable | million_m3 | Before Competition Groups | 6.5393 | 0 | 0 | 251.0226 | 0.026051 | 10 | Residential_2025_Achievable_million_m3_Before Competition Groups_10 | Wall Insulation | 2.605% | 0 | 6.5393 | Residential_2025_Achievable_million_m3_Before Competition Groups_Wall Insulation
Residential | Res ¦ Advanced BAS/Controllers | 2025 | Technical | million_m3 | Before Competition Groups | 89.1414 | 0 | 0 | 3610.4007 | 0.02469 | 12 | Residential_2025_Technical_million_m3_Before Competition Groups_12 | Advanced BAS/Controllers | 2.469% | 0 | 89.1414 | Residential_2025_Technical_million_m3_Before Competition Groups_Advanced BAS/Controllers
Residential | Res ¦ Condensing Boiler | 2025 | Economic | million_m3 | Before Competition Groups | 65.2653 | 0 | 0 | 2799.9492 | 0.023309 | 10 | Residential_2025_Economic_million_m3_Before Competition Groups_10 | Condensing Boiler | 2.331% | 0 | 65.2653 | Residential_2025_Economic_million_m3_Before Competition Groups_Condensing Boiler
Residential | Res ¦ Attic Insulation | 2025 | Achievable | million_m3 | Before Competition Groups | 5.7765 | 0 | 0 | 251.0226 | 0.023012 | 11 | Residential_2025_Achievable_million_m3_Before Competition Groups_11 | Attic Insulation | 2.301% | 0 | 5.7765 | Residential_2025_Achievable_million_m3_Before Competition Groups_Attic Insulation
Residential | Res ¦ Duct Insulation MF | 2025 | Economic | million_m3 | Before Competition Groups | 58.2506 | 0 | 0 | 2799.9492 | 0.020804 | 11 | Residential_2025_Economic_million_m3_Before Competition Groups_11 | Duct Insulation MF | 2.08% | 0 | 58.2506 | Residential_2025_Economic_million_m3_Before Competition Groups_Duct Insulation MF
Residential | Res ¦ Condensing Storage Water Heater | 2025 | Economic | million_m3 | Before Competition Groups | 58.1801 | 0 | 0 | 2799.9492 | 0.020779 | 12 | Residential_2025_Economic_million_m3_Before Competition Groups_12 | Condensing Storage Water Heater | 2.078% | 0 | 58.1801 | Residential_2025_Economic_million_m3_Before Competition Groups_Condensing Storage Water Heater
Residential | Res ¦ Building Recommissioning, Operations and Maintenance (O&M) Improvements | 2025 | Technical | million_m3 | Before Competition Groups | 73.7553 | 0 | 0 | 3610.4007 | 0.020429 | 13 | Residential_2025_Technical_million_m3_Before Competition Groups_13 | Building Recommissioning, Operations and Maintenance (O&M) Improvements | 2.043% | 0 | 73.7553 | Residential_2025_Technical_million_m3_Before Competition Groups_Building Recommissioning, Operations and Maintenance (O&M) Improvements
Residential | Res ¦ Demand Control Ventilation | 2025 | Achievable | million_m3 | Before Competition Groups | 5.0905 | 0 | 0 | 251.0226 | 0.020279 | 12 | Residential_2025_Achievable_million_m3_Before Competition Groups_12 | Demand Control Ventilation | 2.028% | 0 | 5.0905 | Residential_2025_Achievable_million_m3_Before Competition Groups_Demand Control Ventilation
Residential | Res ¦ Floor Insulation | 2025 | Economic | million_m3 | Before Competition Groups | 56.1772 | 0 | 0 | 2799.9492 | 0.020064 | 13 | Residential_2025_Economic_million_m3_Before Competition Groups_13 | Floor Insulation | 2.006% | 0 | 56.1772 | Residential_2025_Economic_million_m3_Before Competition Groups_Floor Insulation
Residential | Res ¦ Ceiling Insulation | 2025 | Technical | million_m3 | Before Competition Groups | 72.4094 | 0 | 0 | 3610.4007 | 0.020056 | 14 | Residential_2025_Technical_million_m3_Before Competition Groups_14 | Ceiling Insulation | 2.006% | 0 | 72.4094 | Residential_2025_Technical_million_m3_Before Competition Groups_Ceiling Insulation
Residential | Res ¦ Duct Insulation | 2025 | Economic | million_m3 | Before Competition Groups | 53.6579 | 0 | 0 | 2799.9492 | 0.019164 | 14 | Residential_2025_Economic_million_m3_Before Competition Groups_14 | Duct Insulation | 1.916% | 0 | 53.6579 | Residential_2025_Economic_million_m3_Before Competition Groups_Duct Insulation
Residential | Res ¦ Basement Wall Insulation | 2025 | Achievable | million_m3 | Before Competition Groups | 4.8063 | 0 | 0 | 251.0226 | 0.019147 | 13 | Residential_2025_Achievable_million_m3_Before Competition Groups_13 | Basement Wall Insulation | 1.915% | 0 | 4.8063 | Residential_2025_Achievable_million_m3_Before Competition Groups_Basement Wall Insulation
Residential | Res ¦ Energy Star Windows | 2025 | Achievable | million_m3 | Before Competition Groups | 4.7209 | 0 | 0 | 251.0226 | 0.018807 | 14 | Residential_2025_Achievable_million_m3_Before Competition Groups_14 | Energy Star Windows | 1.881% | 0 | 4.7209 | Residential_2025_Achievable_million_m3_Before Competition Groups_Energy Star Windows
Residential | Res ¦ Condensing Boiler | 2025 | Technical | million_m3 | Before Competition Groups | 65.2653 | 0 | 0 | 3610.4007 | 0.018077 | 15 | Residential_2025_Technical_million_m3_Before Competition Groups_15 | Condensing Boiler | 1.808% | 0 | 65.2653 | Residential_2025_Technical_million_m3_Before Competition Groups_Condensing Boiler
Residential | Res ¦ Condensing Make Up Air Unit | 2025 | Achievable | million_m3 | Before Competition Groups | 4.2859 | 0 | 0 | 251.0226 | 0.017074 | 15 | Residential_2025_Achievable_million_m3_Before Competition Groups_15 | Condensing Make Up Air Unit | 1.707% | 0 | 4.2859 | Residential_2025_Achievable_million_m3_Before Competition Groups_Condensing Make Up Air Unit
Residential | Res ¦ Duct Insulation MF | 2025 | Technical | million_m3 | Before Competition Groups | 58.2506 | 0 | 0 | 3610.4007 | 0.016134 | 16 | Residential_2025_Technical_million_m3_Before Competition Groups_16 | Duct Insulation MF | 1.613% | 0 | 58.2506 | Residential_2025_Technical_million_m3_Before Competition Groups_Duct Insulation MF
Residential | Res ¦ Condensing Storage Water Heater | 2025 | Technical | million_m3 | Before Competition Groups | 58.1801 | 0 | 0 | 3610.4007 | 0.016115 | 17 | Residential_2025_Technical_million_m3_Before Competition Groups_17 | Condensing Storage Water Heater | 1.611% | 0 | 58.1801 | Residential_2025_Technical_million_m3_Before Competition Groups_Condensing Storage Water Heater
Residential | Res ¦ Condensing Storage Water Heater | 2025 | Achievable | million_m3 | Before Competition Groups | 3.9953 | 0 | 0 | 251.0226 | 0.015916 | 16 | Residential_2025_Achievable_million_m3_Before Competition Groups_16 | Condensing Storage Water Heater | 1.592% | 0 | 3.9953 | Residential_2025_Achievable_million_m3_Before Competition Groups_Condensing Storage Water Heater
Residential | Res ¦ Floor Insulation | 2025 | Technical | million_m3 | Before Competition Groups | 56.1772 | 0 | 0 | 3610.4007 | 0.01556 | 18 | Residential_2025_Technical_million_m3_Before Competition Groups_18 | Floor Insulation | 1.556% | 0 | 56.1772 | Residential_2025_Technical_million_m3_Before Competition Groups_Floor Insulation
Residential | Res ¦ Duct Insulation | 2025 | Technical | million_m3 | Before Competition Groups | 53.6579 | 0 | 0 | 3610.4007 | 0.014862 | 19 | Residential_2025_Technical_million_m3_Before Competition Groups_19 | Duct Insulation | 1.486% | 0 | 53.6579 | Residential_2025_Technical_million_m3_Before Competition Groups_Duct Insulation
Residential | Res ¦ Demand Control Ventilation | 2025 | Economic | million_m3 | Before Competition Groups | 39.897 | 0 | 0 | 2799.9492 | 0.014249 | 15 | Residential_2025_Economic_million_m3_Before Competition Groups_15 | Demand Control Ventilation | 1.425% | 0 | 39.897 | Residential_2025_Economic_million_m3_Before Competition Groups_Demand Control Ventilation
Residential | Res ¦ Pool Cover | 2025 | Achievable | million_m3 | Before Competition Groups | 3.4829 | 0 | 0 | 251.0226 | 0.013875 | 17 | Residential_2025_Achievable_million_m3_Before Competition Groups_17 | Pool Cover | 1.387% | 0 | 3.4829 | Residential_2025_Achievable_million_m3_Before Competition Groups_Pool Cover
Residential | Res ¦ Tankless Water Heater | 2025 | Technical | million_m3 | Before Competition Groups | 48.3852 | 0 | 0 | 3610.4007 | 0.013402 | 20 | Residential_2025_Technical_million_m3_Before Competition Groups_20 | Tankless Water Heater | 1.34% | 0 | 48.3852 | Residential_2025_Technical_million_m3_Before Competition Groups_Tankless Water Heater
Residential | Res ¦ Demand Control Ventilation | 2025 | Technical | million_m3 | Before Competition Groups | 39.897 | 0 | 0 | 3610.4007 | 0.011051 | 21 | Residential_2025_Technical_million_m3_Before Competition Groups_21 | Demand Control Ventilation | 1.105% | 0 | 39.897 | Residential_2025_Technical_million_m3_Before Competition Groups_Demand Control Ventilation
Residential | Res ¦ High Efficiency Condensing Furnace | 2025 | Economic | million_m3 | Before Competition Groups | 30.7854 | 0 | 0 | 2799.9492 | 0.010995 | 16 | Residential_2025_Economic_million_m3_Before Competition Groups_16 | High Efficiency Condensing Furnace | 1.099% | 0 | 30.7854 | Residential_2025_Economic_million_m3_Before Competition Groups_High Efficiency Condensing Furnace
Residential | Res ¦ High Efficiency Fireplace with Pilotless Ignition | 2025 | Economic | million_m3 | Before Competition Groups | 29.6569 | 0 | 0 | 2799.9492 | 0.010592 | 17 | Residential_2025_Economic_million_m3_Before Competition Groups_17 | High Efficiency Fireplace with Pilotless Ignition | 1.059% | 0 | 29.6569 | Residential_2025_Economic_million_m3_Before Competition Groups_High Efficiency Fireplace with Pilotless Ignition
Residential | Res ¦ Heat Recovery Ventilator | 2025 | Economic | million_m3 | Before Competition Groups | 27.4826 | 0 | 0 | 2799.9492 | 0.0098154 | 18 | Residential_2025_Economic_million_m3_Before Competition Groups_18 | Heat Recovery Ventilator | 0.9815% | 0 | 27.4826 | Residential_2025_Economic_million_m3_Before Competition Groups_Heat Recovery Ventilator
Residential | Res ¦ High Efficiency Storage Water Heater | 2025 | Technical | million_m3 | Before Competition Groups | 32.1136 | 0 | 0 | 3610.4007 | 0.0088948 | 22 | Residential_2025_Technical_million_m3_Before Competition Groups_22 | High Efficiency Storage Water Heater | 0.8895% | 0 | 32.1136 | Residential_2025_Technical_million_m3_Before Competition Groups_High Efficiency Storage Water Heater
Residential | Res ¦ Early Hot Water Heater Replacement | 2025 | Technical | million_m3 | Before Competition Groups | 32.0446 | 0 | 0 | 3610.4007 | 0.0088756 | 23 | Residential_2025_Technical_million_m3_Before Competition Groups_23 | Early Hot Water Heater Replacement | 0.8876% | 0 | 32.0446 | Residential_2025_Technical_million_m3_Before Competition Groups_Early Hot Water Heater Replacement
Residential | Res ¦ Energy Star Windows | 2025 | Economic | million_m3 | Before Competition Groups | 24.1143 | 0 | 0 | 2799.9492 | 0.0086124 | 19 | Residential_2025_Economic_million_m3_Before Competition Groups_19 | Energy Star Windows | 0.8612% | 0 | 24.1143 | Residential_2025_Economic_million_m3_Before Competition Groups_Energy Star Windows
Residential | Res ¦ High Efficiency Condensing Furnace | 2025 | Technical | million_m3 | Before Competition Groups | 30.8749 | 0 | 0 | 3610.4007 | 0.0085516 | 24 | Residential_2025_Technical_million_m3_Before Competition Groups_24 | High Efficiency Condensing Furnace | 0.8552% | 0 | 30.8749 | Residential_2025_Technical_million_m3_Before Competition Groups_High Efficiency Condensing Furnace
Residential | Res ¦ High Efficiency Fireplace with Pilotless Ignition | 2025 | Technical | million_m3 | Before Competition Groups | 29.6569 | 0 | 0 | 3610.4007 | 0.0082143 | 25 | Residential_2025_Technical_million_m3_Before Competition Groups_25 | High Efficiency Fireplace with Pilotless Ignition | 0.8214% | 0 | 29.6569 | Residential_2025_Technical_million_m3_Before Competition Groups_High Efficiency Fireplace with Pilotless Ignition
Residential | Res ¦ Duct Insulation MF | 2025 | Achievable | million_m3 | Before Competition Groups | 1.9531 | 0 | 0 | 251.0226 | 0.0077804 | 18 | Residential_2025_Achievable_million_m3_Before Competition Groups_18 | Duct Insulation MF | 0.778% | 0 | 1.9531 | Residential_2025_Achievable_million_m3_Before Competition Groups_Duct Insulation MF
Residential | Res ¦ Heat Recovery Ventilator | 2025 | Technical | million_m3 | Before Competition Groups | 27.4826 | 0 | 0 | 3610.4007 | 0.0076121 | 26 | Residential_2025_Technical_million_m3_Before Competition Groups_26 | Heat Recovery Ventilator | 0.7612% | 0 | 27.4826 | Residential_2025_Technical_million_m3_Before Competition Groups_Heat Recovery Ventilator
Residential | Res ¦ Drain Water Heat Recovery | 2025 | Technical | million_m3 | Before Competition Groups | 27.33 | 0 | 0 | 3610.4007 | 0.0075698 | 27 | Residential_2025_Technical_million_m3_Before Competition Groups_27 | Drain Water Heat Recovery | 0.757% | 0 | 27.33 | Residential_2025_Technical_million_m3_Before Competition Groups_Drain Water Heat Recovery
Residential | Res ¦ Floor Insulation | 2025 | Achievable | million_m3 | Before Competition Groups | 1.883 | 0 | 0 | 251.0226 | 0.0075012 | 19 | Residential_2025_Achievable_million_m3_Before Competition Groups_19 | Floor Insulation | 0.7501% | 0 | 1.883 | Residential_2025_Achievable_million_m3_Before Competition Groups_Floor Insulation
Residential | Res ¦ Condensing Make Up Air Unit | 2025 | Economic | million_m3 | Before Competition Groups | 20.3535 | 0 | 0 | 2799.9492 | 0.0072692 | 20 | Residential_2025_Economic_million_m3_Before Competition Groups_20 | Condensing Make Up Air Unit | 0.7269% | 0 | 20.3535 | Residential_2025_Economic_million_m3_Before Competition Groups_Condensing Make Up Air Unit
Residential | Res ¦ Duct Insulation | 2025 | Achievable | million_m3 | Before Competition Groups | 1.7933 | 0 | 0 | 251.0226 | 0.0071439 | 20 | Residential_2025_Achievable_million_m3_Before Competition Groups_20 | Duct Insulation | 0.7144% | 0 | 1.7933 | Residential_2025_Achievable_million_m3_Before Competition Groups_Duct Insulation
Residential | Res ¦ Pool Cover | 2025 | Economic | million_m3 | Before Competition Groups | 17.7825 | 0 | 0 | 2799.9492 | 0.006351 | 21 | Residential_2025_Economic_million_m3_Before Competition Groups_21 | Pool Cover | 0.6351% | 0 | 17.7825 | Residential_2025_Economic_million_m3_Before Competition Groups_Pool Cover
Residential | Res ¦ Water Heater Temperature Setback | 2025 | Achievable | million_m3 | Before Competition Groups | 1.5633 | 0 | 0 | 251.0226 | 0.0062277 | 21 | Residential_2025_Achievable_million_m3_Before Competition Groups_21 | Water Heater Temperature Setback | 0.6228% | 0 | 1.5633 | Residential_2025_Achievable_million_m3_Before Competition Groups_Water Heater Temperature Setback
Residential | Res ¦ Condensing Make Up Air Unit | 2025 | Technical | million_m3 | Before Competition Groups | 20.3535 | 0 | 0 | 3610.4007 | 0.0056375 | 28 | Residential_2025_Technical_million_m3_Before Competition Groups_28 | Condensing Make Up Air Unit | 0.5637% | 0 | 20.3535 | Residential_2025_Technical_million_m3_Before Competition Groups_Condensing Make Up Air Unit
Residential | Res ¦ Pool Cover | 2025 | Technical | million_m3 | Before Competition Groups | 17.7825 | 0 | 0 | 3610.4007 | 0.0049253 | 29 | Residential_2025_Technical_million_m3_Before Competition Groups_29 | Pool Cover | 0.4925% | 0 | 17.7825 | Residential_2025_Technical_million_m3_Before Competition Groups_Pool Cover
Residential | Res ¦ Basement or Crawlspace Insulation | 2025 | Economic | million_m3 | Before Competition Groups | 11.7523 | 0 | 0 | 2799.9492 | 0.0041973 | 22 | Residential_2025_Economic_million_m3_Before Competition Groups_22 | Basement or Crawlspace Insulation | 0.4197% | 0 | 11.7523 | Residential_2025_Economic_million_m3_Before Competition Groups_Basement or Crawlspace Insulation
Residential | Res ¦ Solar Water Heating System | 2025 | Technical | million_m3 | Before Competition Groups | 14.2571 | 0 | 0 | 3610.4007 | 0.0039489 | 30 | Residential_2025_Technical_million_m3_Before Competition Groups_30 | Solar Water Heating System | 0.3949% | 0 | 14.2571 | Residential_2025_Technical_million_m3_Before Competition Groups_Solar Water Heating System
Residential | Res ¦ Wall Insulation MF | 2025 | Economic | million_m3 | Before Competition Groups | 9.0172 | 0 | 0 | 2799.9492 | 0.0032205 | 23 | Residential_2025_Economic_million_m3_Before Competition Groups_23 | Wall Insulation MF | 0.322% | 0 | 9.0172 | Residential_2025_Economic_million_m3_Before Competition Groups_Wall Insulation MF
Residential | Res ¦ Water Heater Temperature Setback | 2025 | Economic | million_m3 | Before Competition Groups | 7.9794 | 0 | 0 | 2799.9492 | 0.0028498 | 24 | Residential_2025_Economic_million_m3_Before Competition Groups_24 | Water Heater Temperature Setback | 0.285% | 0 | 7.9794 | Residential_2025_Economic_million_m3_Before Competition Groups_Water Heater Temperature Setback
Residential | Res ¦ Home Energy Reports | 2025 | Achievable | million_m3 | Before Competition Groups | 0.66684 | 0 | 0 | 251.0226 | 0.0026565 | 22 | Residential_2025_Achievable_million_m3_Before Competition Groups_22 | Home Energy Reports | 0.2656% | 0 | 0.66684 | Residential_2025_Achievable_million_m3_Before Competition Groups_Home Energy Reports
Residential | Res ¦ Wall Insulation MF | 2025 | Technical | million_m3 | Before Competition Groups | 9.0172 | 0 | 0 | 3610.4007 | 0.0024976 | 31 | Residential_2025_Technical_million_m3_Before Competition Groups_31 | Wall Insulation MF | 0.2498% | 0 | 9.0172 | Residential_2025_Technical_million_m3_Before Competition Groups_Wall Insulation MF
Residential | Res ¦ Water Heater Temperature Setback | 2025 | Technical | million_m3 | Before Competition Groups | 7.9794 | 0 | 0 | 3610.4007 | 0.0022101 | 32 | Residential_2025_Technical_million_m3_Before Competition Groups_32 | Water Heater Temperature Setback | 0.221% | 0 | 7.9794 | Residential_2025_Technical_million_m3_Before Competition Groups_Water Heater Temperature Setback
Residential | Res ¦ Home Energy Reports | 2025 | Technical | million_m3 | Before Competition Groups | 5.8091 | 0 | 0 | 3610.4007 | 0.001609 | 33 | Residential_2025_Technical_million_m3_Before Competition Groups_33 | Home Energy Reports | 0.1609% | 0 | 5.8091 | Residential_2025_Technical_million_m3_Before Competition Groups_Home Energy Reports
Residential | Res ¦ Home Energy Reports | 2025 | Economic | million_m3 | Before Competition Groups | 4.4456 | 0 | 0 | 2799.9492 | 0.0015877 | 25 | Residential_2025_Economic_million_m3_Before Competition Groups_25 | Home Energy Reports | 0.1588% | 0 | 4.4456 | Residential_2025_Economic_million_m3_Before Competition Groups_Home Energy Reports
Residential | Res ¦ Basement or Crawlspace Insulation | 2025 | Achievable | million_m3 | Before Competition Groups | 0.39384 | 0 | 0 | 251.0226 | 0.001569 | 23 | Residential_2025_Achievable_million_m3_Before Competition Groups_23 | Basement or Crawlspace Insulation | 0.1569% | 0 | 0.39384 | Residential_2025_Achievable_million_m3_Before Competition Groups_Basement or Crawlspace Insulation
Residential | Res ¦ Heat Recovery Ventilator | 2025 | Achievable | million_m3 | Before Competition Groups | 0.37899 | 0 | 0 | 251.0226 | 0.0015098 | 24 | Residential_2025_Achievable_million_m3_Before Competition Groups_24 | Heat Recovery Ventilator | 0.151% | 0 | 0.37899 | Residential_2025_Achievable_million_m3_Before Competition Groups_Heat Recovery Ventilator
Residential | Res ¦ High Efficiency Gas Pool Heater | 2025 | Technical | million_m3 | Before Competition Groups | 4.9134 | 0 | 0 | 3610.4007 | 0.0013609 | 34 | Residential_2025_Technical_million_m3_Before Competition Groups_34 | High Efficiency Gas Pool Heater | 0.1361% | 0 | 4.9134 | Residential_2025_Technical_million_m3_Before Competition Groups_High Efficiency Gas Pool Heater
Residential | Res ¦ Wall Insulation MF | 2025 | Achievable | million_m3 | Before Competition Groups | 0.30242 | 0 | 0 | 251.0226 | 0.0012048 | 25 | Residential_2025_Achievable_million_m3_Before Competition Groups_25 | Wall Insulation MF | 0.1205% | 0 | 0.30242 | Residential_2025_Achievable_million_m3_Before Competition Groups_Wall Insulation MF
Residential | Res ¦ Energy Star Clothes Washer | 2025 | Achievable | million_m3 | Before Competition Groups | 0.2908 | 0 | 0 | 251.0226 | 0.0011585 | 26 | Residential_2025_Achievable_million_m3_Before Competition Groups_26 | Energy Star Clothes Washer | 0.1158% | 0 | 0.2908 | Residential_2025_Achievable_million_m3_Before Competition Groups_Energy Star Clothes Washer
Residential | Res ¦ Clothes Drying Racks | 2025 | Achievable | million_m3 | Before Competition Groups | 0.26787 | 0 | 0 | 251.0226 | 0.0010671 | 27 | Residential_2025_Achievable_million_m3_Before Competition Groups_27 | Clothes Drying Racks | 0.1067% | 0 | 0.26787 | Residential_2025_Achievable_million_m3_Before Competition Groups_Clothes Drying Racks
Residential | Res ¦ Minimize Hot and Warm Clothes Wash | 2025 | Achievable | million_m3 | Before Competition Groups | 0.13624 | 0 | 0 | 251.0226 | 0.00054275 | 28 | Residential_2025_Achievable_million_m3_Before Competition Groups_28 | Minimize Hot and Warm Clothes Wash | 0.05428% | 0 | 0.13624 | Residential_2025_Achievable_million_m3_Before Competition Groups_Minimize Hot and Warm Clothes Wash
Residential | Res ¦ Clothes Drying Racks | 2025 | Economic | million_m3 | Before Competition Groups | 1.3703 | 0 | 0 | 2799.9492 | 0.0004894 | 26 | Residential_2025_Economic_million_m3_Before Competition Groups_26 | Clothes Drying Racks | 0.04894% | 0 | 1.3703 | Residential_2025_Economic_million_m3_Before Competition Groups_Clothes Drying Racks
Residential | Res ¦ Minimize Hot and Warm Clothes Wash | 2025 | Economic | million_m3 | Before Competition Groups | 1.1907 | 0 | 0 | 2799.9492 | 0.00042526 | 27 | Residential_2025_Economic_million_m3_Before Competition Groups_27 | Minimize Hot and Warm Clothes Wash | 0.04253% | 0 | 1.1907 | Residential_2025_Economic_million_m3_Before Competition Groups_Minimize Hot and Warm Clothes Wash
Residential | Res ¦ Clothes Drying Racks | 2025 | Technical | million_m3 | Before Competition Groups | 1.3703 | 0 | 0 | 3610.4007 | 0.00037954 | 35 | Residential_2025_Technical_million_m3_Before Competition Groups_35 | Clothes Drying Racks | 0.03795% | 0 | 1.3703 | Residential_2025_Technical_million_m3_Before Competition Groups_Clothes Drying Racks
Residential | Res ¦ Minimize Hot and Warm Clothes Wash | 2025 | Technical | million_m3 | Before Competition Groups | 1.1907 | 0 | 0 | 3610.4007 | 0.0003298 | 36 | Residential_2025_Technical_million_m3_Before Competition Groups_36 | Minimize Hot and Warm Clothes Wash | 0.03298% | 0 | 1.1907 | Residential_2025_Technical_million_m3_Before Competition Groups_Minimize Hot and Warm Clothes Wash
Residential | Res ¦ Energy Star Clothes Dryer | 2025 | Technical | million_m3 | Before Competition Groups | 0.58011 | 0 | 0 | 3610.4007 | 0.00016068 | 37 | Residential_2025_Technical_million_m3_Before Competition Groups_37 | Energy Star Clothes Dryer | 0.01607% | 0 | 0.58011 | Residential_2025_Technical_million_m3_Before Competition Groups_Energy Star Clothes Dryer
Residential | Res ¦ Energy Star Clothes Washer | 2025 | Economic | million_m3 | Before Competition Groups | 0.33115 | 0 | 0 | 2799.9492 | 0.00011827 | 28 | Residential_2025_Economic_million_m3_Before Competition Groups_28 | Energy Star Clothes Washer | 0.01183% | 0 | 0.33115 | Residential_2025_Economic_million_m3_Before Competition Groups_Energy Star Clothes Washer
Residential | Res ¦ Energy Star Clothes Washer | 2025 | Technical | million_m3 | Before Competition Groups | 0.33115 | 0 | 0 | 3610.4007 | 9.1722e-05 | 38 | Residential_2025_Technical_million_m3_Before Competition Groups_38 | Energy Star Clothes Washer | 0.009172% | 0 | 0.33115 | Residential_2025_Technical_million_m3_Before Competition Groups_Energy Star Clothes Washer
Residential | Res ¦ Solar Water Preheat (Pools/DHW) | 2025 | Technical | million_m3 | Before Competition Groups | 0.14212 | 0 | 0 | 3610.4007 | 3.9363e-05 | 39 | Residential_2025_Technical_million_m3_Before Competition Groups_39 | Solar Water Preheat (Pools/DHW) | 0.003936% | 0 | 0.14212 | Residential_2025_Technical_million_m3_Before Competition Groups_Solar Water Preheat (Pools/DHW)
Residential | Res ¦ Ceiling Insulation | 2025 | Achievable | million_m3 | Before Competition Groups | 0 | 0 | 0 | 251.0226 | 0 | 29 | Residential_2025_Achievable_million_m3_Before Competition Groups_29 | Ceiling Insulation | 0% | 0 | 0 | Residential_2025_Achievable_million_m3_Before Competition Groups_Ceiling Insulation
Residential | Res ¦ Ceiling Insulation | 2025 | Economic | million_m3 | Before Competition Groups | 0 | 0 | 0 | 2799.9492 | 0 | 29 | Residential_2025_Economic_million_m3_Before Competition Groups_29 | Ceiling Insulation | 0% | 0 | 0 | Residential_2025_Economic_million_m3_Before Competition Groups_Ceiling Insulation
Residential | Res ¦ Drain Water Heat Recovery | 2025 | Achievable | million_m3 | Before Competition Groups | 0 | 0 | 0 | 251.0226 | 0 | 30 | Residential_2025_Achievable_million_m3_Before Competition Groups_30 | Drain Water Heat Recovery | 0% | 0 | 0 | Residential_2025_Achievable_million_m3_Before Competition Groups_Drain Water Heat Recovery
Residential | Res ¦ Drain Water Heat Recovery | 2025 | Economic | million_m3 | Before Competition Groups | 0 | 0 | 0 | 2799.9492 | 0 | 30 | Residential_2025_Economic_million_m3_Before Competition Groups_30 | Drain Water Heat Recovery | 0% | 0 | 0 | Residential_2025_Economic_million_m3_Before Competition Groups_Drain Water Heat Recovery
Residential | Res ¦ Furnace Tune Up | 2025 | Achievable | million_m3 | Before Competition Groups | 0 | 0 | 0 | 251.0226 | 0 | 31 | Residential_2025_Achievable_million_m3_Before Competition Groups_31 | Furnace Tune Up | 0% | 0 | 0 | Residential_2025_Achievable_million_m3_Before Competition Groups_Furnace Tune Up
Residential | Res ¦ Furnace Tune Up | 2025 | Economic | million_m3 | Before Competition Groups | 0 | 0 | 0 | 2799.9492 | 0 | 31 | Residential_2025_Economic_million_m3_Before Competition Groups_31 | Furnace Tune Up | 0% | 0 | 0 | Residential_2025_Economic_million_m3_Before Competition Groups_Furnace Tune Up
Residential | Res ¦ High Efficiency Storage Water Heater | 2025 | Achievable | million_m3 | Before Competition Groups | 0 | 0 | 0 | 251.0226 | 0 | 32 | Residential_2025_Achievable_million_m3_Before Competition Groups_32 | High Efficiency Storage Water Heater | 0% | 0 | 0 | Residential_2025_Achievable_million_m3_Before Competition Groups_High Efficiency Storage Water Heater
Residential | Res ¦ High Efficiency Storage Water Heater | 2025 | Economic | million_m3 | Before Competition Groups | 0 | 0 | 0 | 2799.9492 | 0 | 32 | Residential_2025_Economic_million_m3_Before Competition Groups_32 | High Efficiency Storage Water Heater | 0% | 0 | 0 | Residential_2025_Economic_million_m3_Before Competition Groups_High Efficiency Storage Water Heater
Residential | Res ¦ Tankless Water Heater | 2025 | Achievable | million_m3 | Before Competition Groups | 0 | 0 | 0 | 251.0226 | 0 | 33 | Residential_2025_Achievable_million_m3_Before Competition Groups_33 | Tankless Water Heater | 0% | 0 | 0 | Residential_2025_Achievable_million_m3_Before Competition Groups_Tankless Water Heater
Residential | Res ¦ Tankless Water Heater | 2025 | Economic | million_m3 | Before Competition Groups | 0 | 0 | 0 | 2799.9492 | 0 | 33 | Residential_2025_Economic_million_m3_Before Competition Groups_33 | Tankless Water Heater | 0% | 0 | 0 | Residential_2025_Economic_million_m3_Before Competition Groups_Tankless Water Heater
Residential | Res ¦ Air Sealing | 2026 | Economic | million_m3 | Before Competition Groups | 694.295 | 0 | 0 | 2958.045 | 0.23471 | 1 | Residential_2026_Economic_million_m3_Before Competition Groups_1 | Air Sealing | 23.47% | 0 | 694.295 | Residential_2026_Economic_million_m3_Before Competition Groups_Air Sealing
Residential | Res ¦ Air Sealing | 2026 | Technical | million_m3 | Before Competition Groups | 694.295 | 0 | 0 | 3658.3643 | 0.18978 | 1 | Residential_2026_Technical_million_m3_Before Competition Groups_1 | Air Sealing | 18.98% | 0 | 694.295 | Residential_2026_Technical_million_m3_Before Competition Groups_Air Sealing
Residential | Res ¦ Adaptive Thermostat | 2026 | Economic | million_m3 | Before Competition Groups | 525.9266 | 0 | 0 | 2958.045 | 0.1778 | 2 | Residential_2026_Economic_million_m3_Before Competition Groups_2 | Adaptive Thermostat | 17.78% | 0 | 525.9266 | Residential_2026_Economic_million_m3_Before Competition Groups_Adaptive Thermostat
Residential | Res ¦ Comprehensive Draft Proofing | 2026 | Achievable | million_m3 | Before Competition Groups | 59.4864 | 0 | 0 | 360.2406 | 0.16513 | 1 | Residential_2026_Achievable_million_m3_Before Competition Groups_1 | Comprehensive Draft Proofing | 16.51% | 0 | 59.4864 | Residential_2026_Achievable_million_m3_Before Competition Groups_Comprehensive Draft Proofing
Residential | Res ¦ Adaptive Thermostat | 2026 | Technical | million_m3 | Before Competition Groups | 525.9266 | 0 | 0 | 3658.3643 | 0.14376 | 2 | Residential_2026_Technical_million_m3_Before Competition Groups_2 | Adaptive Thermostat | 14.38% | 0 | 525.9266 | Residential_2026_Technical_million_m3_Before Competition Groups_Adaptive Thermostat
Residential | Res ¦ DHW Recirculation Systems | 2026 | Achievable | million_m3 | Before Competition Groups | 45.4384 | 0 | 0 | 360.2406 | 0.12613 | 2 | Residential_2026_Achievable_million_m3_Before Competition Groups_2 | DHW Recirculation Systems | 12.61% | 0 | 45.4384 | Residential_2026_Achievable_million_m3_Before Competition Groups_DHW Recirculation Systems
Residential | Res ¦ Adaptive Thermostat | 2026 | Achievable | million_m3 | Before Competition Groups | 37.1741 | 0 | 0 | 360.2406 | 0.10319 | 3 | Residential_2026_Achievable_million_m3_Before Competition Groups_3 | Adaptive Thermostat | 10.32% | 0 | 37.1741 | Residential_2026_Achievable_million_m3_Before Competition Groups_Adaptive Thermostat
Residential | Res ¦ Air Sealing | 2026 | Achievable | million_m3 | Before Competition Groups | 33.0733 | 0 | 0 | 360.2406 | 0.091809 | 4 | Residential_2026_Achievable_million_m3_Before Competition Groups_4 | Air Sealing | 9.181% | 0 | 33.0733 | Residential_2026_Achievable_million_m3_Before Competition Groups_Air Sealing
Residential | Res ¦ Energy Star Windows | 2026 | Technical | million_m3 | Before Competition Groups | 263.9354 | 0 | 0 | 3658.3643 | 0.072146 | 3 | Residential_2026_Technical_million_m3_Before Competition Groups_3 | Energy Star Windows | 7.215% | 0 | 263.9354 | Residential_2026_Technical_million_m3_Before Competition Groups_Energy Star Windows
Residential | Res ¦ High Efficiency Condensing Furnace | 2026 | Achievable | million_m3 | Before Competition Groups | 25.9163 | 0 | 0 | 360.2406 | 0.071942 | 5 | Residential_2026_Achievable_million_m3_Before Competition Groups_5 | High Efficiency Condensing Furnace | 7.194% | 0 | 25.9163 | Residential_2026_Achievable_million_m3_Before Competition Groups_High Efficiency Condensing Furnace
Residential | Res ¦ Comprehensive Draft Proofing | 2026 | Economic | million_m3 | Before Competition Groups | 210.3534 | 0 | 0 | 2958.045 | 0.071112 | 3 | Residential_2026_Economic_million_m3_Before Competition Groups_3 | Comprehensive Draft Proofing | 7.111% | 0 | 210.3534 | Residential_2026_Economic_million_m3_Before Competition Groups_Comprehensive Draft Proofing
Residential | Res ¦ Advanced BAS/Controllers | 2026 | Achievable | million_m3 | Before Competition Groups | 24.8098 | 0 | 0 | 360.2406 | 0.06887 | 6 | Residential_2026_Achievable_million_m3_Before Competition Groups_6 | Advanced BAS/Controllers | 6.887% | 0 | 24.8098 | Residential_2026_Achievable_million_m3_Before Competition Groups_Advanced BAS/Controllers
Residential | Res ¦ Wall Insulation | 2026 | Economic | million_m3 | Before Competition Groups | 192.0603 | 0 | 0 | 2958.045 | 0.064928 | 4 | Residential_2026_Economic_million_m3_Before Competition Groups_4 | Wall Insulation | 6.493% | 0 | 192.0603 | Residential_2026_Economic_million_m3_Before Competition Groups_Wall Insulation
Residential | Res ¦ Comprehensive Draft Proofing | 2026 | Technical | million_m3 | Before Competition Groups | 210.3534 | 0 | 0 | 3658.3643 | 0.057499 | 4 | Residential_2026_Technical_million_m3_Before Competition Groups_4 | Comprehensive Draft Proofing | 5.75% | 0 | 210.3534 | Residential_2026_Technical_million_m3_Before Competition Groups_Comprehensive Draft Proofing
Residential | Res ¦ High Efficiency Fireplace with Pilotless Ignition | 2026 | Achievable | million_m3 | Before Competition Groups | 20.6546 | 0 | 0 | 360.2406 | 0.057336 | 7 | Residential_2026_Achievable_million_m3_Before Competition Groups_7 | High Efficiency Fireplace with Pilotless Ignition | 5.734% | 0 | 20.6546 | Residential_2026_Achievable_million_m3_Before Competition Groups_High Efficiency Fireplace with Pilotless Ignition
Residential | Res ¦ Attic Insulation | 2026 | Economic | million_m3 | Before Competition Groups | 169.5381 | 0 | 0 | 2958.045 | 0.057314 | 5 | Residential_2026_Economic_million_m3_Before Competition Groups_5 | Attic Insulation | 5.731% | 0 | 169.5381 | Residential_2026_Economic_million_m3_Before Competition Groups_Attic Insulation
Residential | Res ¦ Building Recommissioning, Operations and Maintenance (O&M) Improvements | 2026 | Achievable | million_m3 | Before Competition Groups | 20.5279 | 0 | 0 | 360.2406 | 0.056984 | 8 | Residential_2026_Achievable_million_m3_Before Competition Groups_8 | Building Recommissioning, Operations and Maintenance (O&M) Improvements | 5.698% | 0 | 20.5279 | Residential_2026_Achievable_million_m3_Before Competition Groups_Building Recommissioning, Operations and Maintenance (O&M) Improvements
Residential | Res ¦ Condensing Boiler | 2026 | Achievable | million_m3 | Before Competition Groups | 19.7792 | 0 | 0 | 360.2406 | 0.054906 | 9 | Residential_2026_Achievable_million_m3_Before Competition Groups_9 | Condensing Boiler | 5.491% | 0 | 19.7792 | Residential_2026_Achievable_million_m3_Before Competition Groups_Condensing Boiler
Residential | Res ¦ DHW Recirculation Systems | 2026 | Economic | million_m3 | Before Competition Groups | 160.7779 | 0 | 0 | 2958.045 | 0.054353 | 6 | Residential_2026_Economic_million_m3_Before Competition Groups_6 | DHW Recirculation Systems | 5.435% | 0 | 160.7779 | Residential_2026_Economic_million_m3_Before Competition Groups_DHW Recirculation Systems
Residential | Res ¦ Wall Insulation | 2026 | Technical | million_m3 | Before Competition Groups | 192.0603 | 0 | 0 | 3658.3643 | 0.052499 | 5 | Residential_2026_Technical_million_m3_Before Competition Groups_5 | Wall Insulation | 5.25% | 0 | 192.0603 | Residential_2026_Technical_million_m3_Before Competition Groups_Wall Insulation
Residential | Res ¦ Basement Wall Insulation | 2026 | Economic | million_m3 | Before Competition Groups | 141.0563 | 0 | 0 | 2958.045 | 0.047686 | 7 | Residential_2026_Economic_million_m3_Before Competition Groups_7 | Basement Wall Insulation | 4.769% | 0 | 141.0563 | Residential_2026_Economic_million_m3_Before Competition Groups_Basement Wall Insulation
Residential | Res ¦ Attic Insulation | 2026 | Technical | million_m3 | Before Competition Groups | 169.5381 | 0 | 0 | 3658.3643 | 0.046343 | 6 | Residential_2026_Technical_million_m3_Before Competition Groups_6 | Attic Insulation | 4.634% | 0 | 169.5381 | Residential_2026_Technical_million_m3_Before Competition Groups_Attic Insulation
Residential | Res ¦ Basement or Crawlspace Insulation | 2026 | Economic | million_m3 | Before Competition Groups | 131.3186 | 0 | 0 | 2958.045 | 0.044394 | 8 | Residential_2026_Economic_million_m3_Before Competition Groups_8 | Basement or Crawlspace Insulation | 4.439% | 0 | 131.3186 | Residential_2026_Economic_million_m3_Before Competition Groups_Basement or Crawlspace Insulation
Residential | Res ¦ DHW Recirculation Systems | 2026 | Technical | million_m3 | Before Competition Groups | 160.7779 | 0 | 0 | 3658.3643 | 0.043948 | 7 | Residential_2026_Technical_million_m3_Before Competition Groups_7 | DHW Recirculation Systems | 4.395% | 0 | 160.7779 | Residential_2026_Technical_million_m3_Before Competition Groups_DHW Recirculation Systems
Residential | Res ¦ Basement or Crawlspace Insulation | 2026 | Technical | million_m3 | Before Competition Groups | 144.0774 | 0 | 0 | 3658.3643 | 0.039383 | 8 | Residential_2026_Technical_million_m3_Before Competition Groups_8 | Basement or Crawlspace Insulation | 3.938% | 0 | 144.0774 | Residential_2026_Technical_million_m3_Before Competition Groups_Basement or Crawlspace Insulation
Residential | Res ¦ Basement Wall Insulation | 2026 | Technical | million_m3 | Before Competition Groups | 141.0563 | 0 | 0 | 3658.3643 | 0.038557 | 9 | Residential_2026_Technical_million_m3_Before Competition Groups_9 | Basement Wall Insulation | 3.856% | 0 | 141.0563 | Residential_2026_Technical_million_m3_Before Competition Groups_Basement Wall Insulation
Residential | Res ¦ Advanced BAS/Controllers | 2026 | Economic | million_m3 | Before Competition Groups | 87.733 | 0 | 0 | 2958.045 | 0.029659 | 9 | Residential_2026_Economic_million_m3_Before Competition Groups_9 | Advanced BAS/Controllers | 2.966% | 0 | 87.733 | Residential_2026_Economic_million_m3_Before Competition Groups_Advanced BAS/Controllers
Residential | Res ¦ Window Film | 2026 | Technical | million_m3 | Before Competition Groups | 99.042 | 0 | 0 | 3658.3643 | 0.027073 | 10 | Residential_2026_Technical_million_m3_Before Competition Groups_10 | Window Film | 2.707% | 0 | 99.042 | Residential_2026_Technical_million_m3_Before Competition Groups_Window Film
Residential | Res ¦ Furnace Tune Up | 2026 | Technical | million_m3 | Before Competition Groups | 95.9544 | 0 | 0 | 3658.3643 | 0.026229 | 11 | Residential_2026_Technical_million_m3_Before Competition Groups_11 | Furnace Tune Up | 2.623% | 0 | 95.9544 | Residential_2026_Technical_million_m3_Before Competition Groups_Furnace Tune Up
Residential | Res ¦ Condensing Storage Water Heater | 2026 | Economic | million_m3 | Before Competition Groups | 75.7138 | 0 | 0 | 2958.045 | 0.025596 | 10 | Residential_2026_Economic_million_m3_Before Competition Groups_10 | Condensing Storage Water Heater | 2.56% | 0 | 75.7138 | Residential_2026_Economic_million_m3_Before Competition Groups_Condensing Storage Water Heater
Residential | Res ¦ Wall Insulation | 2026 | Achievable | million_m3 | Before Competition Groups | 9.1424 | 0 | 0 | 360.2406 | 0.025378 | 10 | Residential_2026_Achievable_million_m3_Before Competition Groups_10 | Wall Insulation | 2.538% | 0 | 9.1424 | Residential_2026_Achievable_million_m3_Before Competition Groups_Wall Insulation
Residential | Res ¦ Condensing Boiler | 2026 | Economic | million_m3 | Before Competition Groups | 73.3649 | 0 | 0 | 2958.045 | 0.024802 | 11 | Residential_2026_Economic_million_m3_Before Competition Groups_11 | Condensing Boiler | 2.48% | 0 | 73.3649 | Residential_2026_Economic_million_m3_Before Competition Groups_Condensing Boiler
Residential | Res ¦ Building Recommissioning, Operations and Maintenance (O&M) Improvements | 2026 | Economic | million_m3 | Before Competition Groups | 72.59 | 0 | 0 | 2958.045 | 0.02454 | 12 | Residential_2026_Economic_million_m3_Before Competition Groups_12 | Building Recommissioning, Operations and Maintenance (O&M) Improvements | 2.454% | 0 | 72.59 | Residential_2026_Economic_million_m3_Before Competition Groups_Building Recommissioning, Operations and Maintenance (O&M) Improvements
Residential | Res ¦ Advanced BAS/Controllers | 2026 | Technical | million_m3 | Before Competition Groups | 87.733 | 0 | 0 | 3658.3643 | 0.023981 | 12 | Residential_2026_Technical_million_m3_Before Competition Groups_12 | Advanced BAS/Controllers | 2.398% | 0 | 87.733 | Residential_2026_Technical_million_m3_Before Competition Groups_Advanced BAS/Controllers
Residential | Res ¦ Attic Insulation | 2026 | Achievable | million_m3 | Before Competition Groups | 8.0762 | 0 | 0 | 360.2406 | 0.022419 | 11 | Residential_2026_Achievable_million_m3_Before Competition Groups_11 | Attic Insulation | 2.242% | 0 | 8.0762 | Residential_2026_Achievable_million_m3_Before Competition Groups_Attic Insulation
Residential | Res ¦ Condensing Storage Water Heater | 2026 | Achievable | million_m3 | Before Competition Groups | 7.943 | 0 | 0 | 360.2406 | 0.022049 | 12 | Residential_2026_Achievable_million_m3_Before Competition Groups_12 | Condensing Storage Water Heater | 2.205% | 0 | 7.943 | Residential_2026_Achievable_million_m3_Before Competition Groups_Condensing Storage Water Heater
Residential | Res ¦ Condensing Storage Water Heater | 2026 | Technical | million_m3 | Before Competition Groups | 75.7138 | 0 | 0 | 3658.3643 | 0.020696 | 13 | Residential_2026_Technical_million_m3_Before Competition Groups_13 | Condensing Storage Water Heater | 2.07% | 0 | 75.7138 | Residential_2026_Technical_million_m3_Before Competition Groups_Condensing Storage Water Heater
Residential | Res ¦ Condensing Boiler | 2026 | Technical | million_m3 | Before Competition Groups | 73.3649 | 0 | 0 | 3658.3643 | 0.020054 | 14 | Residential_2026_Technical_million_m3_Before Competition Groups_14 | Condensing Boiler | 2.005% | 0 | 73.3649 | Residential_2026_Technical_million_m3_Before Competition Groups_Condensing Boiler
Residential | Res ¦ Building Recommissioning, Operations and Maintenance (O&M) Improvements | 2026 | Technical | million_m3 | Before Competition Groups | 72.59 | 0 | 0 | 3658.3643 | 0.019842 | 15 | Residential_2026_Technical_million_m3_Before Competition Groups_15 | Building Recommissioning, Operations and Maintenance (O&M) Improvements | 1.984% | 0 | 72.59 | Residential_2026_Technical_million_m3_Before Competition Groups_Building Recommissioning, Operations and Maintenance (O&M) Improvements
Residential | Res ¦ Demand Control Ventilation | 2026 | Achievable | million_m3 | Before Competition Groups | 7.086 | 0 | 0 | 360.2406 | 0.01967 | 13 | Residential_2026_Achievable_million_m3_Before Competition Groups_13 | Demand Control Ventilation | 1.967% | 0 | 7.086 | Residential_2026_Achievable_million_m3_Before Competition Groups_Demand Control Ventilation
Residential | Res ¦ Ceiling Insulation | 2026 | Technical | million_m3 | Before Competition Groups | 71.2653 | 0 | 0 | 3658.3643 | 0.01948 | 16 | Residential_2026_Technical_million_m3_Before Competition Groups_16 | Ceiling Insulation | 1.948% | 0 | 71.2653 | Residential_2026_Technical_million_m3_Before Competition Groups_Ceiling Insulation
Residential | Res ¦ Duct Insulation MF | 2026 | Economic | million_m3 | Before Competition Groups | 57.3303 | 0 | 0 | 2958.045 | 0.019381 | 13 | Residential_2026_Economic_million_m3_Before Competition Groups_13 | Duct Insulation MF | 1.938% | 0 | 57.3303 | Residential_2026_Economic_million_m3_Before Competition Groups_Duct Insulation MF
Residential | Res ¦ Condensing Make Up Air Unit | 2026 | Achievable | million_m3 | Before Competition Groups | 6.7749 | 0 | 0 | 360.2406 | 0.018807 | 14 | Residential_2026_Achievable_million_m3_Before Competition Groups_14 | Condensing Make Up Air Unit | 1.881% | 0 | 6.7749 | Residential_2026_Achievable_million_m3_Before Competition Groups_Condensing Make Up Air Unit
Residential | Res ¦ Floor Insulation | 2026 | Economic | million_m3 | Before Competition Groups | 55.2896 | 0 | 0 | 2958.045 | 0.018691 | 14 | Residential_2026_Economic_million_m3_Before Competition Groups_14 | Floor Insulation | 1.869% | 0 | 55.2896 | Residential_2026_Economic_million_m3_Before Competition Groups_Floor Insulation
Residential | Res ¦ Basement Wall Insulation | 2026 | Achievable | million_m3 | Before Competition Groups | 6.7198 | 0 | 0 | 360.2406 | 0.018654 | 15 | Residential_2026_Achievable_million_m3_Before Competition Groups_15 | Basement Wall Insulation | 1.865% | 0 | 6.7198 | Residential_2026_Achievable_million_m3_Before Competition Groups_Basement Wall Insulation
Residential | Res ¦ Energy Star Windows | 2026 | Achievable | million_m3 | Before Competition Groups | 6.7059 | 0 | 0 | 360.2406 | 0.018615 | 16 | Residential_2026_Achievable_million_m3_Before Competition Groups_16 | Energy Star Windows | 1.862% | 0 | 6.7059 | Residential_2026_Achievable_million_m3_Before Competition Groups_Energy Star Windows
Residential | Res ¦ Duct Insulation | 2026 | Economic | million_m3 | Before Competition Groups | 52.8101 | 0 | 0 | 2958.045 | 0.017853 | 15 | Residential_2026_Economic_million_m3_Before Competition Groups_15 | Duct Insulation | 1.785% | 0 | 52.8101 | Residential_2026_Economic_million_m3_Before Competition Groups_Duct Insulation
Residential | Res ¦ Tankless Water Heater | 2026 | Technical | million_m3 | Before Competition Groups | 63.0431 | 0 | 0 | 3658.3643 | 0.017233 | 17 | Residential_2026_Technical_million_m3_Before Competition Groups_17 | Tankless Water Heater | 1.723% | 0 | 63.0431 | Residential_2026_Technical_million_m3_Before Competition Groups_Tankless Water Heater
Residential | Res ¦ Duct Insulation MF | 2026 | Technical | million_m3 | Before Competition Groups | 57.3303 | 0 | 0 | 3658.3643 | 0.015671 | 18 | Residential_2026_Technical_million_m3_Before Competition Groups_18 | Duct Insulation MF | 1.567% | 0 | 57.3303 | Residential_2026_Technical_million_m3_Before Competition Groups_Duct Insulation MF
Residential | Res ¦ Floor Insulation | 2026 | Technical | million_m3 | Before Competition Groups | 55.2896 | 0 | 0 | 3658.3643 | 0.015113 | 19 | Residential_2026_Technical_million_m3_Before Competition Groups_19 | Floor Insulation | 1.511% | 0 | 55.2896 | Residential_2026_Technical_million_m3_Before Competition Groups_Floor Insulation
Residential | Res ¦ Duct Insulation | 2026 | Technical | million_m3 | Before Competition Groups | 52.8101 | 0 | 0 | 3658.3643 | 0.014435 | 20 | Residential_2026_Technical_million_m3_Before Competition Groups_20 | Duct Insulation | 1.444% | 0 | 52.8101 | Residential_2026_Technical_million_m3_Before Competition Groups_Duct Insulation
Residential | Res ¦ Pool Cover | 2026 | Achievable | million_m3 | Before Competition Groups | 4.9474 | 0 | 0 | 360.2406 | 0.013734 | 17 | Residential_2026_Achievable_million_m3_Before Competition Groups_17 | Pool Cover | 1.373% | 0 | 4.9474 | Residential_2026_Achievable_million_m3_Before Competition Groups_Pool Cover
Residential | Res ¦ High Efficiency Condensing Furnace | 2026 | Economic | million_m3 | Before Competition Groups | 40.2229 | 0 | 0 | 2958.045 | 0.013598 | 16 | Residential_2026_Economic_million_m3_Before Competition Groups_16 | High Efficiency Condensing Furnace | 1.36% | 0 | 40.2229 | Residential_2026_Economic_million_m3_Before Competition Groups_High Efficiency Condensing Furnace
Residential | Res ¦ Demand Control Ventilation | 2026 | Economic | million_m3 | Before Competition Groups | 39.2666 | 0 | 0 | 2958.045 | 0.013275 | 17 | Residential_2026_Economic_million_m3_Before Competition Groups_17 | Demand Control Ventilation | 1.327% | 0 | 39.2666 | Residential_2026_Economic_million_m3_Before Competition Groups_Demand Control Ventilation
Residential | Res ¦ High Efficiency Fireplace with Pilotless Ignition | 2026 | Economic | million_m3 | Before Competition Groups | 38.8297 | 0 | 0 | 2958.045 | 0.013127 | 18 | Residential_2026_Economic_million_m3_Before Competition Groups_18 | High Efficiency Fireplace with Pilotless Ignition | 1.313% | 0 | 38.8297 | Residential_2026_Economic_million_m3_Before Competition Groups_High Efficiency Fireplace with Pilotless Ignition
Residential | Res ¦ Heat Recovery Ventilator | 2026 | Economic | million_m3 | Before Competition Groups | 36.3843 | 0 | 0 | 2958.045 | 0.0123 | 19 | Residential_2026_Economic_million_m3_Before Competition Groups_19 | Heat Recovery Ventilator | 1.23% | 0 | 36.3843 | Residential_2026_Economic_million_m3_Before Competition Groups_Heat Recovery Ventilator
Residential | Res ¦ High Efficiency Storage Water Heater | 2026 | Technical | million_m3 | Before Competition Groups | 41.8409 | 0 | 0 | 3658.3643 | 0.011437 | 21 | Residential_2026_Technical_million_m3_Before Competition Groups_21 | High Efficiency Storage Water Heater | 1.144% | 0 | 41.8409 | Residential_2026_Technical_million_m3_Before Competition Groups_High Efficiency Storage Water Heater
Residential | Res ¦ High Efficiency Condensing Furnace | 2026 | Technical | million_m3 | Before Competition Groups | 40.3399 | 0 | 0 | 3658.3643 | 0.011027 | 22 | Residential_2026_Technical_million_m3_Before Competition Groups_22 | High Efficiency Condensing Furnace | 1.103% | 0 | 40.3399 | Residential_2026_Technical_million_m3_Before Competition Groups_High Efficiency Condensing Furnace
Residential | Res ¦ Demand Control Ventilation | 2026 | Technical | million_m3 | Before Competition Groups | 39.2666 | 0 | 0 | 3658.3643 | 0.010733 | 23 | Residential_2026_Technical_million_m3_Before Competition Groups_23 | Demand Control Ventilation | 1.073% | 0 | 39.2666 | Residential_2026_Technical_million_m3_Before Competition Groups_Demand Control Ventilation
Residential | Res ¦ High Efficiency Fireplace with Pilotless Ignition | 2026 | Technical | million_m3 | Before Competition Groups | 38.8297 | 0 | 0 | 3658.3643 | 0.010614 | 24 | Residential_2026_Technical_million_m3_Before Competition Groups_24 | High Efficiency Fireplace with Pilotless Ignition | 1.061% | 0 | 38.8297 | Residential_2026_Technical_million_m3_Before Competition Groups_High Efficiency Fireplace with Pilotless Ignition
Residential | Res ¦ Heat Recovery Ventilator | 2026 | Technical | million_m3 | Before Competition Groups | 36.3843 | 0 | 0 | 3658.3643 | 0.0099455 | 25 | Residential_2026_Technical_million_m3_Before Competition Groups_25 | Heat Recovery Ventilator | 0.9946% | 0 | 36.3843 | Residential_2026_Technical_million_m3_Before Competition Groups_Heat Recovery Ventilator
Residential | Res ¦ Condensing Make Up Air Unit | 2026 | Economic | million_m3 | Before Competition Groups | 26.6625 | 0 | 0 | 2958.045 | 0.0090135 | 20 | Residential_2026_Economic_million_m3_Before Competition Groups_20 | Condensing Make Up Air Unit | 0.9014% | 0 | 26.6625 | Residential_2026_Economic_million_m3_Before Competition Groups_Condensing Make Up Air Unit
Residential | Res ¦ Early Hot Water Heater Replacement | 2026 | Technical | million_m3 | Before Competition Groups | 31.5383 | 0 | 0 | 3658.3643 | 0.0086209 | 26 | Residential_2026_Technical_million_m3_Before Competition Groups_26 | Early Hot Water Heater Replacement | 0.8621% | 0 | 31.5383 | Residential_2026_Technical_million_m3_Before Competition Groups_Early Hot Water Heater Replacement
Residential | Res ¦ Energy Star Windows | 2026 | Economic | million_m3 | Before Competition Groups | 23.7333 | 0 | 0 | 2958.045 | 0.0080233 | 21 | Residential_2026_Economic_million_m3_Before Competition Groups_21 | Energy Star Windows | 0.8023% | 0 | 23.7333 | Residential_2026_Economic_million_m3_Before Competition Groups_Energy Star Windows
Residential | Res ¦ Duct Insulation MF | 2026 | Achievable | million_m3 | Before Competition Groups | 2.7306 | 0 | 0 | 360.2406 | 0.0075799 | 18 | Residential_2026_Achievable_million_m3_Before Competition Groups_18 | Duct Insulation MF | 0.758% | 0 | 2.7306 | Residential_2026_Achievable_million_m3_Before Competition Groups_Duct Insulation MF
Residential | Res ¦ Drain Water Heat Recovery | 2026 | Technical | million_m3 | Before Competition Groups | 26.8982 | 0 | 0 | 3658.3643 | 0.0073525 | 27 | Residential_2026_Technical_million_m3_Before Competition Groups_27 | Drain Water Heat Recovery | 0.7353% | 0 | 26.8982 | Residential_2026_Technical_million_m3_Before Competition Groups_Drain Water Heat Recovery
Residential | Res ¦ Floor Insulation | 2026 | Achievable | million_m3 | Before Competition Groups | 2.6325 | 0 | 0 | 360.2406 | 0.0073077 | 19 | Residential_2026_Achievable_million_m3_Before Competition Groups_19 | Floor Insulation | 0.7308% | 0 | 2.6325 | Residential_2026_Achievable_million_m3_Before Competition Groups_Floor Insulation
Residential | Res ¦ Condensing Make Up Air Unit | 2026 | Technical | million_m3 | Before Competition Groups | 26.6625 | 0 | 0 | 3658.3643 | 0.0072881 | 28 | Residential_2026_Technical_million_m3_Before Competition Groups_28 | Condensing Make Up Air Unit | 0.7288% | 0 | 26.6625 | Residential_2026_Technical_million_m3_Before Competition Groups_Condensing Make Up Air Unit
Residential | Res ¦ Duct Insulation | 2026 | Achievable | million_m3 | Before Competition Groups | 2.5088 | 0 | 0 | 360.2406 | 0.0069643 | 20 | Residential_2026_Achievable_million_m3_Before Competition Groups_20 | Duct Insulation | 0.6964% | 0 | 2.5088 | Residential_2026_Achievable_million_m3_Before Competition Groups_Duct Insulation
Residential | Res ¦ Water Heater Temperature Setback | 2026 | Achievable | million_m3 | Before Competition Groups | 2.2207 | 0 | 0 | 360.2406 | 0.0061644 | 21 | Residential_2026_Achievable_million_m3_Before Competition Groups_21 | Water Heater Temperature Setback | 0.6164% | 0 | 2.2207 | Residential_2026_Achievable_million_m3_Before Competition Groups_Water Heater Temperature Setback
Residential | Res ¦ Pool Cover | 2026 | Economic | million_m3 | Before Competition Groups | 17.5015 | 0 | 0 | 2958.045 | 0.0059166 | 22 | Residential_2026_Economic_million_m3_Before Competition Groups_22 | Pool Cover | 0.5917% | 0 | 17.5015 | Residential_2026_Economic_million_m3_Before Competition Groups_Pool Cover
Residential | Res ¦ Solar Water Heating System | 2026 | Technical | million_m3 | Before Competition Groups | 18.5762 | 0 | 0 | 3658.3643 | 0.0050777 | 29 | Residential_2026_Technical_million_m3_Before Competition Groups_29 | Solar Water Heating System | 0.5078% | 0 | 18.5762 | Residential_2026_Technical_million_m3_Before Competition Groups_Solar Water Heating System
Residential | Res ¦ Basement or Crawlspace Insulation | 2026 | Achievable | million_m3 | Before Competition Groups | 1.7357 | 0 | 0 | 360.2406 | 0.0048182 | 22 | Residential_2026_Achievable_million_m3_Before Competition Groups_22 | Basement or Crawlspace Insulation | 0.4818% | 0 | 1.7357 | Residential_2026_Achievable_million_m3_Before Competition Groups_Basement or Crawlspace Insulation
Residential | Res ¦ Pool Cover | 2026 | Technical | million_m3 | Before Competition Groups | 17.5015 | 0 | 0 | 3658.3643 | 0.004784 | 30 | Residential_2026_Technical_million_m3_Before Competition Groups_30 | Pool Cover | 0.4784% | 0 | 17.5015 | Residential_2026_Technical_million_m3_Before Competition Groups_Pool Cover
Residential | Res ¦ High Efficiency Storage Water Heater | 2026 | Economic | million_m3 | Before Competition Groups | 9.7273 | 0 | 0 | 2958.045 | 0.0032884 | 23 | Residential_2026_Economic_million_m3_Before Competition Groups_23 | High Efficiency Storage Water Heater | 0.3288% | 0 | 9.7273 | Residential_2026_Economic_million_m3_Before Competition Groups_High Efficiency Storage Water Heater
Residential | Res ¦ Home Energy Reports | 2026 | Achievable | million_m3 | Before Competition Groups | 1.1769 | 0 | 0 | 360.2406 | 0.0032669 | 23 | Residential_2026_Achievable_million_m3_Before Competition Groups_23 | Home Energy Reports | 0.3267% | 0 | 1.1769 | Residential_2026_Achievable_million_m3_Before Competition Groups_Home Energy Reports
Residential | Res ¦ Wall Insulation MF | 2026 | Economic | million_m3 | Before Competition Groups | 8.8747 | 0 | 0 | 2958.045 | 0.0030002 | 24 | Residential_2026_Economic_million_m3_Before Competition Groups_24 | Wall Insulation MF | 0.3% | 0 | 8.8747 | Residential_2026_Economic_million_m3_Before Competition Groups_Wall Insulation MF
Residential | Res ¦ Water Heater Temperature Setback | 2026 | Economic | million_m3 | Before Competition Groups | 7.8533 | 0 | 0 | 2958.045 | 0.0026549 | 25 | Residential_2026_Economic_million_m3_Before Competition Groups_25 | Water Heater Temperature Setback | 0.2655% | 0 | 7.8533 | Residential_2026_Economic_million_m3_Before Competition Groups_Water Heater Temperature Setback
Residential | Res ¦ Wall Insulation MF | 2026 | Technical | million_m3 | Before Competition Groups | 8.8747 | 0 | 0 | 3658.3643 | 0.0024259 | 31 | Residential_2026_Technical_million_m3_Before Competition Groups_31 | Wall Insulation MF | 0.2426% | 0 | 8.8747 | Residential_2026_Technical_million_m3_Before Competition Groups_Wall Insulation MF
Residential | Res ¦ Heat Recovery Ventilator | 2026 | Achievable | million_m3 | Before Competition Groups | 0.81254 | 0 | 0 | 360.2406 | 0.0022555 | 24 | Residential_2026_Achievable_million_m3_Before Competition Groups_24 | Heat Recovery Ventilator | 0.2256% | 0 | 0.81254 | Residential_2026_Achievable_million_m3_Before Competition Groups_Heat Recovery Ventilator
Residential | Res ¦ High Efficiency Storage Water Heater | 2026 | Achievable | million_m3 | Before Competition Groups | 0.8037 | 0 | 0 | 360.2406 | 0.002231 | 25 | Residential_2026_Achievable_million_m3_Before Competition Groups_25 | High Efficiency Storage Water Heater | 0.2231% | 0 | 0.8037 | Residential_2026_Achievable_million_m3_Before Competition Groups_High Efficiency Storage Water Heater
Residential | Res ¦ Water Heater Temperature Setback | 2026 | Technical | million_m3 | Before Competition Groups | 7.8533 | 0 | 0 | 3658.3643 | 0.0021467 | 32 | Residential_2026_Technical_million_m3_Before Competition Groups_32 | Water Heater Temperature Setback | 0.2147% | 0 | 7.8533 | Residential_2026_Technical_million_m3_Before Competition Groups_Water Heater Temperature Setback
Residential | Res ¦ Home Energy Reports | 2026 | Technical | million_m3 | Before Competition Groups | 7.6898 | 0 | 0 | 3658.3643 | 0.002102 | 33 | Residential_2026_Technical_million_m3_Before Competition Groups_33 | Home Energy Reports | 0.2102% | 0 | 7.6898 | Residential_2026_Technical_million_m3_Before Competition Groups_Home Energy Reports
Residential | Res ¦ Home Energy Reports | 2026 | Economic | million_m3 | Before Competition Groups | 5.8843 | 0 | 0 | 2958.045 | 0.0019893 | 26 | Residential_2026_Economic_million_m3_Before Competition Groups_26 | Home Energy Reports | 0.1989% | 0 | 5.8843 | Residential_2026_Economic_million_m3_Before Competition Groups_Home Energy Reports
Residential | Res ¦ High Efficiency Gas Pool Heater | 2026 | Technical | million_m3 | Before Competition Groups | 6.1072 | 0 | 0 | 3658.3643 | 0.0016694 | 34 | Residential_2026_Technical_million_m3_Before Competition Groups_34 | High Efficiency Gas Pool Heater | 0.1669% | 0 | 6.1072 | Residential_2026_Technical_million_m3_Before Competition Groups_High Efficiency Gas Pool Heater
Residential | Res ¦ Wall Insulation MF | 2026 | Achievable | million_m3 | Before Competition Groups | 0.42282 | 0 | 0 | 360.2406 | 0.0011737 | 26 | Residential_2026_Achievable_million_m3_Before Competition Groups_26 | Wall Insulation MF | 0.1174% | 0 | 0.42282 | Residential_2026_Achievable_million_m3_Before Competition Groups_Wall Insulation MF
Residential | Res ¦ Clothes Drying Racks | 2026 | Achievable | million_m3 | Before Competition Groups | 0.38049 | 0 | 0 | 360.2406 | 0.0010562 | 27 | Residential_2026_Achievable_million_m3_Before Competition Groups_27 | Clothes Drying Racks | 0.1056% | 0 | 0.38049 | Residential_2026_Achievable_million_m3_Before Competition Groups_Clothes Drying Racks
Residential | Res ¦ Energy Star Clothes Washer | 2026 | Achievable | million_m3 | Before Competition Groups | 0.37869 | 0 | 0 | 360.2406 | 0.0010512 | 28 | Residential_2026_Achievable_million_m3_Before Competition Groups_28 | Energy Star Clothes Washer | 0.1051% | 0 | 0.37869 | Residential_2026_Achievable_million_m3_Before Competition Groups_Energy Star Clothes Washer
Residential | Res ¦ Minimize Hot and Warm Clothes Wash | 2026 | Achievable | million_m3 | Before Competition Groups | 0.18166 | 0 | 0 | 360.2406 | 0.00050427 | 29 | Residential_2026_Achievable_million_m3_Before Competition Groups_29 | Minimize Hot and Warm Clothes Wash | 0.05043% | 0 | 0.18166 | Residential_2026_Achievable_million_m3_Before Competition Groups_Minimize Hot and Warm Clothes Wash
Residential | Res ¦ Clothes Drying Racks | 2026 | Economic | million_m3 | Before Competition Groups | 1.3486 | 0 | 0 | 2958.045 | 0.00045592 | 27 | Residential_2026_Economic_million_m3_Before Competition Groups_27 | Clothes Drying Racks | 0.04559% | 0 | 1.3486 | Residential_2026_Economic_million_m3_Before Competition Groups_Clothes Drying Racks
Residential | Res ¦ Minimize Hot and Warm Clothes Wash | 2026 | Economic | million_m3 | Before Competition Groups | 1.1719 | 0 | 0 | 2958.045 | 0.00039617 | 28 | Residential_2026_Economic_million_m3_Before Competition Groups_28 | Minimize Hot and Warm Clothes Wash | 0.03962% | 0 | 1.1719 | Residential_2026_Economic_million_m3_Before Competition Groups_Minimize Hot and Warm Clothes Wash
Residential | Res ¦ Clothes Drying Racks | 2026 | Technical | million_m3 | Before Competition Groups | 1.3486 | 0 | 0 | 3658.3643 | 0.00036864 | 35 | Residential_2026_Technical_million_m3_Before Competition Groups_35 | Clothes Drying Racks | 0.03686% | 0 | 1.3486 | Residential_2026_Technical_million_m3_Before Competition Groups_Clothes Drying Racks
Residential | Res ¦ Minimize Hot and Warm Clothes Wash | 2026 | Technical | million_m3 | Before Competition Groups | 1.1719 | 0 | 0 | 3658.3643 | 0.00032033 | 36 | Residential_2026_Technical_million_m3_Before Competition Groups_36 | Minimize Hot and Warm Clothes Wash | 0.03203% | 0 | 1.1719 | Residential_2026_Technical_million_m3_Before Competition Groups_Minimize Hot and Warm Clothes Wash
Residential | Res ¦ Energy Star Clothes Dryer | 2026 | Technical | million_m3 | Before Competition Groups | 0.75786 | 0 | 0 | 3658.3643 | 0.00020716 | 37 | Residential_2026_Technical_million_m3_Before Competition Groups_37 | Energy Star Clothes Dryer | 0.02072% | 0 | 0.75786 | Residential_2026_Technical_million_m3_Before Competition Groups_Energy Star Clothes Dryer
Residential | Res ¦ Energy Star Clothes Washer | 2026 | Economic | million_m3 | Before Competition Groups | 0.42635 | 0 | 0 | 2958.045 | 0.00014413 | 29 | Residential_2026_Economic_million_m3_Before Competition Groups_29 | Energy Star Clothes Washer | 0.01441% | 0 | 0.42635 | Residential_2026_Economic_million_m3_Before Competition Groups_Energy Star Clothes Washer
Residential | Res ¦ Energy Star Clothes Washer | 2026 | Technical | million_m3 | Before Competition Groups | 0.42635 | 0 | 0 | 3658.3643 | 0.00011654 | 38 | Residential_2026_Technical_million_m3_Before Competition Groups_38 | Energy Star Clothes Washer | 0.01165% | 0 | 0.42635 | Residential_2026_Technical_million_m3_Before Competition Groups_Energy Star Clothes Washer
Residential | Res ¦ Solar Water Preheat (Pools/DHW) | 2026 | Technical | million_m3 | Before Competition Groups | 0.13987 | 0 | 0 | 3658.3643 | 3.8233e-05 | 39 | Residential_2026_Technical_million_m3_Before Competition Groups_39 | Solar Water Preheat (Pools/DHW) | 0.003823% | 0 | 0.13987 | Residential_2026_Technical_million_m3_Before Competition Groups_Solar Water Preheat (Pools/DHW)
Residential | Res ¦ Ceiling Insulation | 2026 | Achievable | million_m3 | Before Competition Groups | 0 | 0 | 0 | 360.2406 | 0 | 30 | Residential_2026_Achievable_million_m3_Before Competition Groups_30 | Ceiling Insulation | 0% | 0 | 0 | Residential_2026_Achievable_million_m3_Before Competition Groups_Ceiling Insulation
Residential | Res ¦ Ceiling Insulation | 2026 | Economic | million_m3 | Before Competition Groups | 0 | 0 | 0 | 2958.045 | 0 | 30 | Residential_2026_Economic_million_m3_Before Competition Groups_30 | Ceiling Insulation | 0% | 0 | 0 | Residential_2026_Economic_million_m3_Before Competition Groups_Ceiling Insulation
Residential | Res ¦ Drain Water Heat Recovery | 2026 | Achievable | million_m3 | Before Competition Groups | 0 | 0 | 0 | 360.2406 | 0 | 31 | Residential_2026_Achievable_million_m3_Before Competition Groups_31 | Drain Water Heat Recovery | 0% | 0 | 0 | Residential_2026_Achievable_million_m3_Before Competition Groups_Drain Water Heat Recovery
Residential | Res ¦ Drain Water Heat Recovery | 2026 | Economic | million_m3 | Before Competition Groups | 0 | 0 | 0 | 2958.045 | 0 | 31 | Residential_2026_Economic_million_m3_Before Competition Groups_31 | Drain Water Heat Recovery | 0% | 0 | 0 | Residential_2026_Economic_million_m3_Before Competition Groups_Drain Water Heat Recovery
Residential | Res ¦ Furnace Tune Up | 2026 | Achievable | million_m3 | Before Competition Groups | 0 | 0 | 0 | 360.2406 | 0 | 32 | Residential_2026_Achievable_million_m3_Before Competition Groups_32 | Furnace Tune Up | 0% | 0 | 0 | Residential_2026_Achievable_million_m3_Before Competition Groups_Furnace Tune Up
Residential | Res ¦ Furnace Tune Up | 2026 | Economic | million_m3 | Before Competition Groups | 0 | 0 | 0 | 2958.045 | 0 | 32 | Residential_2026_Economic_million_m3_Before Competition Groups_32 | Furnace Tune Up | 0% | 0 | 0 | Residential_2026_Economic_million_m3_Before Competition Groups_Furnace Tune Up
Residential | Res ¦ Tankless Water Heater | 2026 | Achievable | million_m3 | Before Competition Groups | 0 | 0 | 0 | 360.2406 | 0 | 33 | Residential_2026_Achievable_million_m3_Before Competition Groups_33 | Tankless Water Heater | 0% | 0 | 0 | Residential_2026_Achievable_million_m3_Before Competition Groups_Tankless Water Heater
Residential | Res ¦ Tankless Water Heater | 2026 | Economic | million_m3 | Before Competition Groups | 0 | 0 | 0 | 2958.045 | 0 | 33 | Residential_2026_Economic_million_m3_Before Competition Groups_33 | Tankless Water Heater | 0% | 0 | 0 | Residential_2026_Economic_million_m3_Before Competition Groups_Tankless Water Heater
Residential | Res ¦ Air Sealing | 2027 | Economic | million_m3 | Before Competition Groups | 683.3251 | 0 | 0 | 2998.9297 | 0.22786 | 1 | Residential_2027_Economic_million_m3_Before Competition Groups_1 | Air Sealing | 22.79% | 0 | 683.3251 | Residential_2027_Economic_million_m3_Before Competition Groups_Air Sealing
Residential | Res ¦ Air Sealing | 2027 | Technical | million_m3 | Before Competition Groups | 683.3251 | 0 | 0 | 3703.5256 | 0.18451 | 1 | Residential_2027_Technical_million_m3_Before Competition Groups_1 | Air Sealing | 18.45% | 0 | 683.3251 | Residential_2027_Technical_million_m3_Before Competition Groups_Air Sealing
Residential | Res ¦ Adaptive Thermostat | 2027 | Economic | million_m3 | Before Competition Groups | 525.7876 | 0 | 0 | 2998.9297 | 0.17533 | 2 | Residential_2027_Economic_million_m3_Before Competition Groups_2 | Adaptive Thermostat | 17.53% | 0 | 525.7876 | Residential_2027_Economic_million_m3_Before Competition Groups_Adaptive Thermostat
Residential | Res ¦ Comprehensive Draft Proofing | 2027 | Achievable | million_m3 | Before Competition Groups | 78.2099 | 0 | 0 | 481.1396 | 0.16255 | 1 | Residential_2027_Achievable_million_m3_Before Competition Groups_1 | Comprehensive Draft Proofing | 16.26% | 0 | 78.2099 | Residential_2027_Achievable_million_m3_Before Competition Groups_Comprehensive Draft Proofing
Residential | Res ¦ Adaptive Thermostat | 2027 | Technical | million_m3 | Before Competition Groups | 525.7876 | 0 | 0 | 3703.5256 | 0.14197 | 2 | Residential_2027_Technical_million_m3_Before Competition Groups_2 | Adaptive Thermostat | 14.2% | 0 | 525.7876 | Residential_2027_Technical_million_m3_Before Competition Groups_Adaptive Thermostat
Residential | Res ¦ DHW Recirculation Systems | 2027 | Achievable | million_m3 | Before Competition Groups | 59.74 | 0 | 0 | 481.1396 | 0.12416 | 2 | Residential_2027_Achievable_million_m3_Before Competition Groups_2 | DHW Recirculation Systems | 12.42% | 0 | 59.74 | Residential_2027_Achievable_million_m3_Before Competition Groups_DHW Recirculation Systems
Residential | Res ¦ Adaptive Thermostat | 2027 | Achievable | million_m3 | Before Competition Groups | 48.4554 | 0 | 0 | 481.1396 | 0.10071 | 3 | Residential_2027_Achievable_million_m3_Before Competition Groups_3 | Adaptive Thermostat | 10.07% | 0 | 48.4554 | Residential_2027_Achievable_million_m3_Before Competition Groups_Adaptive Thermostat
Residential | Res ¦ Air Sealing | 2027 | Achievable | million_m3 | Before Competition Groups | 43.3311 | 0 | 0 | 481.1396 | 0.090059 | 4 | Residential_2027_Achievable_million_m3_Before Competition Groups_4 | Air Sealing | 9.006% | 0 | 43.3311 | Residential_2027_Achievable_million_m3_Before Competition Groups_Air Sealing
Residential | Res ¦ Energy Star Windows | 2027 | Technical | million_m3 | Before Competition Groups | 259.7652 | 0 | 0 | 3703.5256 | 0.07014 | 3 | Residential_2027_Technical_million_m3_Before Competition Groups_3 | Energy Star Windows | 7.014% | 0 | 259.7652 | Residential_2027_Technical_million_m3_Before Competition Groups_Energy Star Windows
Residential | Res ¦ High Efficiency Condensing Furnace | 2027 | Achievable | million_m3 | Before Competition Groups | 33.4207 | 0 | 0 | 481.1396 | 0.069462 | 5 | Residential_2027_Achievable_million_m3_Before Competition Groups_5 | High Efficiency Condensing Furnace | 6.946% | 0 | 33.4207 | Residential_2027_Achievable_million_m3_Before Competition Groups_High Efficiency Condensing Furnace
Residential | Res ¦ Comprehensive Draft Proofing | 2027 | Economic | million_m3 | Before Competition Groups | 207.0298 | 0 | 0 | 2998.9297 | 0.069035 | 3 | Residential_2027_Economic_million_m3_Before Competition Groups_3 | Comprehensive Draft Proofing | 6.903% | 0 | 207.0298 | Residential_2027_Economic_million_m3_Before Competition Groups_Comprehensive Draft Proofing
Residential | Res ¦ Advanced BAS/Controllers | 2027 | Achievable | million_m3 | Before Competition Groups | 32.6187 | 0 | 0 | 481.1396 | 0.067795 | 6 | Residential_2027_Achievable_million_m3_Before Competition Groups_6 | Advanced BAS/Controllers | 6.779% | 0 | 32.6187 | Residential_2027_Achievable_million_m3_Before Competition Groups_Advanced BAS/Controllers
Residential | Res ¦ Wall Insulation | 2027 | Economic | million_m3 | Before Competition Groups | 189.0258 | 0 | 0 | 2998.9297 | 0.063031 | 4 | Residential_2027_Economic_million_m3_Before Competition Groups_4 | Wall Insulation | 6.303% | 0 | 189.0258 | Residential_2027_Economic_million_m3_Before Competition Groups_Wall Insulation
Residential | Res ¦ High Efficiency Fireplace with Pilotless Ignition | 2027 | Achievable | million_m3 | Before Competition Groups | 27.3347 | 0 | 0 | 481.1396 | 0.056812 | 7 | Residential_2027_Achievable_million_m3_Before Competition Groups_7 | High Efficiency Fireplace with Pilotless Ignition | 5.681% | 0 | 27.3347 | Residential_2027_Achievable_million_m3_Before Competition Groups_High Efficiency Fireplace with Pilotless Ignition
Residential | Res ¦ Condensing Boiler | 2027 | Achievable | million_m3 | Before Competition Groups | 27.2259 | 0 | 0 | 481.1396 | 0.056586 | 8 | Residential_2027_Achievable_million_m3_Before Competition Groups_8 | Condensing Boiler | 5.659% | 0 | 27.2259 | Residential_2027_Achievable_million_m3_Before Competition Groups_Condensing Boiler
Residential | Res ¦ Building Recommissioning, Operations and Maintenance (O&M) Improvements | 2027 | Achievable | million_m3 | Before Competition Groups | 26.989 | 0 | 0 | 481.1396 | 0.056094 | 9 | Residential_2027_Achievable_million_m3_Before Competition Groups_9 | Building Recommissioning, Operations and Maintenance (O&M) Improvements | 5.609% | 0 | 26.989 | Residential_2027_Achievable_million_m3_Before Competition Groups_Building Recommissioning, Operations and Maintenance (O&M) Improvements
Residential | Res ¦ Comprehensive Draft Proofing | 2027 | Technical | million_m3 | Before Competition Groups | 207.0298 | 0 | 0 | 3703.5256 | 0.055901 | 4 | Residential_2027_Technical_million_m3_Before Competition Groups_4 | Comprehensive Draft Proofing | 5.59% | 0 | 207.0298 | Residential_2027_Technical_million_m3_Before Competition Groups_Comprehensive Draft Proofing
Residential | Res ¦ Attic Insulation | 2027 | Economic | million_m3 | Before Competition Groups | 166.8594 | 0 | 0 | 2998.9297 | 0.05564 | 5 | Residential_2027_Economic_million_m3_Before Competition Groups_5 | Attic Insulation | 5.564% | 0 | 166.8594 | Residential_2027_Economic_million_m3_Before Competition Groups_Attic Insulation
Residential | Res ¦ DHW Recirculation Systems | 2027 | Economic | million_m3 | Before Competition Groups | 158.2376 | 0 | 0 | 2998.9297 | 0.052765 | 6 | Residential_2027_Economic_million_m3_Before Competition Groups_6 | DHW Recirculation Systems | 5.276% | 0 | 158.2376 | Residential_2027_Economic_million_m3_Before Competition Groups_DHW Recirculation Systems
Residential | Res ¦ Wall Insulation | 2027 | Technical | million_m3 | Before Competition Groups | 189.0258 | 0 | 0 | 3703.5256 | 0.051039 | 5 | Residential_2027_Technical_million_m3_Before Competition Groups_5 | Wall Insulation | 5.104% | 0 | 189.0258 | Residential_2027_Technical_million_m3_Before Competition Groups_Wall Insulation
Residential | Res ¦ Basement Wall Insulation | 2027 | Economic | million_m3 | Before Competition Groups | 138.8276 | 0 | 0 | 2998.9297 | 0.046292 | 7 | Residential_2027_Economic_million_m3_Before Competition Groups_7 | Basement Wall Insulation | 4.629% | 0 | 138.8276 | Residential_2027_Economic_million_m3_Before Competition Groups_Basement Wall Insulation
Residential | Res ¦ Attic Insulation | 2027 | Technical | million_m3 | Before Competition Groups | 166.8594 | 0 | 0 | 3703.5256 | 0.045054 | 6 | Residential_2027_Technical_million_m3_Before Competition Groups_6 | Attic Insulation | 4.505% | 0 | 166.8594 | Residential_2027_Technical_million_m3_Before Competition Groups_Attic Insulation
Residential | Res ¦ Basement or Crawlspace Insulation | 2027 | Economic | million_m3 | Before Competition Groups | 129.2438 | 0 | 0 | 2998.9297 | 0.043097 | 8 | Residential_2027_Economic_million_m3_Before Competition Groups_8 | Basement or Crawlspace Insulation | 4.31% | 0 | 129.2438 | Residential_2027_Economic_million_m3_Before Competition Groups_Basement or Crawlspace Insulation
Residential | Res ¦ DHW Recirculation Systems | 2027 | Technical | million_m3 | Before Competition Groups | 158.2376 | 0 | 0 | 3703.5256 | 0.042726 | 7 | Residential_2027_Technical_million_m3_Before Competition Groups_7 | DHW Recirculation Systems | 4.273% | 0 | 158.2376 | Residential_2027_Technical_million_m3_Before Competition Groups_DHW Recirculation Systems
Residential | Res ¦ Basement or Crawlspace Insulation | 2027 | Technical | million_m3 | Before Competition Groups | 141.801 | 0 | 0 | 3703.5256 | 0.038288 | 8 | Residential_2027_Technical_million_m3_Before Competition Groups_8 | Basement or Crawlspace Insulation | 3.829% | 0 | 141.801 | Residential_2027_Technical_million_m3_Before Competition Groups_Basement or Crawlspace Insulation
Residential | Res ¦ Basement Wall Insulation | 2027 | Technical | million_m3 | Before Competition Groups | 138.8276 | 0 | 0 | 3703.5256 | 0.037485 | 9 | Residential_2027_Technical_million_m3_Before Competition Groups_9 | Basement Wall Insulation | 3.749% | 0 | 138.8276 | Residential_2027_Technical_million_m3_Before Competition Groups_Basement Wall Insulation
Residential | Res ¦ Condensing Storage Water Heater | 2027 | Economic | million_m3 | Before Competition Groups | 92.4402 | 0 | 0 | 2998.9297 | 0.030824 | 9 | Residential_2027_Economic_million_m3_Before Competition Groups_9 | Condensing Storage Water Heater | 3.082% | 0 | 92.4402 | Residential_2027_Economic_million_m3_Before Competition Groups_Condensing Storage Water Heater
Residential | Res ¦ Advanced BAS/Controllers | 2027 | Economic | million_m3 | Before Competition Groups | 86.3468 | 0 | 0 | 2998.9297 | 0.028793 | 10 | Residential_2027_Economic_million_m3_Before Competition Groups_10 | Advanced BAS/Controllers | 2.879% | 0 | 86.3468 | Residential_2027_Economic_million_m3_Before Competition Groups_Advanced BAS/Controllers
Residential | Res ¦ Condensing Storage Water Heater | 2027 | Achievable | million_m3 | Before Competition Groups | 13.4921 | 0 | 0 | 481.1396 | 0.028042 | 10 | Residential_2027_Achievable_million_m3_Before Competition Groups_10 | Condensing Storage Water Heater | 2.804% | 0 | 13.4921 | Residential_2027_Achievable_million_m3_Before Competition Groups_Condensing Storage Water Heater
Residential | Res ¦ Condensing Boiler | 2027 | Economic | million_m3 | Before Competition Groups | 81.203 | 0 | 0 | 2998.9297 | 0.027077 | 11 | Residential_2027_Economic_million_m3_Before Competition Groups_11 | Condensing Boiler | 2.708% | 0 | 81.203 | Residential_2027_Economic_million_m3_Before Competition Groups_Condensing Boiler
Residential | Res ¦ Window Film | 2027 | Technical | million_m3 | Before Competition Groups | 97.4772 | 0 | 0 | 3703.5256 | 0.02632 | 10 | Residential_2027_Technical_million_m3_Before Competition Groups_10 | Window Film | 2.632% | 0 | 97.4772 | Residential_2027_Technical_million_m3_Before Competition Groups_Window Film
Residential | Res ¦ Furnace Tune Up | 2027 | Technical | million_m3 | Before Competition Groups | 94.4383 | 0 | 0 | 3703.5256 | 0.0255 | 11 | Residential_2027_Technical_million_m3_Before Competition Groups_11 | Furnace Tune Up | 2.55% | 0 | 94.4383 | Residential_2027_Technical_million_m3_Before Competition Groups_Furnace Tune Up
Residential | Res ¦ Condensing Storage Water Heater | 2027 | Technical | million_m3 | Before Competition Groups | 92.4402 | 0 | 0 | 3703.5256 | 0.02496 | 12 | Residential_2027_Technical_million_m3_Before Competition Groups_12 | Condensing Storage Water Heater | 2.496% | 0 | 92.4402 | Residential_2027_Technical_million_m3_Before Competition Groups_Condensing Storage Water Heater
Residential | Res ¦ Wall Insulation | 2027 | Achievable | million_m3 | Before Competition Groups | 11.9775 | 0 | 0 | 481.1396 | 0.024894 | 11 | Residential_2027_Achievable_million_m3_Before Competition Groups_11 | Wall Insulation | 2.489% | 0 | 11.9775 | Residential_2027_Achievable_million_m3_Before Competition Groups_Wall Insulation
Residential | Res ¦ Building Recommissioning, Operations and Maintenance (O&M) Improvements | 2027 | Economic | million_m3 | Before Competition Groups | 71.4431 | 0 | 0 | 2998.9297 | 0.023823 | 12 | Residential_2027_Economic_million_m3_Before Competition Groups_12 | Building Recommissioning, Operations and Maintenance (O&M) Improvements | 2.382% | 0 | 71.4431 | Residential_2027_Economic_million_m3_Before Competition Groups_Building Recommissioning, Operations and Maintenance (O&M) Improvements
Residential | Res ¦ Advanced BAS/Controllers | 2027 | Technical | million_m3 | Before Competition Groups | 86.3468 | 0 | 0 | 3703.5256 | 0.023315 | 13 | Residential_2027_Technical_million_m3_Before Competition Groups_13 | Advanced BAS/Controllers | 2.331% | 0 | 86.3468 | Residential_2027_Technical_million_m3_Before Competition Groups_Advanced BAS/Controllers
Residential | Res ¦ Attic Insulation | 2027 | Achievable | million_m3 | Before Competition Groups | 10.581 | 0 | 0 | 481.1396 | 0.021992 | 12 | Residential_2027_Achievable_million_m3_Before Competition Groups_12 | Attic Insulation | 2.199% | 0 | 10.581 | Residential_2027_Achievable_million_m3_Before Competition Groups_Attic Insulation
Residential | Res ¦ Condensing Boiler | 2027 | Technical | million_m3 | Before Competition Groups | 81.203 | 0 | 0 | 3703.5256 | 0.021926 | 14 | Residential_2027_Technical_million_m3_Before Competition Groups_14 | Condensing Boiler | 2.193% | 0 | 81.203 | Residential_2027_Technical_million_m3_Before Competition Groups_Condensing Boiler
Residential | Res ¦ Tankless Water Heater | 2027 | Technical | million_m3 | Before Competition Groups | 77.0542 | 0 | 0 | 3703.5256 | 0.020806 | 15 | Residential_2027_Technical_million_m3_Before Competition Groups_15 | Tankless Water Heater | 2.081% | 0 | 77.0542 | Residential_2027_Technical_million_m3_Before Competition Groups_Tankless Water Heater
Residential | Res ¦ Condensing Make Up Air Unit | 2027 | Achievable | million_m3 | Before Competition Groups | 9.8498 | 0 | 0 | 481.1396 | 0.020472 | 13 | Residential_2027_Achievable_million_m3_Before Competition Groups_13 | Condensing Make Up Air Unit | 2.047% | 0 | 9.8498 | Residential_2027_Achievable_million_m3_Before Competition Groups_Condensing Make Up Air Unit
Residential | Res ¦ Building Recommissioning, Operations and Maintenance (O&M) Improvements | 2027 | Technical | million_m3 | Before Competition Groups | 71.4431 | 0 | 0 | 3703.5256 | 0.019291 | 16 | Residential_2027_Technical_million_m3_Before Competition Groups_16 | Building Recommissioning, Operations and Maintenance (O&M) Improvements | 1.929% | 0 | 71.4431 | Residential_2027_Technical_million_m3_Before Competition Groups_Building Recommissioning, Operations and Maintenance (O&M) Improvements
Residential | Res ¦ Demand Control Ventilation | 2027 | Achievable | million_m3 | Before Competition Groups | 9.2173 | 0 | 0 | 481.1396 | 0.019157 | 14 | Residential_2027_Achievable_million_m3_Before Competition Groups_14 | Demand Control Ventilation | 1.916% | 0 | 9.2173 | Residential_2027_Achievable_million_m3_Before Competition Groups_Demand Control Ventilation
Residential | Res ¦ Ceiling Insulation | 2027 | Technical | million_m3 | Before Competition Groups | 70.1394 | 0 | 0 | 3703.5256 | 0.018939 | 17 | Residential_2027_Technical_million_m3_Before Competition Groups_17 | Ceiling Insulation | 1.894% | 0 | 70.1394 | Residential_2027_Technical_million_m3_Before Competition Groups_Ceiling Insulation
Residential | Res ¦ Duct Insulation MF | 2027 | Economic | million_m3 | Before Competition Groups | 56.4244 | 0 | 0 | 2998.9297 | 0.018815 | 13 | Residential_2027_Economic_million_m3_Before Competition Groups_13 | Duct Insulation MF | 1.881% | 0 | 56.4244 | Residential_2027_Economic_million_m3_Before Competition Groups_Duct Insulation MF
Residential | Res ¦ Energy Star Windows | 2027 | Achievable | million_m3 | Before Competition Groups | 8.8166 | 0 | 0 | 481.1396 | 0.018324 | 15 | Residential_2027_Achievable_million_m3_Before Competition Groups_15 | Energy Star Windows | 1.832% | 0 | 8.8166 | Residential_2027_Achievable_million_m3_Before Competition Groups_Energy Star Windows
Residential | Res ¦ Basement Wall Insulation | 2027 | Achievable | million_m3 | Before Competition Groups | 8.804 | 0 | 0 | 481.1396 | 0.018298 | 16 | Residential_2027_Achievable_million_m3_Before Competition Groups_16 | Basement Wall Insulation | 1.83% | 0 | 8.804 | Residential_2027_Achievable_million_m3_Before Competition Groups_Basement Wall Insulation
Residential | Res ¦ Floor Insulation | 2027 | Economic | million_m3 | Before Competition Groups | 54.416 | 0 | 0 | 2998.9297 | 0.018145 | 14 | Residential_2027_Economic_million_m3_Before Competition Groups_14 | Floor Insulation | 1.815% | 0 | 54.416 | Residential_2027_Economic_million_m3_Before Competition Groups_Floor Insulation
Residential | Res ¦ Duct Insulation | 2027 | Economic | million_m3 | Before Competition Groups | 51.9757 | 0 | 0 | 2998.9297 | 0.017331 | 15 | Residential_2027_Economic_million_m3_Before Competition Groups_15 | Duct Insulation | 1.733% | 0 | 51.9757 | Residential_2027_Economic_million_m3_Before Competition Groups_Duct Insulation
Residential | Res ¦ High Efficiency Condensing Furnace | 2027 | Economic | million_m3 | Before Competition Groups | 49.2951 | 0 | 0 | 2998.9297 | 0.016438 | 16 | Residential_2027_Economic_million_m3_Before Competition Groups_16 | High Efficiency Condensing Furnace | 1.644% | 0 | 49.2951 | Residential_2027_Economic_million_m3_Before Competition Groups_High Efficiency Condensing Furnace
Residential | Res ¦ High Efficiency Fireplace with Pilotless Ignition | 2027 | Economic | million_m3 | Before Competition Groups | 47.6831 | 0 | 0 | 2998.9297 | 0.0159 | 17 | Residential_2027_Economic_million_m3_Before Competition Groups_17 | High Efficiency Fireplace with Pilotless Ignition | 1.59% | 0 | 47.6831 | Residential_2027_Economic_million_m3_Before Competition Groups_High Efficiency Fireplace with Pilotless Ignition
Residential | Res ¦ Duct Insulation MF | 2027 | Technical | million_m3 | Before Competition Groups | 56.4244 | 0 | 0 | 3703.5256 | 0.015235 | 18 | Residential_2027_Technical_million_m3_Before Competition Groups_18 | Duct Insulation MF | 1.524% | 0 | 56.4244 | Residential_2027_Technical_million_m3_Before Competition Groups_Duct Insulation MF
Residential | Res ¦ Heat Recovery Ventilator | 2027 | Economic | million_m3 | Before Competition Groups | 45.1902 | 0 | 0 | 2998.9297 | 0.015069 | 18 | Residential_2027_Economic_million_m3_Before Competition Groups_18 | Heat Recovery Ventilator | 1.507% | 0 | 45.1902 | Residential_2027_Economic_million_m3_Before Competition Groups_Heat Recovery Ventilator
Residential | Res ¦ Floor Insulation | 2027 | Technical | million_m3 | Before Competition Groups | 54.416 | 0 | 0 | 3703.5256 | 0.014693 | 19 | Residential_2027_Technical_million_m3_Before Competition Groups_19 | Floor Insulation | 1.469% | 0 | 54.416 | Residential_2027_Technical_million_m3_Before Competition Groups_Floor Insulation
Residential | Res ¦ Duct Insulation | 2027 | Technical | million_m3 | Before Competition Groups | 51.9757 | 0 | 0 | 3703.5256 | 0.014034 | 20 | Residential_2027_Technical_million_m3_Before Competition Groups_20 | Duct Insulation | 1.403% | 0 | 51.9757 | Residential_2027_Technical_million_m3_Before Competition Groups_Duct Insulation
Residential | Res ¦ High Efficiency Storage Water Heater | 2027 | Technical | million_m3 | Before Competition Groups | 51.1381 | 0 | 0 | 3703.5256 | 0.013808 | 21 | Residential_2027_Technical_million_m3_Before Competition Groups_21 | High Efficiency Storage Water Heater | 1.381% | 0 | 51.1381 | Residential_2027_Technical_million_m3_Before Competition Groups_High Efficiency Storage Water Heater
Residential | Res ¦ Pool Cover | 2027 | Achievable | million_m3 | Before Competition Groups | 6.5046 | 0 | 0 | 481.1396 | 0.013519 | 17 | Residential_2027_Achievable_million_m3_Before Competition Groups_17 | Pool Cover | 1.352% | 0 | 6.5046 | Residential_2027_Achievable_million_m3_Before Competition Groups_Pool Cover
Residential | Res ¦ High Efficiency Condensing Furnace | 2027 | Technical | million_m3 | Before Competition Groups | 49.4385 | 0 | 0 | 3703.5256 | 0.013349 | 22 | Residential_2027_Technical_million_m3_Before Competition Groups_22 | High Efficiency Condensing Furnace | 1.335% | 0 | 49.4385 | Residential_2027_Technical_million_m3_Before Competition Groups_High Efficiency Condensing Furnace
Residential | Res ¦ Demand Control Ventilation | 2027 | Economic | million_m3 | Before Competition Groups | 38.6462 | 0 | 0 | 2998.9297 | 0.012887 | 19 | Residential_2027_Economic_million_m3_Before Competition Groups_19 | Demand Control Ventilation | 1.289% | 0 | 38.6462 | Residential_2027_Economic_million_m3_Before Competition Groups_Demand Control Ventilation
Residential | Res ¦ High Efficiency Fireplace with Pilotless Ignition | 2027 | Technical | million_m3 | Before Competition Groups | 47.6831 | 0 | 0 | 3703.5256 | 0.012875 | 23 | Residential_2027_Technical_million_m3_Before Competition Groups_23 | High Efficiency Fireplace with Pilotless Ignition | 1.288% | 0 | 47.6831 | Residential_2027_Technical_million_m3_Before Competition Groups_High Efficiency Fireplace with Pilotless Ignition
Residential | Res ¦ Heat Recovery Ventilator | 2027 | Technical | million_m3 | Before Competition Groups | 45.1902 | 0 | 0 | 3703.5256 | 0.012202 | 24 | Residential_2027_Technical_million_m3_Before Competition Groups_24 | Heat Recovery Ventilator | 1.22% | 0 | 45.1902 | Residential_2027_Technical_million_m3_Before Competition Groups_Heat Recovery Ventilator
Residential | Res ¦ Condensing Make Up Air Unit | 2027 | Economic | million_m3 | Before Competition Groups | 32.7625 | 0 | 0 | 2998.9297 | 0.010925 | 20 | Residential_2027_Economic_million_m3_Before Competition Groups_20 | Condensing Make Up Air Unit | 1.092% | 0 | 32.7625 | Residential_2027_Economic_million_m3_Before Competition Groups_Condensing Make Up Air Unit
Residential | Res ¦ Demand Control Ventilation | 2027 | Technical | million_m3 | Before Competition Groups | 38.6462 | 0 | 0 | 3703.5256 | 0.010435 | 25 | Residential_2027_Technical_million_m3_Before Competition Groups_25 | Demand Control Ventilation | 1.043% | 0 | 38.6462 | Residential_2027_Technical_million_m3_Before Competition Groups_Demand Control Ventilation
Residential | Res ¦ Condensing Make Up Air Unit | 2027 | Technical | million_m3 | Before Competition Groups | 32.7625 | 0 | 0 | 3703.5256 | 0.0088463 | 26 | Residential_2027_Technical_million_m3_Before Competition Groups_26 | Condensing Make Up Air Unit | 0.8846% | 0 | 32.7625 | Residential_2027_Technical_million_m3_Before Competition Groups_Condensing Make Up Air Unit
Residential | Res ¦ Early Hot Water Heater Replacement | 2027 | Technical | million_m3 | Before Competition Groups | 31.04 | 0 | 0 | 3703.5256 | 0.0083812 | 27 | Residential_2027_Technical_million_m3_Before Competition Groups_27 | Early Hot Water Heater Replacement | 0.8381% | 0 | 31.04 | Residential_2027_Technical_million_m3_Before Competition Groups_Early Hot Water Heater Replacement
Residential | Res ¦ Energy Star Windows | 2027 | Economic | million_m3 | Before Competition Groups | 23.3583 | 0 | 0 | 2998.9297 | 0.0077889 | 21 | Residential_2027_Economic_million_m3_Before Competition Groups_21 | Energy Star Windows | 0.7789% | 0 | 23.3583 | Residential_2027_Economic_million_m3_Before Competition Groups_Energy Star Windows
Residential | Res ¦ Duct Insulation MF | 2027 | Achievable | million_m3 | Before Competition Groups | 3.5774 | 0 | 0 | 481.1396 | 0.0074354 | 18 | Residential_2027_Achievable_million_m3_Before Competition Groups_18 | Duct Insulation MF | 0.7435% | 0 | 3.5774 | Residential_2027_Achievable_million_m3_Before Competition Groups_Duct Insulation MF
Residential | Res ¦ Floor Insulation | 2027 | Achievable | million_m3 | Before Competition Groups | 3.4489 | 0 | 0 | 481.1396 | 0.0071683 | 19 | Residential_2027_Achievable_million_m3_Before Competition Groups_19 | Floor Insulation | 0.7168% | 0 | 3.4489 | Residential_2027_Achievable_million_m3_Before Competition Groups_Floor Insulation
Residential | Res ¦ Drain Water Heat Recovery | 2027 | Technical | million_m3 | Before Competition Groups | 26.4732 | 0 | 0 | 3703.5256 | 0.0071481 | 28 | Residential_2027_Technical_million_m3_Before Competition Groups_28 | Drain Water Heat Recovery | 0.7148% | 0 | 26.4732 | Residential_2027_Technical_million_m3_Before Competition Groups_Drain Water Heat Recovery
Residential | Res ¦ Duct Insulation | 2027 | Achievable | million_m3 | Before Competition Groups | 3.2882 | 0 | 0 | 481.1396 | 0.0068342 | 20 | Residential_2027_Achievable_million_m3_Before Competition Groups_20 | Duct Insulation | 0.6834% | 0 | 3.2882 | Residential_2027_Achievable_million_m3_Before Competition Groups_Duct Insulation
Residential | Res ¦ Basement or Crawlspace Insulation | 2027 | Achievable | million_m3 | Before Competition Groups | 3.2075 | 0 | 0 | 481.1396 | 0.0066664 | 21 | Residential_2027_Achievable_million_m3_Before Competition Groups_21 | Basement or Crawlspace Insulation | 0.6666% | 0 | 3.2075 | Residential_2027_Achievable_million_m3_Before Competition Groups_Basement or Crawlspace Insulation
Residential | Res ¦ High Efficiency Storage Water Heater | 2027 | Economic | million_m3 | Before Competition Groups | 19.0245 | 0 | 0 | 2998.9297 | 0.0063438 | 22 | Residential_2027_Economic_million_m3_Before Competition Groups_22 | High Efficiency Storage Water Heater | 0.6344% | 0 | 19.0245 | Residential_2027_Economic_million_m3_Before Competition Groups_High Efficiency Storage Water Heater
Residential | Res ¦ High Efficiency Storage Water Heater | 2027 | Achievable | million_m3 | Before Competition Groups | 3.0373 | 0 | 0 | 481.1396 | 0.0063127 | 22 | Residential_2027_Achievable_million_m3_Before Competition Groups_22 | High Efficiency Storage Water Heater | 0.6313% | 0 | 3.0373 | Residential_2027_Achievable_million_m3_Before Competition Groups_High Efficiency Storage Water Heater
Residential | Res ¦ Solar Water Heating System | 2027 | Technical | million_m3 | Before Competition Groups | 22.7046 | 0 | 0 | 3703.5256 | 0.0061305 | 29 | Residential_2027_Technical_million_m3_Before Competition Groups_29 | Solar Water Heating System | 0.6131% | 0 | 22.7046 | Residential_2027_Technical_million_m3_Before Competition Groups_Solar Water Heating System
Residential | Res ¦ Water Heater Temperature Setback | 2027 | Achievable | million_m3 | Before Competition Groups | 2.9196 | 0 | 0 | 481.1396 | 0.0060682 | 23 | Residential_2027_Achievable_million_m3_Before Competition Groups_23 | Water Heater Temperature Setback | 0.6068% | 0 | 2.9196 | Residential_2027_Achievable_million_m3_Before Competition Groups_Water Heater Temperature Setback
Residential | Res ¦ Pool Cover | 2027 | Economic | million_m3 | Before Competition Groups | 17.225 | 0 | 0 | 2998.9297 | 0.0057437 | 23 | Residential_2027_Economic_million_m3_Before Competition Groups_23 | Pool Cover | 0.5744% | 0 | 17.225 | Residential_2027_Economic_million_m3_Before Competition Groups_Pool Cover
Residential | Res ¦ Pool Cover | 2027 | Technical | million_m3 | Before Competition Groups | 17.225 | 0 | 0 | 3703.5256 | 0.004651 | 30 | Residential_2027_Technical_million_m3_Before Competition Groups_30 | Pool Cover | 0.4651% | 0 | 17.225 | Residential_2027_Technical_million_m3_Before Competition Groups_Pool Cover
Residential | Res ¦ Home Energy Reports | 2027 | Achievable | million_m3 | Before Competition Groups | 1.827 | 0 | 0 | 481.1396 | 0.0037973 | 24 | Residential_2027_Achievable_million_m3_Before Competition Groups_24 | Home Energy Reports | 0.3797% | 0 | 1.827 | Residential_2027_Achievable_million_m3_Before Competition Groups_Home Energy Reports
Residential | Res ¦ Heat Recovery Ventilator | 2027 | Achievable | million_m3 | Before Competition Groups | 1.4589 | 0 | 0 | 481.1396 | 0.0030323 | 25 | Residential_2027_Achievable_million_m3_Before Competition Groups_25 | Heat Recovery Ventilator | 0.3032% | 0 | 1.4589 | Residential_2027_Achievable_million_m3_Before Competition Groups_Heat Recovery Ventilator
Residential | Res ¦ Wall Insulation MF | 2027 | Economic | million_m3 | Before Competition Groups | 8.7345 | 0 | 0 | 2998.9297 | 0.0029125 | 24 | Residential_2027_Economic_million_m3_Before Competition Groups_24 | Wall Insulation MF | 0.2913% | 0 | 8.7345 | Residential_2027_Economic_million_m3_Before Competition Groups_Wall Insulation MF
Residential | Res ¦ Home Energy Reports | 2027 | Technical | million_m3 | Before Competition Groups | 9.5507 | 0 | 0 | 3703.5256 | 0.0025788 | 31 | Residential_2027_Technical_million_m3_Before Competition Groups_31 | Home Energy Reports | 0.2579% | 0 | 9.5507 | Residential_2027_Technical_million_m3_Before Competition Groups_Home Energy Reports
Residential | Res ¦ Water Heater Temperature Setback | 2027 | Economic | million_m3 | Before Competition Groups | 7.7293 | 0 | 0 | 2998.9297 | 0.0025773 | 25 | Residential_2027_Economic_million_m3_Before Competition Groups_25 | Water Heater Temperature Setback | 0.2577% | 0 | 7.7293 | Residential_2027_Economic_million_m3_Before Competition Groups_Water Heater Temperature Setback
Residential | Res ¦ Home Energy Reports | 2027 | Economic | million_m3 | Before Competition Groups | 7.308 | 0 | 0 | 2998.9297 | 0.0024369 | 26 | Residential_2027_Economic_million_m3_Before Competition Groups_26 | Home Energy Reports | 0.2437% | 0 | 7.308 | Residential_2027_Economic_million_m3_Before Competition Groups_Home Energy Reports
Residential | Res ¦ Wall Insulation MF | 2027 | Technical | million_m3 | Before Competition Groups | 8.7345 | 0 | 0 | 3703.5256 | 0.0023584 | 32 | Residential_2027_Technical_million_m3_Before Competition Groups_32 | Wall Insulation MF | 0.2358% | 0 | 8.7345 | Residential_2027_Technical_million_m3_Before Competition Groups_Wall Insulation MF
Residential | Res ¦ Ceiling Insulation | 2027 | Economic | million_m3 | Before Competition Groups | 6.3916 | 0 | 0 | 2998.9297 | 0.0021313 | 27 | Residential_2027_Economic_million_m3_Before Competition Groups_27 | Ceiling Insulation | 0.2131% | 0 | 6.3916 | Residential_2027_Economic_million_m3_Before Competition Groups_Ceiling Insulation
Residential | Res ¦ Water Heater Temperature Setback | 2027 | Technical | million_m3 | Before Competition Groups | 7.7293 | 0 | 0 | 3703.5256 | 0.002087 | 33 | Residential_2027_Technical_million_m3_Before Competition Groups_33 | Water Heater Temperature Setback | 0.2087% | 0 | 7.7293 | Residential_2027_Technical_million_m3_Before Competition Groups_Water Heater Temperature Setback
Residential | Res ¦ High Efficiency Gas Pool Heater | 2027 | Technical | million_m3 | Before Competition Groups | 7.1304 | 0 | 0 | 3703.5256 | 0.0019253 | 34 | Residential_2027_Technical_million_m3_Before Competition Groups_34 | High Efficiency Gas Pool Heater | 0.1925% | 0 | 7.1304 | Residential_2027_Technical_million_m3_Before Competition Groups_High Efficiency Gas Pool Heater
Residential | Res ¦ Wall Insulation MF | 2027 | Achievable | million_m3 | Before Competition Groups | 0.55397 | 0 | 0 | 481.1396 | 0.0011514 | 26 | Residential_2027_Achievable_million_m3_Before Competition Groups_26 | Wall Insulation MF | 0.1151% | 0 | 0.55397 | Residential_2027_Achievable_million_m3_Before Competition Groups_Wall Insulation MF
Residential | Res ¦ Clothes Drying Racks | 2027 | Achievable | million_m3 | Before Competition Groups | 0.50024 | 0 | 0 | 481.1396 | 0.0010397 | 27 | Residential_2027_Achievable_million_m3_Before Competition Groups_27 | Clothes Drying Racks | 0.104% | 0 | 0.50024 | Residential_2027_Achievable_million_m3_Before Competition Groups_Clothes Drying Racks
Residential | Res ¦ Energy Star Clothes Washer | 2027 | Achievable | million_m3 | Before Competition Groups | 0.46173 | 0 | 0 | 481.1396 | 0.00095966 | 28 | Residential_2027_Achievable_million_m3_Before Competition Groups_28 | Energy Star Clothes Washer | 0.09597% | 0 | 0.46173 | Residential_2027_Achievable_million_m3_Before Competition Groups_Energy Star Clothes Washer
Residential | Res ¦ Minimize Hot and Warm Clothes Wash | 2027 | Achievable | million_m3 | Before Competition Groups | 0.22707 | 0 | 0 | 481.1396 | 0.00047195 | 29 | Residential_2027_Achievable_million_m3_Before Competition Groups_29 | Minimize Hot and Warm Clothes Wash | 0.04719% | 0 | 0.22707 | Residential_2027_Achievable_million_m3_Before Competition Groups_Minimize Hot and Warm Clothes Wash
Residential | Res ¦ Clothes Drying Racks | 2027 | Economic | million_m3 | Before Competition Groups | 1.3273 | 0 | 0 | 2998.9297 | 0.0004426 | 28 | Residential_2027_Economic_million_m3_Before Competition Groups_28 | Clothes Drying Racks | 0.04426% | 0 | 1.3273 | Residential_2027_Economic_million_m3_Before Competition Groups_Clothes Drying Racks
Residential | Res ¦ Minimize Hot and Warm Clothes Wash | 2027 | Economic | million_m3 | Before Competition Groups | 1.1534 | 0 | 0 | 2998.9297 | 0.0003846 | 29 | Residential_2027_Economic_million_m3_Before Competition Groups_29 | Minimize Hot and Warm Clothes Wash | 0.03846% | 0 | 1.1534 | Residential_2027_Economic_million_m3_Before Competition Groups_Minimize Hot and Warm Clothes Wash
Residential | Res ¦ Clothes Drying Racks | 2027 | Technical | million_m3 | Before Competition Groups | 1.3273 | 0 | 0 | 3703.5256 | 0.0003584 | 35 | Residential_2027_Technical_million_m3_Before Competition Groups_35 | Clothes Drying Racks | 0.03584% | 0 | 1.3273 | Residential_2027_Technical_million_m3_Before Competition Groups_Clothes Drying Racks
Residential | Res ¦ Minimize Hot and Warm Clothes Wash | 2027 | Technical | million_m3 | Before Competition Groups | 1.1534 | 0 | 0 | 3703.5256 | 0.00031143 | 36 | Residential_2027_Technical_million_m3_Before Competition Groups_36 | Minimize Hot and Warm Clothes Wash | 0.03114% | 0 | 1.1534 | Residential_2027_Technical_million_m3_Before Competition Groups_Minimize Hot and Warm Clothes Wash
Residential | Res ¦ Energy Star Clothes Dryer | 2027 | Technical | million_m3 | Before Competition Groups | 0.92874 | 0 | 0 | 3703.5256 | 0.00025077 | 37 | Residential_2027_Technical_million_m3_Before Competition Groups_37 | Energy Star Clothes Dryer | 0.02508% | 0 | 0.92874 | Residential_2027_Technical_million_m3_Before Competition Groups_Energy Star Clothes Dryer
Residential | Res ¦ Energy Star Clothes Washer | 2027 | Economic | million_m3 | Before Competition Groups | 0.51513 | 0 | 0 | 2998.9297 | 0.00017177 | 30 | Residential_2027_Economic_million_m3_Before Competition Groups_30 | Energy Star Clothes Washer | 0.01718% | 0 | 0.51513 | Residential_2027_Economic_million_m3_Before Competition Groups_Energy Star Clothes Washer
Residential | Res ¦ Energy Star Clothes Washer | 2027 | Technical | million_m3 | Before Competition Groups | 0.51513 | 0 | 0 | 3703.5256 | 0.00013909 | 38 | Residential_2027_Technical_million_m3_Before Competition Groups_38 | Energy Star Clothes Washer | 0.01391% | 0 | 0.51513 | Residential_2027_Technical_million_m3_Before Competition Groups_Energy Star Clothes Washer
Residential | Res ¦ Ceiling Insulation | 2027 | Achievable | million_m3 | Before Competition Groups | 0.063365 | 0 | 0 | 481.1396 | 0.0001317 | 30 | Residential_2027_Achievable_million_m3_Before Competition Groups_30 | Ceiling Insulation | 0.01317% | 0 | 0.063365 | Residential_2027_Achievable_million_m3_Before Competition Groups_Ceiling Insulation
Residential | Res ¦ Solar Water Preheat (Pools/DHW) | 2027 | Technical | million_m3 | Before Competition Groups | 0.13766 | 0 | 0 | 3703.5256 | 3.717e-05 | 39 | Residential_2027_Technical_million_m3_Before Competition Groups_39 | Solar Water Preheat (Pools/DHW) | 0.003717% | 0 | 0.13766 | Residential_2027_Technical_million_m3_Before Competition Groups_Solar Water Preheat (Pools/DHW)
Residential | Res ¦ Drain Water Heat Recovery | 2027 | Achievable | million_m3 | Before Competition Groups | 0 | 0 | 0 | 481.1396 | 0 | 31 | Residential_2027_Achievable_million_m3_Before Competition Groups_31 | Drain Water Heat Recovery | 0% | 0 | 0 | Residential_2027_Achievable_million_m3_Before Competition Groups_Drain Water Heat Recovery
Residential | Res ¦ Drain Water Heat Recovery | 2027 | Economic | million_m3 | Before Competition Groups | 0 | 0 | 0 | 2998.9297 | 0 | 31 | Residential_2027_Economic_million_m3_Before Competition Groups_31 | Drain Water Heat Recovery | 0% | 0 | 0 | Residential_2027_Economic_million_m3_Before Competition Groups_Drain Water Heat Recovery
Residential | Res ¦ Furnace Tune Up | 2027 | Achievable | million_m3 | Before Competition Groups | 0 | 0 | 0 | 481.1396 | 0 | 32 | Residential_2027_Achievable_million_m3_Before Competition Groups_32 | Furnace Tune Up | 0% | 0 | 0 | Residential_2027_Achievable_million_m3_Before Competition Groups_Furnace Tune Up
Residential | Res ¦ Furnace Tune Up | 2027 | Economic | million_m3 | Before Competition Groups | 0 | 0 | 0 | 2998.9297 | 0 | 32 | Residential_2027_Economic_million_m3_Before Competition Groups_32 | Furnace Tune Up | 0% | 0 | 0 | Residential_2027_Economic_million_m3_Before Competition Groups_Furnace Tune Up
Residential | Res ¦ Tankless Water Heater | 2027 | Achievable | million_m3 | Before Competition Groups | 0 | 0 | 0 | 481.1396 | 0 | 33 | Residential_2027_Achievable_million_m3_Before Competition Groups_33 | Tankless Water Heater | 0% | 0 | 0 | Residential_2027_Achievable_million_m3_Before Competition Groups_Tankless Water Heater
Residential | Res ¦ Tankless Water Heater | 2027 | Economic | million_m3 | Before Competition Groups | 0 | 0 | 0 | 2998.9297 | 0 | 33 | Residential_2027_Economic_million_m3_Before Competition Groups_33 | Tankless Water Heater | 0% | 0 | 0 | Residential_2027_Economic_million_m3_Before Competition Groups_Tankless Water Heater
Residential | Res ¦ Air Sealing | 2028 | Economic | million_m3 | Before Competition Groups | 672.5286 | 0 | 0 | 3054.9047 | 0.22015 | 1 | Residential_2028_Economic_million_m3_Before Competition Groups_1 | Air Sealing | 22.01% | 0 | 672.5286 | Residential_2028_Economic_million_m3_Before Competition Groups_Air Sealing
Residential | Res ¦ Air Sealing | 2028 | Technical | million_m3 | Before Competition Groups | 672.5286 | 0 | 0 | 3746.1889 | 0.17952 | 1 | Residential_2028_Technical_million_m3_Before Competition Groups_1 | Air Sealing | 17.95% | 0 | 672.5286 | Residential_2028_Technical_million_m3_Before Competition Groups_Air Sealing
Residential | Res ¦ Adaptive Thermostat | 2028 | Economic | million_m3 | Before Competition Groups | 525.7008 | 0 | 0 | 3054.9047 | 0.17208 | 2 | Residential_2028_Economic_million_m3_Before Competition Groups_2 | Adaptive Thermostat | 17.21% | 0 | 525.7008 | Residential_2028_Economic_million_m3_Before Competition Groups_Adaptive Thermostat
Residential | Res ¦ Comprehensive Draft Proofing | 2028 | Achievable | million_m3 | Before Competition Groups | 97.2729 | 0 | 0 | 611.218 | 0.15915 | 1 | Residential_2028_Achievable_million_m3_Before Competition Groups_1 | Comprehensive Draft Proofing | 15.91% | 0 | 97.2729 | Residential_2028_Achievable_million_m3_Before Competition Groups_Comprehensive Draft Proofing
Residential | Res ¦ Adaptive Thermostat | 2028 | Technical | million_m3 | Before Competition Groups | 525.7008 | 0 | 0 | 3746.1889 | 0.14033 | 2 | Residential_2028_Technical_million_m3_Before Competition Groups_2 | Adaptive Thermostat | 14.03% | 0 | 525.7008 | Residential_2028_Technical_million_m3_Before Competition Groups_Adaptive Thermostat
Residential | Res ¦ DHW Recirculation Systems | 2028 | Achievable | million_m3 | Before Competition Groups | 74.3021 | 0 | 0 | 611.218 | 0.12156 | 2 | Residential_2028_Achievable_million_m3_Before Competition Groups_2 | DHW Recirculation Systems | 12.16% | 0 | 74.3021 | Residential_2028_Achievable_million_m3_Before Competition Groups_DHW Recirculation Systems
Residential | Res ¦ Adaptive Thermostat | 2028 | Achievable | million_m3 | Before Competition Groups | 60.6036 | 0 | 0 | 611.218 | 0.099152 | 3 | Residential_2028_Achievable_million_m3_Before Competition Groups_3 | Adaptive Thermostat | 9.915% | 0 | 60.6036 | Residential_2028_Achievable_million_m3_Before Competition Groups_Adaptive Thermostat
Residential | Res ¦ Air Sealing | 2028 | Achievable | million_m3 | Before Competition Groups | 54.4667 | 0 | 0 | 611.218 | 0.089112 | 4 | Residential_2028_Achievable_million_m3_Before Competition Groups_4 | Air Sealing | 8.911% | 0 | 54.4667 | Residential_2028_Achievable_million_m3_Before Competition Groups_Air Sealing
Residential | Res ¦ Energy Star Windows | 2028 | Technical | million_m3 | Before Competition Groups | 255.661 | 0 | 0 | 3746.1889 | 0.068246 | 3 | Residential_2028_Technical_million_m3_Before Competition Groups_3 | Energy Star Windows | 6.825% | 0 | 255.661 | Residential_2028_Technical_million_m3_Before Competition Groups_Energy Star Windows
Residential | Res ¦ High Efficiency Condensing Furnace | 2028 | Achievable | million_m3 | Before Competition Groups | 41.0875 | 0 | 0 | 611.218 | 0.067222 | 5 | Residential_2028_Achievable_million_m3_Before Competition Groups_5 | High Efficiency Condensing Furnace | 6.722% | 0 | 41.0875 | Residential_2028_Achievable_million_m3_Before Competition Groups_High Efficiency Condensing Furnace
Residential | Res ¦ Comprehensive Draft Proofing | 2028 | Economic | million_m3 | Before Competition Groups | 203.7587 | 0 | 0 | 3054.9047 | 0.066699 | 3 | Residential_2028_Economic_million_m3_Before Competition Groups_3 | Comprehensive Draft Proofing | 6.67% | 0 | 203.7587 | Residential_2028_Economic_million_m3_Before Competition Groups_Comprehensive Draft Proofing
Residential | Res ¦ Advanced BAS/Controllers | 2028 | Achievable | million_m3 | Before Competition Groups | 40.5692 | 0 | 0 | 611.218 | 0.066374 | 6 | Residential_2028_Achievable_million_m3_Before Competition Groups_6 | Advanced BAS/Controllers | 6.637% | 0 | 40.5692 | Residential_2028_Achievable_million_m3_Before Competition Groups_Advanced BAS/Controllers
Residential | Res ¦ Wall Insulation | 2028 | Economic | million_m3 | Before Competition Groups | 186.0391 | 0 | 0 | 3054.9047 | 0.060899 | 4 | Residential_2028_Economic_million_m3_Before Competition Groups_4 | Wall Insulation | 6.09% | 0 | 186.0391 | Residential_2028_Economic_million_m3_Before Competition Groups_Wall Insulation
Residential | Res ¦ Condensing Boiler | 2028 | Achievable | million_m3 | Before Competition Groups | 35.4697 | 0 | 0 | 611.218 | 0.058031 | 7 | Residential_2028_Achievable_million_m3_Before Competition Groups_7 | Condensing Boiler | 5.803% | 0 | 35.4697 | Residential_2028_Achievable_million_m3_Before Competition Groups_Condensing Boiler
Residential | Res ¦ High Efficiency Fireplace with Pilotless Ignition | 2028 | Achievable | million_m3 | Before Competition Groups | 34.3946 | 0 | 0 | 611.218 | 0.056272 | 8 | Residential_2028_Achievable_million_m3_Before Competition Groups_8 | High Efficiency Fireplace with Pilotless Ignition | 5.627% | 0 | 34.3946 | Residential_2028_Achievable_million_m3_Before Competition Groups_High Efficiency Fireplace with Pilotless Ignition
Residential | Res ¦ Building Recommissioning, Operations and Maintenance (O&M) Improvements | 2028 | Achievable | million_m3 | Before Competition Groups | 33.5674 | 0 | 0 | 611.218 | 0.054919 | 9 | Residential_2028_Achievable_million_m3_Before Competition Groups_9 | Building Recommissioning, Operations and Maintenance (O&M) Improvements | 5.492% | 0 | 33.5674 | Residential_2028_Achievable_million_m3_Before Competition Groups_Building Recommissioning, Operations and Maintenance (O&M) Improvements
Residential | Res ¦ Comprehensive Draft Proofing | 2028 | Technical | million_m3 | Before Competition Groups | 203.7587 | 0 | 0 | 3746.1889 | 0.054391 | 4 | Residential_2028_Technical_million_m3_Before Competition Groups_4 | Comprehensive Draft Proofing | 5.439% | 0 | 203.7587 | Residential_2028_Technical_million_m3_Before Competition Groups_Comprehensive Draft Proofing
Residential | Res ¦ Attic Insulation | 2028 | Economic | million_m3 | Before Competition Groups | 164.223 | 0 | 0 | 3054.9047 | 0.053757 | 5 | Residential_2028_Economic_million_m3_Before Competition Groups_5 | Attic Insulation | 5.376% | 0 | 164.223 | Residential_2028_Economic_million_m3_Before Competition Groups_Attic Insulation
Residential | Res ¦ DHW Recirculation Systems | 2028 | Economic | million_m3 | Before Competition Groups | 155.7375 | 0 | 0 | 3054.9047 | 0.050979 | 6 | Residential_2028_Economic_million_m3_Before Competition Groups_6 | DHW Recirculation Systems | 5.098% | 0 | 155.7375 | Residential_2028_Economic_million_m3_Before Competition Groups_DHW Recirculation Systems
Residential | Res ¦ Wall Insulation | 2028 | Technical | million_m3 | Before Competition Groups | 186.0391 | 0 | 0 | 3746.1889 | 0.049661 | 5 | Residential_2028_Technical_million_m3_Before Competition Groups_5 | Wall Insulation | 4.966% | 0 | 186.0391 | Residential_2028_Technical_million_m3_Before Competition Groups_Wall Insulation
Residential | Res ¦ Basement Wall Insulation | 2028 | Economic | million_m3 | Before Competition Groups | 136.6341 | 0 | 0 | 3054.9047 | 0.044726 | 7 | Residential_2028_Economic_million_m3_Before Competition Groups_7 | Basement Wall Insulation | 4.473% | 0 | 136.6341 | Residential_2028_Economic_million_m3_Before Competition Groups_Basement Wall Insulation
Residential | Res ¦ Attic Insulation | 2028 | Technical | million_m3 | Before Competition Groups | 164.223 | 0 | 0 | 3746.1889 | 0.043837 | 6 | Residential_2028_Technical_million_m3_Before Competition Groups_6 | Attic Insulation | 4.384% | 0 | 164.223 | Residential_2028_Technical_million_m3_Before Competition Groups_Attic Insulation
Residential | Res ¦ Basement or Crawlspace Insulation | 2028 | Economic | million_m3 | Before Competition Groups | 127.2017 | 0 | 0 | 3054.9047 | 0.041639 | 8 | Residential_2028_Economic_million_m3_Before Competition Groups_8 | Basement or Crawlspace Insulation | 4.164% | 0 | 127.2017 | Residential_2028_Economic_million_m3_Before Competition Groups_Basement or Crawlspace Insulation
Residential | Res ¦ DHW Recirculation Systems | 2028 | Technical | million_m3 | Before Competition Groups | 155.7375 | 0 | 0 | 3746.1889 | 0.041572 | 7 | Residential_2028_Technical_million_m3_Before Competition Groups_7 | DHW Recirculation Systems | 4.157% | 0 | 155.7375 | Residential_2028_Technical_million_m3_Before Competition Groups_DHW Recirculation Systems
Residential | Res ¦ Basement or Crawlspace Insulation | 2028 | Technical | million_m3 | Before Competition Groups | 139.5605 | 0 | 0 | 3746.1889 | 0.037254 | 8 | Residential_2028_Technical_million_m3_Before Competition Groups_8 | Basement or Crawlspace Insulation | 3.725% | 0 | 139.5605 | Residential_2028_Technical_million_m3_Before Competition Groups_Basement or Crawlspace Insulation
Residential | Res ¦ Basement Wall Insulation | 2028 | Technical | million_m3 | Before Competition Groups | 136.6341 | 0 | 0 | 3746.1889 | 0.036473 | 9 | Residential_2028_Technical_million_m3_Before Competition Groups_9 | Basement Wall Insulation | 3.647% | 0 | 136.6341 | Residential_2028_Technical_million_m3_Before Competition Groups_Basement Wall Insulation
Residential | Res ¦ Condensing Storage Water Heater | 2028 | Economic | million_m3 | Before Competition Groups | 108.4361 | 0 | 0 | 3054.9047 | 0.035496 | 9 | Residential_2028_Economic_million_m3_Before Competition Groups_9 | Condensing Storage Water Heater | 3.55% | 0 | 108.4361 | Residential_2028_Economic_million_m3_Before Competition Groups_Condensing Storage Water Heater
Residential | Res ¦ Condensing Storage Water Heater | 2028 | Achievable | million_m3 | Before Competition Groups | 20.7162 | 0 | 0 | 611.218 | 0.033893 | 10 | Residential_2028_Achievable_million_m3_Before Competition Groups_10 | Condensing Storage Water Heater | 3.389% | 0 | 20.7162 | Residential_2028_Achievable_million_m3_Before Competition Groups_Condensing Storage Water Heater
Residential | Res ¦ Condensing Boiler | 2028 | Economic | million_m3 | Before Competition Groups | 88.8107 | 0 | 0 | 3054.9047 | 0.029072 | 10 | Residential_2028_Economic_million_m3_Before Competition Groups_10 | Condensing Boiler | 2.907% | 0 | 88.8107 | Residential_2028_Economic_million_m3_Before Competition Groups_Condensing Boiler
Residential | Res ¦ Condensing Storage Water Heater | 2028 | Technical | million_m3 | Before Competition Groups | 108.4361 | 0 | 0 | 3746.1889 | 0.028946 | 10 | Residential_2028_Technical_million_m3_Before Competition Groups_10 | Condensing Storage Water Heater | 2.895% | 0 | 108.4361 | Residential_2028_Technical_million_m3_Before Competition Groups_Condensing Storage Water Heater
Residential | Res ¦ Advanced BAS/Controllers | 2028 | Economic | million_m3 | Before Competition Groups | 84.9825 | 0 | 0 | 3054.9047 | 0.027818 | 11 | Residential_2028_Economic_million_m3_Before Competition Groups_11 | Advanced BAS/Controllers | 2.782% | 0 | 84.9825 | Residential_2028_Economic_million_m3_Before Competition Groups_Advanced BAS/Controllers
Residential | Res ¦ Window Film | 2028 | Technical | million_m3 | Before Competition Groups | 95.937 | 0 | 0 | 3746.1889 | 0.025609 | 11 | Residential_2028_Technical_million_m3_Before Competition Groups_11 | Window Film | 2.561% | 0 | 95.937 | Residential_2028_Technical_million_m3_Before Competition Groups_Window Film
Residential | Res ¦ Furnace Tune Up | 2028 | Technical | million_m3 | Before Competition Groups | 92.9461 | 0 | 0 | 3746.1889 | 0.024811 | 12 | Residential_2028_Technical_million_m3_Before Competition Groups_12 | Furnace Tune Up | 2.481% | 0 | 92.9461 | Residential_2028_Technical_million_m3_Before Competition Groups_Furnace Tune Up
Residential | Res ¦ Wall Insulation | 2028 | Achievable | million_m3 | Before Competition Groups | 15.0551 | 0 | 0 | 611.218 | 0.024631 | 11 | Residential_2028_Achievable_million_m3_Before Competition Groups_11 | Wall Insulation | 2.463% | 0 | 15.0551 | Residential_2028_Achievable_million_m3_Before Competition Groups_Wall Insulation
Residential | Res ¦ Tankless Water Heater | 2028 | Technical | million_m3 | Before Competition Groups | 90.4628 | 0 | 0 | 3746.1889 | 0.024148 | 13 | Residential_2028_Technical_million_m3_Before Competition Groups_13 | Tankless Water Heater | 2.415% | 0 | 90.4628 | Residential_2028_Technical_million_m3_Before Competition Groups_Tankless Water Heater
Residential | Res ¦ Condensing Boiler | 2028 | Technical | million_m3 | Before Competition Groups | 88.8107 | 0 | 0 | 3746.1889 | 0.023707 | 14 | Residential_2028_Technical_million_m3_Before Competition Groups_14 | Condensing Boiler | 2.371% | 0 | 88.8107 | Residential_2028_Technical_million_m3_Before Competition Groups_Condensing Boiler
Residential | Res ¦ Building Recommissioning, Operations and Maintenance (O&M) Improvements | 2028 | Economic | million_m3 | Before Competition Groups | 70.3143 | 0 | 0 | 3054.9047 | 0.023017 | 12 | Residential_2028_Economic_million_m3_Before Competition Groups_12 | Building Recommissioning, Operations and Maintenance (O&M) Improvements | 2.302% | 0 | 70.3143 | Residential_2028_Economic_million_m3_Before Competition Groups_Building Recommissioning, Operations and Maintenance (O&M) Improvements
Residential | Res ¦ Advanced BAS/Controllers | 2028 | Technical | million_m3 | Before Competition Groups | 84.9825 | 0 | 0 | 3746.1889 | 0.022685 | 15 | Residential_2028_Technical_million_m3_Before Competition Groups_15 | Advanced BAS/Controllers | 2.269% | 0 | 84.9825 | Residential_2028_Technical_million_m3_Before Competition Groups_Advanced BAS/Controllers
Residential | Res ¦ Condensing Make Up Air Unit | 2028 | Achievable | million_m3 | Before Competition Groups | 13.4826 | 0 | 0 | 611.218 | 0.022058 | 12 | Residential_2028_Achievable_million_m3_Before Competition Groups_12 | Condensing Make Up Air Unit | 2.206% | 0 | 13.4826 | Residential_2028_Achievable_million_m3_Before Competition Groups_Condensing Make Up Air Unit
Residential | Res ¦ Attic Insulation | 2028 | Achievable | million_m3 | Before Competition Groups | 13.3003 | 0 | 0 | 611.218 | 0.02176 | 13 | Residential_2028_Achievable_million_m3_Before Competition Groups_13 | Attic Insulation | 2.176% | 0 | 13.3003 | Residential_2028_Achievable_million_m3_Before Competition Groups_Attic Insulation
Residential | Res ¦ Energy Star Windows | 2028 | Achievable | million_m3 | Before Competition Groups | 12.2629 | 0 | 0 | 611.218 | 0.020063 | 14 | Residential_2028_Achievable_million_m3_Before Competition Groups_14 | Energy Star Windows | 2.006% | 0 | 12.2629 | Residential_2028_Achievable_million_m3_Before Competition Groups_Energy Star Windows
Residential | Res ¦ High Efficiency Condensing Furnace | 2028 | Economic | million_m3 | Before Competition Groups | 58.0246 | 0 | 0 | 3054.9047 | 0.018994 | 13 | Residential_2028_Economic_million_m3_Before Competition Groups_13 | High Efficiency Condensing Furnace | 1.899% | 0 | 58.0246 | Residential_2028_Economic_million_m3_Before Competition Groups_High Efficiency Condensing Furnace
Residential | Res ¦ Building Recommissioning, Operations and Maintenance (O&M) Improvements | 2028 | Technical | million_m3 | Before Competition Groups | 70.3143 | 0 | 0 | 3746.1889 | 0.01877 | 16 | Residential_2028_Technical_million_m3_Before Competition Groups_16 | Building Recommissioning, Operations and Maintenance (O&M) Improvements | 1.877% | 0 | 70.3143 | Residential_2028_Technical_million_m3_Before Competition Groups_Building Recommissioning, Operations and Maintenance (O&M) Improvements
Residential | Res ¦ Demand Control Ventilation | 2028 | Achievable | million_m3 | Before Competition Groups | 11.4331 | 0 | 0 | 611.218 | 0.018705 | 15 | Residential_2028_Achievable_million_m3_Before Competition Groups_15 | Demand Control Ventilation | 1.871% | 0 | 11.4331 | Residential_2028_Achievable_million_m3_Before Competition Groups_Demand Control Ventilation
Residential | Res ¦ Ceiling Insulation | 2028 | Technical | million_m3 | Before Competition Groups | 69.0312 | 0 | 0 | 3746.1889 | 0.018427 | 17 | Residential_2028_Technical_million_m3_Before Competition Groups_17 | Ceiling Insulation | 1.843% | 0 | 69.0312 | Residential_2028_Technical_million_m3_Before Competition Groups_Ceiling Insulation
Residential | Res ¦ High Efficiency Fireplace with Pilotless Ignition | 2028 | Economic | million_m3 | Before Competition Groups | 56.2348 | 0 | 0 | 3054.9047 | 0.018408 | 14 | Residential_2028_Economic_million_m3_Before Competition Groups_14 | High Efficiency Fireplace with Pilotless Ignition | 1.841% | 0 | 56.2348 | Residential_2028_Economic_million_m3_Before Competition Groups_High Efficiency Fireplace with Pilotless Ignition
Residential | Res ¦ Duct Insulation MF | 2028 | Economic | million_m3 | Before Competition Groups | 55.5329 | 0 | 0 | 3054.9047 | 0.018178 | 15 | Residential_2028_Economic_million_m3_Before Competition Groups_15 | Duct Insulation MF | 1.818% | 0 | 55.5329 | Residential_2028_Economic_million_m3_Before Competition Groups_Duct Insulation MF
Residential | Res ¦ Basement Wall Insulation | 2028 | Achievable | million_m3 | Before Competition Groups | 11.0665 | 0 | 0 | 611.218 | 0.018106 | 16 | Residential_2028_Achievable_million_m3_Before Competition Groups_16 | Basement Wall Insulation | 1.811% | 0 | 11.0665 | Residential_2028_Achievable_million_m3_Before Competition Groups_Basement Wall Insulation
Residential | Res ¦ Heat Recovery Ventilator | 2028 | Economic | million_m3 | Before Competition Groups | 53.9217 | 0 | 0 | 3054.9047 | 0.017651 | 16 | Residential_2028_Economic_million_m3_Before Competition Groups_16 | Heat Recovery Ventilator | 1.765% | 0 | 53.9217 | Residential_2028_Economic_million_m3_Before Competition Groups_Heat Recovery Ventilator
Residential | Res ¦ Floor Insulation | 2028 | Economic | million_m3 | Before Competition Groups | 53.5562 | 0 | 0 | 3054.9047 | 0.017531 | 17 | Residential_2028_Economic_million_m3_Before Competition Groups_17 | Floor Insulation | 1.753% | 0 | 53.5562 | Residential_2028_Economic_million_m3_Before Competition Groups_Floor Insulation
Residential | Res ¦ Duct Insulation | 2028 | Economic | million_m3 | Before Competition Groups | 51.1545 | 0 | 0 | 3054.9047 | 0.016745 | 18 | Residential_2028_Economic_million_m3_Before Competition Groups_18 | Duct Insulation | 1.675% | 0 | 51.1545 | Residential_2028_Economic_million_m3_Before Competition Groups_Duct Insulation
Residential | Res ¦ High Efficiency Storage Water Heater | 2028 | Technical | million_m3 | Before Competition Groups | 60.0339 | 0 | 0 | 3746.1889 | 0.016025 | 18 | Residential_2028_Technical_million_m3_Before Competition Groups_18 | High Efficiency Storage Water Heater | 1.603% | 0 | 60.0339 | Residential_2028_Technical_million_m3_Before Competition Groups_High Efficiency Storage Water Heater
Residential | Res ¦ High Efficiency Condensing Furnace | 2028 | Technical | million_m3 | Before Competition Groups | 58.1936 | 0 | 0 | 3746.1889 | 0.015534 | 19 | Residential_2028_Technical_million_m3_Before Competition Groups_19 | High Efficiency Condensing Furnace | 1.553% | 0 | 58.1936 | Residential_2028_Technical_million_m3_Before Competition Groups_High Efficiency Condensing Furnace
Residential | Res ¦ Energy Star Windows | 2028 | Economic | million_m3 | Before Competition Groups | 46.277 | 0 | 0 | 3054.9047 | 0.015148 | 19 | Residential_2028_Economic_million_m3_Before Competition Groups_19 | Energy Star Windows | 1.515% | 0 | 46.277 | Residential_2028_Economic_million_m3_Before Competition Groups_Energy Star Windows
Residential | Res ¦ High Efficiency Fireplace with Pilotless Ignition | 2028 | Technical | million_m3 | Before Competition Groups | 56.2348 | 0 | 0 | 3746.1889 | 0.015011 | 20 | Residential_2028_Technical_million_m3_Before Competition Groups_20 | High Efficiency Fireplace with Pilotless Ignition | 1.501% | 0 | 56.2348 | Residential_2028_Technical_million_m3_Before Competition Groups_High Efficiency Fireplace with Pilotless Ignition
Residential | Res ¦ Duct Insulation MF | 2028 | Technical | million_m3 | Before Competition Groups | 55.5329 | 0 | 0 | 3746.1889 | 0.014824 | 21 | Residential_2028_Technical_million_m3_Before Competition Groups_21 | Duct Insulation MF | 1.482% | 0 | 55.5329 | Residential_2028_Technical_million_m3_Before Competition Groups_Duct Insulation MF
Residential | Res ¦ Heat Recovery Ventilator | 2028 | Technical | million_m3 | Before Competition Groups | 53.9217 | 0 | 0 | 3746.1889 | 0.014394 | 22 | Residential_2028_Technical_million_m3_Before Competition Groups_22 | Heat Recovery Ventilator | 1.439% | 0 | 53.9217 | Residential_2028_Technical_million_m3_Before Competition Groups_Heat Recovery Ventilator
Residential | Res ¦ Floor Insulation | 2028 | Technical | million_m3 | Before Competition Groups | 53.5562 | 0 | 0 | 3746.1889 | 0.014296 | 23 | Residential_2028_Technical_million_m3_Before Competition Groups_23 | Floor Insulation | 1.43% | 0 | 53.5562 | Residential_2028_Technical_million_m3_Before Competition Groups_Floor Insulation
Residential | Res ¦ Duct Insulation | 2028 | Technical | million_m3 | Before Competition Groups | 51.1545 | 0 | 0 | 3746.1889 | 0.013655 | 24 | Residential_2028_Technical_million_m3_Before Competition Groups_24 | Duct Insulation | 1.366% | 0 | 51.1545 | Residential_2028_Technical_million_m3_Before Competition Groups_Duct Insulation
Residential | Res ¦ Pool Cover | 2028 | Achievable | million_m3 | Before Competition Groups | 8.0901 | 0 | 0 | 611.218 | 0.013236 | 17 | Residential_2028_Achievable_million_m3_Before Competition Groups_17 | Pool Cover | 1.324% | 0 | 8.0901 | Residential_2028_Achievable_million_m3_Before Competition Groups_Pool Cover
Residential | Res ¦ Condensing Make Up Air Unit | 2028 | Economic | million_m3 | Before Competition Groups | 38.6746 | 0 | 0 | 3054.9047 | 0.01266 | 20 | Residential_2028_Economic_million_m3_Before Competition Groups_20 | Condensing Make Up Air Unit | 1.266% | 0 | 38.6746 | Residential_2028_Economic_million_m3_Before Competition Groups_Condensing Make Up Air Unit
Residential | Res ¦ Demand Control Ventilation | 2028 | Economic | million_m3 | Before Competition Groups | 38.0356 | 0 | 0 | 3054.9047 | 0.012451 | 21 | Residential_2028_Economic_million_m3_Before Competition Groups_21 | Demand Control Ventilation | 1.245% | 0 | 38.0356 | Residential_2028_Economic_million_m3_Before Competition Groups_Demand Control Ventilation
Residential | Res ¦ Condensing Make Up Air Unit | 2028 | Technical | million_m3 | Before Competition Groups | 38.6746 | 0 | 0 | 3746.1889 | 0.010324 | 25 | Residential_2028_Technical_million_m3_Before Competition Groups_25 | Condensing Make Up Air Unit | 1.032% | 0 | 38.6746 | Residential_2028_Technical_million_m3_Before Competition Groups_Condensing Make Up Air Unit
Residential | Res ¦ Demand Control Ventilation | 2028 | Technical | million_m3 | Before Competition Groups | 38.0356 | 0 | 0 | 3746.1889 | 0.010153 | 26 | Residential_2028_Technical_million_m3_Before Competition Groups_26 | Demand Control Ventilation | 1.015% | 0 | 38.0356 | Residential_2028_Technical_million_m3_Before Competition Groups_Demand Control Ventilation
Residential | Res ¦ High Efficiency Storage Water Heater | 2028 | Economic | million_m3 | Before Competition Groups | 27.9203 | 0 | 0 | 3054.9047 | 0.0091395 | 22 | Residential_2028_Economic_million_m3_Before Competition Groups_22 | High Efficiency Storage Water Heater | 0.914% | 0 | 27.9203 | Residential_2028_Economic_million_m3_Before Competition Groups_High Efficiency Storage Water Heater
Residential | Res ¦ High Efficiency Storage Water Heater | 2028 | Achievable | million_m3 | Before Competition Groups | 5.4387 | 0 | 0 | 611.218 | 0.0088981 | 18 | Residential_2028_Achievable_million_m3_Before Competition Groups_18 | High Efficiency Storage Water Heater | 0.8898% | 0 | 5.4387 | Residential_2028_Achievable_million_m3_Before Competition Groups_High Efficiency Storage Water Heater
Residential | Res ¦ Early Hot Water Heater Replacement | 2028 | Technical | million_m3 | Before Competition Groups | 30.5495 | 0 | 0 | 3746.1889 | 0.0081548 | 27 | Residential_2028_Technical_million_m3_Before Competition Groups_27 | Early Hot Water Heater Replacement | 0.8155% | 0 | 30.5495 | Residential_2028_Technical_million_m3_Before Competition Groups_Early Hot Water Heater Replacement
Residential | Res ¦ Basement or Crawlspace Insulation | 2028 | Achievable | million_m3 | Before Competition Groups | 4.8177 | 0 | 0 | 611.218 | 0.0078821 | 19 | Residential_2028_Achievable_million_m3_Before Competition Groups_19 | Basement or Crawlspace Insulation | 0.7882% | 0 | 4.8177 | Residential_2028_Achievable_million_m3_Before Competition Groups_Basement or Crawlspace Insulation
Residential | Res ¦ Duct Insulation MF | 2028 | Achievable | million_m3 | Before Competition Groups | 4.4968 | 0 | 0 | 611.218 | 0.0073571 | 20 | Residential_2028_Achievable_million_m3_Before Competition Groups_20 | Duct Insulation MF | 0.7357% | 0 | 4.4968 | Residential_2028_Achievable_million_m3_Before Competition Groups_Duct Insulation MF
Residential | Res ¦ Solar Water Heating System | 2028 | Technical | million_m3 | Before Competition Groups | 26.6556 | 0 | 0 | 3746.1889 | 0.0071154 | 28 | Residential_2028_Technical_million_m3_Before Competition Groups_28 | Solar Water Heating System | 0.7115% | 0 | 26.6556 | Residential_2028_Technical_million_m3_Before Competition Groups_Solar Water Heating System
Residential | Res ¦ Floor Insulation | 2028 | Achievable | million_m3 | Before Competition Groups | 4.3352 | 0 | 0 | 611.218 | 0.0070927 | 21 | Residential_2028_Achievable_million_m3_Before Competition Groups_21 | Floor Insulation | 0.7093% | 0 | 4.3352 | Residential_2028_Achievable_million_m3_Before Competition Groups_Floor Insulation
Residential | Res ¦ Drain Water Heat Recovery | 2028 | Technical | million_m3 | Before Competition Groups | 26.0549 | 0 | 0 | 3746.1889 | 0.006955 | 29 | Residential_2028_Technical_million_m3_Before Competition Groups_29 | Drain Water Heat Recovery | 0.6955% | 0 | 26.0549 | Residential_2028_Technical_million_m3_Before Competition Groups_Drain Water Heat Recovery
Residential | Res ¦ Duct Insulation | 2028 | Achievable | million_m3 | Before Competition Groups | 4.1343 | 0 | 0 | 611.218 | 0.006764 | 22 | Residential_2028_Achievable_million_m3_Before Competition Groups_22 | Duct Insulation | 0.6764% | 0 | 4.1343 | Residential_2028_Achievable_million_m3_Before Competition Groups_Duct Insulation
Residential | Res ¦ Water Heater Temperature Setback | 2028 | Achievable | million_m3 | Before Competition Groups | 3.6313 | 0 | 0 | 611.218 | 0.0059411 | 23 | Residential_2028_Achievable_million_m3_Before Competition Groups_23 | Water Heater Temperature Setback | 0.5941% | 0 | 3.6313 | Residential_2028_Achievable_million_m3_Before Competition Groups_Water Heater Temperature Setback
Residential | Res ¦ Pool Cover | 2028 | Economic | million_m3 | Before Competition Groups | 16.9528 | 0 | 0 | 3054.9047 | 0.0055494 | 23 | Residential_2028_Economic_million_m3_Before Competition Groups_23 | Pool Cover | 0.5549% | 0 | 16.9528 | Residential_2028_Economic_million_m3_Before Competition Groups_Pool Cover
Residential | Res ¦ Pool Cover | 2028 | Technical | million_m3 | Before Competition Groups | 16.9528 | 0 | 0 | 3746.1889 | 0.0045254 | 30 | Residential_2028_Technical_million_m3_Before Competition Groups_30 | Pool Cover | 0.4525% | 0 | 16.9528 | Residential_2028_Technical_million_m3_Before Competition Groups_Pool Cover
Residential | Res ¦ Home Energy Reports | 2028 | Achievable | million_m3 | Before Competition Groups | 2.6156 | 0 | 0 | 611.218 | 0.0042794 | 24 | Residential_2028_Achievable_million_m3_Before Competition Groups_24 | Home Energy Reports | 0.4279% | 0 | 2.6156 | Residential_2028_Achievable_million_m3_Before Competition Groups_Home Energy Reports
Residential | Res ¦ Heat Recovery Ventilator | 2028 | Achievable | million_m3 | Before Competition Groups | 2.344 | 0 | 0 | 611.218 | 0.003835 | 25 | Residential_2028_Achievable_million_m3_Before Competition Groups_25 | Heat Recovery Ventilator | 0.3835% | 0 | 2.344 | Residential_2028_Achievable_million_m3_Before Competition Groups_Heat Recovery Ventilator
Residential | Res ¦ Home Energy Reports | 2028 | Technical | million_m3 | Before Competition Groups | 11.3951 | 0 | 0 | 3746.1889 | 0.0030418 | 31 | Residential_2028_Technical_million_m3_Before Competition Groups_31 | Home Energy Reports | 0.3042% | 0 | 11.3951 | Residential_2028_Technical_million_m3_Before Competition Groups_Home Energy Reports
Residential | Res ¦ Home Energy Reports | 2028 | Economic | million_m3 | Before Competition Groups | 8.7188 | 0 | 0 | 3054.9047 | 0.002854 | 24 | Residential_2028_Economic_million_m3_Before Competition Groups_24 | Home Energy Reports | 0.2854% | 0 | 8.7188 | Residential_2028_Economic_million_m3_Before Competition Groups_Home Energy Reports
Residential | Res ¦ Wall Insulation MF | 2028 | Economic | million_m3 | Before Competition Groups | 8.5965 | 0 | 0 | 3054.9047 | 0.002814 | 25 | Residential_2028_Economic_million_m3_Before Competition Groups_25 | Wall Insulation MF | 0.2814% | 0 | 8.5965 | Residential_2028_Economic_million_m3_Before Competition Groups_Wall Insulation MF
Residential | Res ¦ Water Heater Temperature Setback | 2028 | Economic | million_m3 | Before Competition Groups | 7.6071 | 0 | 0 | 3054.9047 | 0.0024901 | 26 | Residential_2028_Economic_million_m3_Before Competition Groups_26 | Water Heater Temperature Setback | 0.249% | 0 | 7.6071 | Residential_2028_Economic_million_m3_Before Competition Groups_Water Heater Temperature Setback
Residential | Res ¦ Wall Insulation MF | 2028 | Technical | million_m3 | Before Competition Groups | 8.5965 | 0 | 0 | 3746.1889 | 0.0022947 | 32 | Residential_2028_Technical_million_m3_Before Competition Groups_32 | Wall Insulation MF | 0.2295% | 0 | 8.5965 | Residential_2028_Technical_million_m3_Before Competition Groups_Wall Insulation MF
Residential | Res ¦ High Efficiency Gas Pool Heater | 2028 | Technical | million_m3 | Before Competition Groups | 8.0075 | 0 | 0 | 3746.1889 | 0.0021375 | 33 | Residential_2028_Technical_million_m3_Before Competition Groups_33 | High Efficiency Gas Pool Heater | 0.2138% | 0 | 8.0075 | Residential_2028_Technical_million_m3_Before Competition Groups_High Efficiency Gas Pool Heater
Residential | Res ¦ Ceiling Insulation | 2028 | Economic | million_m3 | Before Competition Groups | 6.2906 | 0 | 0 | 3054.9047 | 0.0020592 | 27 | Residential_2028_Economic_million_m3_Before Competition Groups_27 | Ceiling Insulation | 0.2059% | 0 | 6.2906 | Residential_2028_Economic_million_m3_Before Competition Groups_Ceiling Insulation
Residential | Res ¦ Water Heater Temperature Setback | 2028 | Technical | million_m3 | Before Competition Groups | 7.6071 | 0 | 0 | 3746.1889 | 0.0020306 | 34 | Residential_2028_Technical_million_m3_Before Competition Groups_34 | Water Heater Temperature Setback | 0.2031% | 0 | 7.6071 | Residential_2028_Technical_million_m3_Before Competition Groups_Water Heater Temperature Setback
Residential | Res ¦ Wall Insulation MF | 2028 | Achievable | million_m3 | Before Competition Groups | 0.69634 | 0 | 0 | 611.218 | 0.0011393 | 26 | Residential_2028_Achievable_million_m3_Before Competition Groups_26 | Wall Insulation MF | 0.1139% | 0 | 0.69634 | Residential_2028_Achievable_million_m3_Before Competition Groups_Wall Insulation MF
Residential | Res ¦ Clothes Drying Racks | 2028 | Achievable | million_m3 | Before Competition Groups | 0.6222 | 0 | 0 | 611.218 | 0.001018 | 27 | Residential_2028_Achievable_million_m3_Before Competition Groups_27 | Clothes Drying Racks | 0.1018% | 0 | 0.6222 | Residential_2028_Achievable_million_m3_Before Competition Groups_Clothes Drying Racks
Residential | Res ¦ Energy Star Clothes Washer | 2028 | Achievable | million_m3 | Before Competition Groups | 0.53993 | 0 | 0 | 611.218 | 0.00088337 | 28 | Residential_2028_Achievable_million_m3_Before Competition Groups_28 | Energy Star Clothes Washer | 0.08834% | 0 | 0.53993 | Residential_2028_Achievable_million_m3_Before Competition Groups_Energy Star Clothes Washer
Residential | Res ¦ Minimize Hot and Warm Clothes Wash | 2028 | Achievable | million_m3 | Before Competition Groups | 0.27249 | 0 | 0 | 611.218 | 0.00044581 | 29 | Residential_2028_Achievable_million_m3_Before Competition Groups_29 | Minimize Hot and Warm Clothes Wash | 0.04458% | 0 | 0.27249 | Residential_2028_Achievable_million_m3_Before Competition Groups_Minimize Hot and Warm Clothes Wash
Residential | Res ¦ Clothes Drying Racks | 2028 | Economic | million_m3 | Before Competition Groups | 1.3064 | 0 | 0 | 3054.9047 | 0.00042763 | 28 | Residential_2028_Economic_million_m3_Before Competition Groups_28 | Clothes Drying Racks | 0.04276% | 0 | 1.3064 | Residential_2028_Economic_million_m3_Before Competition Groups_Clothes Drying Racks
Residential | Res ¦ Minimize Hot and Warm Clothes Wash | 2028 | Economic | million_m3 | Before Competition Groups | 1.1352 | 0 | 0 | 3054.9047 | 0.00037159 | 29 | Residential_2028_Economic_million_m3_Before Competition Groups_29 | Minimize Hot and Warm Clothes Wash | 0.03716% | 0 | 1.1352 | Residential_2028_Economic_million_m3_Before Competition Groups_Minimize Hot and Warm Clothes Wash
Residential | Res ¦ Clothes Drying Racks | 2028 | Technical | million_m3 | Before Competition Groups | 1.3064 | 0 | 0 | 3746.1889 | 0.00034872 | 35 | Residential_2028_Technical_million_m3_Before Competition Groups_35 | Clothes Drying Racks | 0.03487% | 0 | 1.3064 | Residential_2028_Technical_million_m3_Before Competition Groups_Clothes Drying Racks
Residential | Res ¦ Minimize Hot and Warm Clothes Wash | 2028 | Technical | million_m3 | Before Competition Groups | 1.1352 | 0 | 0 | 3746.1889 | 0.00030302 | 36 | Residential_2028_Technical_million_m3_Before Competition Groups_36 | Minimize Hot and Warm Clothes Wash | 0.0303% | 0 | 1.1352 | Residential_2028_Technical_million_m3_Before Competition Groups_Minimize Hot and Warm Clothes Wash
Residential | Res ¦ Energy Star Clothes Dryer | 2028 | Technical | million_m3 | Before Competition Groups | 1.0931 | 0 | 0 | 3746.1889 | 0.0002918 | 37 | Residential_2028_Technical_million_m3_Before Competition Groups_37 | Energy Star Clothes Dryer | 0.02918% | 0 | 1.0931 | Residential_2028_Technical_million_m3_Before Competition Groups_Energy Star Clothes Dryer
Residential | Res ¦ Ceiling Insulation | 2028 | Achievable | million_m3 | Before Competition Groups | 0.13293 | 0 | 0 | 611.218 | 0.00021748 | 30 | Residential_2028_Achievable_million_m3_Before Competition Groups_30 | Ceiling Insulation | 0.02175% | 0 | 0.13293 | Residential_2028_Achievable_million_m3_Before Competition Groups_Ceiling Insulation
Residential | Res ¦ Energy Star Clothes Washer | 2028 | Economic | million_m3 | Before Competition Groups | 0.59808 | 0 | 0 | 3054.9047 | 0.00019578 | 30 | Residential_2028_Economic_million_m3_Before Competition Groups_30 | Energy Star Clothes Washer | 0.01958% | 0 | 0.59808 | Residential_2028_Economic_million_m3_Before Competition Groups_Energy Star Clothes Washer
Residential | Res ¦ Energy Star Clothes Washer | 2028 | Technical | million_m3 | Before Competition Groups | 0.59808 | 0 | 0 | 3746.1889 | 0.00015965 | 38 | Residential_2028_Technical_million_m3_Before Competition Groups_38 | Energy Star Clothes Washer | 0.01597% | 0 | 0.59808 | Residential_2028_Technical_million_m3_Before Competition Groups_Energy Star Clothes Washer
Residential | Res ¦ Solar Water Preheat (Pools/DHW) | 2028 | Technical | million_m3 | Before Competition Groups | 0.13549 | 0 | 0 | 3746.1889 | 3.6166e-05 | 39 | Residential_2028_Technical_million_m3_Before Competition Groups_39 | Solar Water Preheat (Pools/DHW) | 0.003617% | 0 | 0.13549 | Residential_2028_Technical_million_m3_Before Competition Groups_Solar Water Preheat (Pools/DHW)
Residential | Res ¦ Drain Water Heat Recovery | 2028 | Achievable | million_m3 | Before Competition Groups | 0 | 0 | 0 | 611.218 | 0 | 31 | Residential_2028_Achievable_million_m3_Before Competition Groups_31 | Drain Water Heat Recovery | 0% | 0 | 0 | Residential_2028_Achievable_million_m3_Before Competition Groups_Drain Water Heat Recovery
Residential | Res ¦ Drain Water Heat Recovery | 2028 | Economic | million_m3 | Before Competition Groups | 0 | 0 | 0 | 3054.9047 | 0 | 31 | Residential_2028_Economic_million_m3_Before Competition Groups_31 | Drain Water Heat Recovery | 0% | 0 | 0 | Residential_2028_Economic_million_m3_Before Competition Groups_Drain Water Heat Recovery
Residential | Res ¦ Furnace Tune Up | 2028 | Achievable | million_m3 | Before Competition Groups | 0 | 0 | 0 | 611.218 | 0 | 32 | Residential_2028_Achievable_million_m3_Before Competition Groups_32 | Furnace Tune Up | 0% | 0 | 0 | Residential_2028_Achievable_million_m3_Before Competition Groups_Furnace Tune Up
Residential | Res ¦ Furnace Tune Up | 2028 | Economic | million_m3 | Before Competition Groups | 0 | 0 | 0 | 3054.9047 | 0 | 32 | Residential_2028_Economic_million_m3_Before Competition Groups_32 | Furnace Tune Up | 0% | 0 | 0 | Residential_2028_Economic_million_m3_Before Competition Groups_Furnace Tune Up
Residential | Res ¦ Tankless Water Heater | 2028 | Achievable | million_m3 | Before Competition Groups | 0 | 0 | 0 | 611.218 | 0 | 33 | Residential_2028_Achievable_million_m3_Before Competition Groups_33 | Tankless Water Heater | 0% | 0 | 0 | Residential_2028_Achievable_million_m3_Before Competition Groups_Tankless Water Heater
Residential | Res ¦ Tankless Water Heater | 2028 | Economic | million_m3 | Before Competition Groups | 0 | 0 | 0 | 3054.9047 | 0 | 33 | Residential_2028_Economic_million_m3_Before Competition Groups_33 | Tankless Water Heater | 0% | 0 | 0 | Residential_2028_Economic_million_m3_Before Competition Groups_Tankless Water Heater
Residential | Res ¦ Air Sealing | 2029 | Economic | million_m3 | Before Competition Groups | 661.9026 | 0 | 0 | 3267.0984 | 0.2026 | 1 | Residential_2029_Economic_million_m3_Before Competition Groups_1 | Air Sealing | 20.26% | 0 | 661.9026 | Residential_2029_Economic_million_m3_Before Competition Groups_Air Sealing
Residential | Res ¦ Air Sealing | 2029 | Technical | million_m3 | Before Competition Groups | 661.9026 | 0 | 0 | 3786.0898 | 0.17482 | 1 | Residential_2029_Technical_million_m3_Before Competition Groups_1 | Air Sealing | 17.48% | 0 | 661.9026 | Residential_2029_Technical_million_m3_Before Competition Groups_Air Sealing
Residential | Res ¦ Adaptive Thermostat | 2029 | Economic | million_m3 | Before Competition Groups | 525.6151 | 0 | 0 | 3267.0984 | 0.16088 | 2 | Residential_2029_Economic_million_m3_Before Competition Groups_2 | Adaptive Thermostat | 16.09% | 0 | 525.6151 | Residential_2029_Economic_million_m3_Before Competition Groups_Adaptive Thermostat
Residential | Res ¦ Comprehensive Draft Proofing | 2029 | Achievable | million_m3 | Before Competition Groups | 115.7734 | 0 | 0 | 756.2468 | 0.15309 | 1 | Residential_2029_Achievable_million_m3_Before Competition Groups_1 | Comprehensive Draft Proofing | 15.31% | 0 | 115.7734 | Residential_2029_Achievable_million_m3_Before Competition Groups_Comprehensive Draft Proofing
Residential | Res ¦ Adaptive Thermostat | 2029 | Technical | million_m3 | Before Competition Groups | 525.6151 | 0 | 0 | 3786.0898 | 0.13883 | 2 | Residential_2029_Technical_million_m3_Before Competition Groups_2 | Adaptive Thermostat | 13.88% | 0 | 525.6151 | Residential_2029_Technical_million_m3_Before Competition Groups_Adaptive Thermostat
Residential | Res ¦ DHW Recirculation Systems | 2029 | Achievable | million_m3 | Before Competition Groups | 88.4365 | 0 | 0 | 756.2468 | 0.11694 | 2 | Residential_2029_Achievable_million_m3_Before Competition Groups_2 | DHW Recirculation Systems | 11.69% | 0 | 88.4365 | Residential_2029_Achievable_million_m3_Before Competition Groups_DHW Recirculation Systems
Residential | Res ¦ Adaptive Thermostat | 2029 | Achievable | million_m3 | Before Competition Groups | 73.5996 | 0 | 0 | 756.2468 | 0.097322 | 3 | Residential_2029_Achievable_million_m3_Before Competition Groups_3 | Adaptive Thermostat | 9.732% | 0 | 73.5996 | Residential_2029_Achievable_million_m3_Before Competition Groups_Adaptive Thermostat
Residential | Res ¦ Air Sealing | 2029 | Achievable | million_m3 | Before Competition Groups | 66.5109 | 0 | 0 | 756.2468 | 0.087949 | 4 | Residential_2029_Achievable_million_m3_Before Competition Groups_4 | Air Sealing | 8.795% | 0 | 66.5109 | Residential_2029_Achievable_million_m3_Before Competition Groups_Air Sealing
Residential | Res ¦ Energy Star Windows | 2029 | Economic | million_m3 | Before Competition Groups | 226.0725 | 0 | 0 | 3267.0984 | 0.069197 | 3 | Residential_2029_Economic_million_m3_Before Competition Groups_3 | Energy Star Windows | 6.92% | 0 | 226.0725 | Residential_2029_Economic_million_m3_Before Competition Groups_Energy Star Windows
Residential | Res ¦ Energy Star Windows | 2029 | Technical | million_m3 | Before Competition Groups | 251.6215 | 0 | 0 | 3786.0898 | 0.066459 | 3 | Residential_2029_Technical_million_m3_Before Competition Groups_3 | Energy Star Windows | 6.646% | 0 | 251.6215 | Residential_2029_Technical_million_m3_Before Competition Groups_Energy Star Windows
Residential | Res ¦ High Efficiency Condensing Furnace | 2029 | Achievable | million_m3 | Before Competition Groups | 48.7581 | 0 | 0 | 756.2468 | 0.064474 | 5 | Residential_2029_Achievable_million_m3_Before Competition Groups_5 | High Efficiency Condensing Furnace | 6.447% | 0 | 48.7581 | Residential_2029_Achievable_million_m3_Before Competition Groups_High Efficiency Condensing Furnace
Residential | Res ¦ Advanced BAS/Controllers | 2029 | Achievable | million_m3 | Before Competition Groups | 48.2852 | 0 | 0 | 756.2468 | 0.063848 | 6 | Residential_2029_Achievable_million_m3_Before Competition Groups_6 | Advanced BAS/Controllers | 6.385% | 0 | 48.2852 | Residential_2029_Achievable_million_m3_Before Competition Groups_Advanced BAS/Controllers
Residential | Res ¦ Comprehensive Draft Proofing | 2029 | Economic | million_m3 | Before Competition Groups | 200.5393 | 0 | 0 | 3267.0984 | 0.061381 | 4 | Residential_2029_Economic_million_m3_Before Competition Groups_4 | Comprehensive Draft Proofing | 6.138% | 0 | 200.5393 | Residential_2029_Economic_million_m3_Before Competition Groups_Comprehensive Draft Proofing
Residential | Res ¦ Condensing Boiler | 2029 | Achievable | million_m3 | Before Competition Groups | 44.2465 | 0 | 0 | 756.2468 | 0.058508 | 7 | Residential_2029_Achievable_million_m3_Before Competition Groups_7 | Condensing Boiler | 5.851% | 0 | 44.2465 | Residential_2029_Achievable_million_m3_Before Competition Groups_Condensing Boiler
Residential | Res ¦ Wall Insulation | 2029 | Economic | million_m3 | Before Competition Groups | 183.0997 | 0 | 0 | 3267.0984 | 0.056044 | 5 | Residential_2029_Economic_million_m3_Before Competition Groups_5 | Wall Insulation | 5.604% | 0 | 183.0997 | Residential_2029_Economic_million_m3_Before Competition Groups_Wall Insulation
Residential | Res ¦ High Efficiency Fireplace with Pilotless Ignition | 2029 | Achievable | million_m3 | Before Competition Groups | 41.6497 | 0 | 0 | 756.2468 | 0.055074 | 8 | Residential_2029_Achievable_million_m3_Before Competition Groups_8 | High Efficiency Fireplace with Pilotless Ignition | 5.507% | 0 | 41.6497 | Residential_2029_Achievable_million_m3_Before Competition Groups_High Efficiency Fireplace with Pilotless Ignition
Residential | Res ¦ Comprehensive Draft Proofing | 2029 | Technical | million_m3 | Before Competition Groups | 200.5393 | 0 | 0 | 3786.0898 | 0.052967 | 4 | Residential_2029_Technical_million_m3_Before Competition Groups_4 | Comprehensive Draft Proofing | 5.297% | 0 | 200.5393 | Residential_2029_Technical_million_m3_Before Competition Groups_Comprehensive Draft Proofing
Residential | Res ¦ Building Recommissioning, Operations and Maintenance (O&M) Improvements | 2029 | Achievable | million_m3 | Before Competition Groups | 39.9516 | 0 | 0 | 756.2468 | 0.052829 | 9 | Residential_2029_Achievable_million_m3_Before Competition Groups_9 | Building Recommissioning, Operations and Maintenance (O&M) Improvements | 5.283% | 0 | 39.9516 | Residential_2029_Achievable_million_m3_Before Competition Groups_Building Recommissioning, Operations and Maintenance (O&M) Improvements
Residential | Res ¦ Attic Insulation | 2029 | Economic | million_m3 | Before Competition Groups | 161.6283 | 0 | 0 | 3267.0984 | 0.049471 | 6 | Residential_2029_Economic_million_m3_Before Competition Groups_6 | Attic Insulation | 4.947% | 0 | 161.6283 | Residential_2029_Economic_million_m3_Before Competition Groups_Attic Insulation
Residential | Res ¦ Wall Insulation | 2029 | Technical | million_m3 | Before Competition Groups | 183.0997 | 0 | 0 | 3786.0898 | 0.048361 | 5 | Residential_2029_Technical_million_m3_Before Competition Groups_5 | Wall Insulation | 4.836% | 0 | 183.0997 | Residential_2029_Technical_million_m3_Before Competition Groups_Wall Insulation
Residential | Res ¦ DHW Recirculation Systems | 2029 | Economic | million_m3 | Before Competition Groups | 153.2768 | 0 | 0 | 3267.0984 | 0.046915 | 7 | Residential_2029_Economic_million_m3_Before Competition Groups_7 | DHW Recirculation Systems | 4.692% | 0 | 153.2768 | Residential_2029_Economic_million_m3_Before Competition Groups_DHW Recirculation Systems
Residential | Res ¦ Attic Insulation | 2029 | Technical | million_m3 | Before Competition Groups | 161.6283 | 0 | 0 | 3786.0898 | 0.04269 | 6 | Residential_2029_Technical_million_m3_Before Competition Groups_6 | Attic Insulation | 4.269% | 0 | 161.6283 | Residential_2029_Technical_million_m3_Before Competition Groups_Attic Insulation
Residential | Res ¦ Basement Wall Insulation | 2029 | Economic | million_m3 | Before Competition Groups | 134.4753 | 0 | 0 | 3267.0984 | 0.04116 | 8 | Residential_2029_Economic_million_m3_Before Competition Groups_8 | Basement Wall Insulation | 4.116% | 0 | 134.4753 | Residential_2029_Economic_million_m3_Before Competition Groups_Basement Wall Insulation
Residential | Res ¦ DHW Recirculation Systems | 2029 | Technical | million_m3 | Before Competition Groups | 153.2768 | 0 | 0 | 3786.0898 | 0.040484 | 7 | Residential_2029_Technical_million_m3_Before Competition Groups_7 | DHW Recirculation Systems | 4.048% | 0 | 153.2768 | Residential_2029_Technical_million_m3_Before Competition Groups_DHW Recirculation Systems
Residential | Res ¦ Condensing Storage Water Heater | 2029 | Achievable | million_m3 | Before Competition Groups | 29.5813 | 0 | 0 | 756.2468 | 0.039116 | 10 | Residential_2029_Achievable_million_m3_Before Competition Groups_10 | Condensing Storage Water Heater | 3.912% | 0 | 29.5813 | Residential_2029_Achievable_million_m3_Before Competition Groups_Condensing Storage Water Heater
Residential | Res ¦ Basement or Crawlspace Insulation | 2029 | Economic | million_m3 | Before Competition Groups | 125.1919 | 0 | 0 | 3267.0984 | 0.038319 | 9 | Residential_2029_Economic_million_m3_Before Competition Groups_9 | Basement or Crawlspace Insulation | 3.832% | 0 | 125.1919 | Residential_2029_Economic_million_m3_Before Competition Groups_Basement or Crawlspace Insulation
Residential | Res ¦ Condensing Storage Water Heater | 2029 | Economic | million_m3 | Before Competition Groups | 123.7107 | 0 | 0 | 3267.0984 | 0.037866 | 10 | Residential_2029_Economic_million_m3_Before Competition Groups_10 | Condensing Storage Water Heater | 3.787% | 0 | 123.7107 | Residential_2029_Economic_million_m3_Before Competition Groups_Condensing Storage Water Heater
Residential | Res ¦ Basement or Crawlspace Insulation | 2029 | Technical | million_m3 | Before Competition Groups | 137.3555 | 0 | 0 | 3786.0898 | 0.036279 | 8 | Residential_2029_Technical_million_m3_Before Competition Groups_8 | Basement or Crawlspace Insulation | 3.628% | 0 | 137.3555 | Residential_2029_Technical_million_m3_Before Competition Groups_Basement or Crawlspace Insulation
Residential | Res ¦ Basement Wall Insulation | 2029 | Technical | million_m3 | Before Competition Groups | 134.4753 | 0 | 0 | 3786.0898 | 0.035518 | 9 | Residential_2029_Technical_million_m3_Before Competition Groups_9 | Basement Wall Insulation | 3.552% | 0 | 134.4753 | Residential_2029_Technical_million_m3_Before Competition Groups_Basement Wall Insulation
Residential | Res ¦ Energy Star Windows | 2029 | Achievable | million_m3 | Before Competition Groups | 25.8688 | 0 | 0 | 756.2468 | 0.034207 | 11 | Residential_2029_Achievable_million_m3_Before Competition Groups_11 | Energy Star Windows | 3.421% | 0 | 25.8688 | Residential_2029_Achievable_million_m3_Before Competition Groups_Energy Star Windows
Residential | Res ¦ Condensing Storage Water Heater | 2029 | Technical | million_m3 | Before Competition Groups | 123.7107 | 0 | 0 | 3786.0898 | 0.032675 | 10 | Residential_2029_Technical_million_m3_Before Competition Groups_10 | Condensing Storage Water Heater | 3.268% | 0 | 123.7107 | Residential_2029_Technical_million_m3_Before Competition Groups_Condensing Storage Water Heater
Residential | Res ¦ Condensing Boiler | 2029 | Economic | million_m3 | Before Competition Groups | 96.1582 | 0 | 0 | 3267.0984 | 0.029432 | 11 | Residential_2029_Economic_million_m3_Before Competition Groups_11 | Condensing Boiler | 2.943% | 0 | 96.1582 | Residential_2029_Economic_million_m3_Before Competition Groups_Condensing Boiler
Residential | Res ¦ Tankless Water Heater | 2029 | Technical | million_m3 | Before Competition Groups | 103.2553 | 0 | 0 | 3786.0898 | 0.027272 | 11 | Residential_2029_Technical_million_m3_Before Competition Groups_11 | Tankless Water Heater | 2.727% | 0 | 103.2553 | Residential_2029_Technical_million_m3_Before Competition Groups_Tankless Water Heater
Residential | Res ¦ Advanced BAS/Controllers | 2029 | Economic | million_m3 | Before Competition Groups | 83.6398 | 0 | 0 | 3267.0984 | 0.025601 | 12 | Residential_2029_Economic_million_m3_Before Competition Groups_12 | Advanced BAS/Controllers | 2.56% | 0 | 83.6398 | Residential_2029_Economic_million_m3_Before Competition Groups_Advanced BAS/Controllers
Residential | Res ¦ Condensing Boiler | 2029 | Technical | million_m3 | Before Competition Groups | 96.1582 | 0 | 0 | 3786.0898 | 0.025398 | 12 | Residential_2029_Technical_million_m3_Before Competition Groups_12 | Condensing Boiler | 2.54% | 0 | 96.1582 | Residential_2029_Technical_million_m3_Before Competition Groups_Condensing Boiler
Residential | Res ¦ Window Film | 2029 | Technical | million_m3 | Before Competition Groups | 94.4212 | 0 | 0 | 3786.0898 | 0.024939 | 13 | Residential_2029_Technical_million_m3_Before Competition Groups_13 | Window Film | 2.494% | 0 | 94.4212 | Residential_2029_Technical_million_m3_Before Competition Groups_Window Film
Residential | Res ¦ Wall Insulation | 2029 | Achievable | million_m3 | Before Competition Groups | 18.3836 | 0 | 0 | 756.2468 | 0.024309 | 12 | Residential_2029_Achievable_million_m3_Before Competition Groups_12 | Wall Insulation | 2.431% | 0 | 18.3836 | Residential_2029_Achievable_million_m3_Before Competition Groups_Wall Insulation
Residential | Res ¦ Furnace Tune Up | 2029 | Technical | million_m3 | Before Competition Groups | 91.4776 | 0 | 0 | 3786.0898 | 0.024161 | 14 | Residential_2029_Technical_million_m3_Before Competition Groups_14 | Furnace Tune Up | 2.416% | 0 | 91.4776 | Residential_2029_Technical_million_m3_Before Competition Groups_Furnace Tune Up
Residential | Res ¦ Condensing Make Up Air Unit | 2029 | Achievable | million_m3 | Before Competition Groups | 17.599 | 0 | 0 | 756.2468 | 0.023272 | 13 | Residential_2029_Achievable_million_m3_Before Competition Groups_13 | Condensing Make Up Air Unit | 2.327% | 0 | 17.599 | Residential_2029_Achievable_million_m3_Before Competition Groups_Condensing Make Up Air Unit
Residential | Res ¦ Advanced BAS/Controllers | 2029 | Technical | million_m3 | Before Competition Groups | 83.6398 | 0 | 0 | 3786.0898 | 0.022091 | 15 | Residential_2029_Technical_million_m3_Before Competition Groups_15 | Advanced BAS/Controllers | 2.209% | 0 | 83.6398 | Residential_2029_Technical_million_m3_Before Competition Groups_Advanced BAS/Controllers
Residential | Res ¦ Attic Insulation | 2029 | Achievable | million_m3 | Before Competition Groups | 16.2414 | 0 | 0 | 756.2468 | 0.021476 | 14 | Residential_2029_Achievable_million_m3_Before Competition Groups_14 | Attic Insulation | 2.148% | 0 | 16.2414 | Residential_2029_Achievable_million_m3_Before Competition Groups_Attic Insulation
Residential | Res ¦ Building Recommissioning, Operations and Maintenance (O&M) Improvements | 2029 | Economic | million_m3 | Before Competition Groups | 69.2033 | 0 | 0 | 3267.0984 | 0.021182 | 13 | Residential_2029_Economic_million_m3_Before Competition Groups_13 | Building Recommissioning, Operations and Maintenance (O&M) Improvements | 2.118% | 0 | 69.2033 | Residential_2029_Economic_million_m3_Before Competition Groups_Building Recommissioning, Operations and Maintenance (O&M) Improvements
Residential | Res ¦ High Efficiency Condensing Furnace | 2029 | Economic | million_m3 | Before Competition Groups | 66.3884 | 0 | 0 | 3267.0984 | 0.02032 | 14 | Residential_2029_Economic_million_m3_Before Competition Groups_14 | High Efficiency Condensing Furnace | 2.032% | 0 | 66.3884 | Residential_2029_Economic_million_m3_Before Competition Groups_High Efficiency Condensing Furnace
Residential | Res ¦ High Efficiency Fireplace with Pilotless Ignition | 2029 | Economic | million_m3 | Before Competition Groups | 64.4522 | 0 | 0 | 3267.0984 | 0.019728 | 15 | Residential_2029_Economic_million_m3_Before Competition Groups_15 | High Efficiency Fireplace with Pilotless Ignition | 1.973% | 0 | 64.4522 | Residential_2029_Economic_million_m3_Before Competition Groups_High Efficiency Fireplace with Pilotless Ignition
Residential | Res ¦ Heat Recovery Ventilator | 2029 | Economic | million_m3 | Before Competition Groups | 62.4861 | 0 | 0 | 3267.0984 | 0.019126 | 16 | Residential_2029_Economic_million_m3_Before Competition Groups_16 | Heat Recovery Ventilator | 1.913% | 0 | 62.4861 | Residential_2029_Economic_million_m3_Before Competition Groups_Heat Recovery Ventilator
Residential | Res ¦ Building Recommissioning, Operations and Maintenance (O&M) Improvements | 2029 | Technical | million_m3 | Before Competition Groups | 69.2033 | 0 | 0 | 3786.0898 | 0.018278 | 16 | Residential_2029_Technical_million_m3_Before Competition Groups_16 | Building Recommissioning, Operations and Maintenance (O&M) Improvements | 1.828% | 0 | 69.2033 | Residential_2029_Technical_million_m3_Before Competition Groups_Building Recommissioning, Operations and Maintenance (O&M) Improvements
Residential | Res ¦ Demand Control Ventilation | 2029 | Achievable | million_m3 | Before Competition Groups | 13.6989 | 0 | 0 | 756.2468 | 0.018114 | 15 | Residential_2029_Achievable_million_m3_Before Competition Groups_15 | Demand Control Ventilation | 1.811% | 0 | 13.6989 | Residential_2029_Achievable_million_m3_Before Competition Groups_Demand Control Ventilation
Residential | Res ¦ High Efficiency Storage Water Heater | 2029 | Technical | million_m3 | Before Competition Groups | 68.5187 | 0 | 0 | 3786.0898 | 0.018097 | 17 | Residential_2029_Technical_million_m3_Before Competition Groups_17 | High Efficiency Storage Water Heater | 1.81% | 0 | 68.5187 | Residential_2029_Technical_million_m3_Before Competition Groups_High Efficiency Storage Water Heater
Residential | Res ¦ Ceiling Insulation | 2029 | Technical | million_m3 | Before Competition Groups | 67.9405 | 0 | 0 | 3786.0898 | 0.017945 | 18 | Residential_2029_Technical_million_m3_Before Competition Groups_18 | Ceiling Insulation | 1.794% | 0 | 67.9405 | Residential_2029_Technical_million_m3_Before Competition Groups_Ceiling Insulation
Residential | Res ¦ Basement Wall Insulation | 2029 | Achievable | million_m3 | Before Competition Groups | 13.5137 | 0 | 0 | 756.2468 | 0.017869 | 16 | Residential_2029_Achievable_million_m3_Before Competition Groups_16 | Basement Wall Insulation | 1.787% | 0 | 13.5137 | Residential_2029_Achievable_million_m3_Before Competition Groups_Basement Wall Insulation
Residential | Res ¦ High Efficiency Condensing Furnace | 2029 | Technical | million_m3 | Before Competition Groups | 66.5819 | 0 | 0 | 3786.0898 | 0.017586 | 19 | Residential_2029_Technical_million_m3_Before Competition Groups_19 | High Efficiency Condensing Furnace | 1.759% | 0 | 66.5819 | Residential_2029_Technical_million_m3_Before Competition Groups_High Efficiency Condensing Furnace
Residential | Res ¦ High Efficiency Fireplace with Pilotless Ignition | 2029 | Technical | million_m3 | Before Competition Groups | 64.4522 | 0 | 0 | 3786.0898 | 0.017023 | 20 | Residential_2029_Technical_million_m3_Before Competition Groups_20 | High Efficiency Fireplace with Pilotless Ignition | 1.702% | 0 | 64.4522 | Residential_2029_Technical_million_m3_Before Competition Groups_High Efficiency Fireplace with Pilotless Ignition
Residential | Res ¦ Duct Insulation MF | 2029 | Economic | million_m3 | Before Competition Groups | 54.6555 | 0 | 0 | 3267.0984 | 0.016729 | 17 | Residential_2029_Economic_million_m3_Before Competition Groups_17 | Duct Insulation MF | 1.673% | 0 | 54.6555 | Residential_2029_Economic_million_m3_Before Competition Groups_Duct Insulation MF
Residential | Res ¦ Heat Recovery Ventilator | 2029 | Technical | million_m3 | Before Competition Groups | 62.4861 | 0 | 0 | 3786.0898 | 0.016504 | 21 | Residential_2029_Technical_million_m3_Before Competition Groups_21 | Heat Recovery Ventilator | 1.65% | 0 | 62.4861 | Residential_2029_Technical_million_m3_Before Competition Groups_Heat Recovery Ventilator
Residential | Res ¦ Floor Insulation | 2029 | Economic | million_m3 | Before Competition Groups | 52.71 | 0 | 0 | 3267.0984 | 0.016134 | 18 | Residential_2029_Economic_million_m3_Before Competition Groups_18 | Floor Insulation | 1.613% | 0 | 52.71 | Residential_2029_Economic_million_m3_Before Competition Groups_Floor Insulation
Residential | Res ¦ Duct Insulation | 2029 | Economic | million_m3 | Before Competition Groups | 50.3462 | 0 | 0 | 3267.0984 | 0.01541 | 19 | Residential_2029_Economic_million_m3_Before Competition Groups_19 | Duct Insulation | 1.541% | 0 | 50.3462 | Residential_2029_Economic_million_m3_Before Competition Groups_Duct Insulation
Residential | Res ¦ Duct Insulation MF | 2029 | Technical | million_m3 | Before Competition Groups | 54.6555 | 0 | 0 | 3786.0898 | 0.014436 | 22 | Residential_2029_Technical_million_m3_Before Competition Groups_22 | Duct Insulation MF | 1.444% | 0 | 54.6555 | Residential_2029_Technical_million_m3_Before Competition Groups_Duct Insulation MF
Residential | Res ¦ Floor Insulation | 2029 | Technical | million_m3 | Before Competition Groups | 52.71 | 0 | 0 | 3786.0898 | 0.013922 | 23 | Residential_2029_Technical_million_m3_Before Competition Groups_23 | Floor Insulation | 1.392% | 0 | 52.71 | Residential_2029_Technical_million_m3_Before Competition Groups_Floor Insulation
Residential | Res ¦ Condensing Make Up Air Unit | 2029 | Economic | million_m3 | Before Competition Groups | 44.3916 | 0 | 0 | 3267.0984 | 0.013587 | 20 | Residential_2029_Economic_million_m3_Before Competition Groups_20 | Condensing Make Up Air Unit | 1.359% | 0 | 44.3916 | Residential_2029_Economic_million_m3_Before Competition Groups_Condensing Make Up Air Unit
Residential | Res ¦ Duct Insulation | 2029 | Technical | million_m3 | Before Competition Groups | 50.3462 | 0 | 0 | 3786.0898 | 0.013298 | 24 | Residential_2029_Technical_million_m3_Before Competition Groups_24 | Duct Insulation | 1.33% | 0 | 50.3462 | Residential_2029_Technical_million_m3_Before Competition Groups_Duct Insulation
Residential | Res ¦ Pool Cover | 2029 | Achievable | million_m3 | Before Competition Groups | 9.6289 | 0 | 0 | 756.2468 | 0.012732 | 17 | Residential_2029_Achievable_million_m3_Before Competition Groups_17 | Pool Cover | 1.273% | 0 | 9.6289 | Residential_2029_Achievable_million_m3_Before Competition Groups_Pool Cover
Residential | Res ¦ Condensing Make Up Air Unit | 2029 | Technical | million_m3 | Before Competition Groups | 44.3916 | 0 | 0 | 3786.0898 | 0.011725 | 25 | Residential_2029_Technical_million_m3_Before Competition Groups_25 | Condensing Make Up Air Unit | 1.172% | 0 | 44.3916 | Residential_2029_Technical_million_m3_Before Competition Groups_Condensing Make Up Air Unit
Residential | Res ¦ Demand Control Ventilation | 2029 | Economic | million_m3 | Before Competition Groups | 37.4346 | 0 | 0 | 3267.0984 | 0.011458 | 21 | Residential_2029_Economic_million_m3_Before Competition Groups_21 | Demand Control Ventilation | 1.146% | 0 | 37.4346 | Residential_2029_Economic_million_m3_Before Competition Groups_Demand Control Ventilation
Residential | Res ¦ High Efficiency Storage Water Heater | 2029 | Economic | million_m3 | Before Competition Groups | 36.4051 | 0 | 0 | 3267.0984 | 0.011143 | 22 | Residential_2029_Economic_million_m3_Before Competition Groups_22 | High Efficiency Storage Water Heater | 1.114% | 0 | 36.4051 | Residential_2029_Economic_million_m3_Before Competition Groups_High Efficiency Storage Water Heater
Residential | Res ¦ High Efficiency Storage Water Heater | 2029 | Achievable | million_m3 | Before Competition Groups | 7.9908 | 0 | 0 | 756.2468 | 0.010566 | 18 | Residential_2029_Achievable_million_m3_Before Competition Groups_18 | High Efficiency Storage Water Heater | 1.057% | 0 | 7.9908 | Residential_2029_Achievable_million_m3_Before Competition Groups_High Efficiency Storage Water Heater
Residential | Res ¦ Demand Control Ventilation | 2029 | Technical | million_m3 | Before Competition Groups | 37.4346 | 0 | 0 | 3786.0898 | 0.0098874 | 26 | Residential_2029_Technical_million_m3_Before Competition Groups_26 | Demand Control Ventilation | 0.9887% | 0 | 37.4346 | Residential_2029_Technical_million_m3_Before Competition Groups_Demand Control Ventilation
Residential | Res ¦ Basement or Crawlspace Insulation | 2029 | Achievable | million_m3 | Before Competition Groups | 6.5744 | 0 | 0 | 756.2468 | 0.0086934 | 19 | Residential_2029_Achievable_million_m3_Before Competition Groups_19 | Basement or Crawlspace Insulation | 0.8693% | 0 | 6.5744 | Residential_2029_Achievable_million_m3_Before Competition Groups_Basement or Crawlspace Insulation
Residential | Res ¦ Solar Water Heating System | 2029 | Technical | million_m3 | Before Competition Groups | 30.425 | 0 | 0 | 3786.0898 | 0.008036 | 27 | Residential_2029_Technical_million_m3_Before Competition Groups_27 | Solar Water Heating System | 0.8036% | 0 | 30.425 | Residential_2029_Technical_million_m3_Before Competition Groups_Solar Water Heating System
Residential | Res ¦ Early Hot Water Heater Replacement | 2029 | Technical | million_m3 | Before Competition Groups | 30.0668 | 0 | 0 | 3786.0898 | 0.0079414 | 28 | Residential_2029_Technical_million_m3_Before Competition Groups_28 | Early Hot Water Heater Replacement | 0.7941% | 0 | 30.0668 | Residential_2029_Technical_million_m3_Before Competition Groups_Early Hot Water Heater Replacement
Residential | Res ¦ Duct Insulation MF | 2029 | Achievable | million_m3 | Before Competition Groups | 5.4911 | 0 | 0 | 756.2468 | 0.007261 | 20 | Residential_2029_Achievable_million_m3_Before Competition Groups_20 | Duct Insulation MF | 0.7261% | 0 | 5.4911 | Residential_2029_Achievable_million_m3_Before Competition Groups_Duct Insulation MF
Residential | Res ¦ Floor Insulation | 2029 | Achievable | million_m3 | Before Competition Groups | 5.2937 | 0 | 0 | 756.2468 | 0.007 | 21 | Residential_2029_Achievable_million_m3_Before Competition Groups_21 | Floor Insulation | 0.7% | 0 | 5.2937 | Residential_2029_Achievable_million_m3_Before Competition Groups_Floor Insulation
Residential | Res ¦ Drain Water Heat Recovery | 2029 | Technical | million_m3 | Before Competition Groups | 25.6432 | 0 | 0 | 3786.0898 | 0.006773 | 29 | Residential_2029_Technical_million_m3_Before Competition Groups_29 | Drain Water Heat Recovery | 0.6773% | 0 | 25.6432 | Residential_2029_Technical_million_m3_Before Competition Groups_Drain Water Heat Recovery
Residential | Res ¦ Duct Insulation | 2029 | Achievable | million_m3 | Before Competition Groups | 5.0494 | 0 | 0 | 756.2468 | 0.0066769 | 22 | Residential_2029_Achievable_million_m3_Before Competition Groups_22 | Duct Insulation | 0.6677% | 0 | 5.0494 | Residential_2029_Achievable_million_m3_Before Competition Groups_Duct Insulation
Residential | Res ¦ Water Heater Temperature Setback | 2029 | Achievable | million_m3 | Before Competition Groups | 4.3219 | 0 | 0 | 756.2468 | 0.005715 | 23 | Residential_2029_Achievable_million_m3_Before Competition Groups_23 | Water Heater Temperature Setback | 0.5715% | 0 | 4.3219 | Residential_2029_Achievable_million_m3_Before Competition Groups_Water Heater Temperature Setback
Residential | Res ¦ Pool Cover | 2029 | Economic | million_m3 | Before Competition Groups | 16.685 | 0 | 0 | 3267.0984 | 0.005107 | 23 | Residential_2029_Economic_million_m3_Before Competition Groups_23 | Pool Cover | 0.5107% | 0 | 16.685 | Residential_2029_Economic_million_m3_Before Competition Groups_Pool Cover
Residential | Res ¦ Home Energy Reports | 2029 | Achievable | million_m3 | Before Competition Groups | 3.5348 | 0 | 0 | 756.2468 | 0.0046741 | 24 | Residential_2029_Achievable_million_m3_Before Competition Groups_24 | Home Energy Reports | 0.4674% | 0 | 3.5348 | Residential_2029_Achievable_million_m3_Before Competition Groups_Home Energy Reports
Residential | Res ¦ Heat Recovery Ventilator | 2029 | Achievable | million_m3 | Before Competition Groups | 3.4593 | 0 | 0 | 756.2468 | 0.0045743 | 25 | Residential_2029_Achievable_million_m3_Before Competition Groups_25 | Heat Recovery Ventilator | 0.4574% | 0 | 3.4593 | Residential_2029_Achievable_million_m3_Before Competition Groups_Heat Recovery Ventilator
Residential | Res ¦ Pool Cover | 2029 | Technical | million_m3 | Before Competition Groups | 16.685 | 0 | 0 | 3786.0898 | 0.0044069 | 30 | Residential_2029_Technical_million_m3_Before Competition Groups_30 | Pool Cover | 0.4407% | 0 | 16.685 | Residential_2029_Technical_million_m3_Before Competition Groups_Pool Cover
Residential | Res ¦ Home Energy Reports | 2029 | Technical | million_m3 | Before Competition Groups | 13.2029 | 0 | 0 | 3786.0898 | 0.0034872 | 31 | Residential_2029_Technical_million_m3_Before Competition Groups_31 | Home Energy Reports | 0.3487% | 0 | 13.2029 | Residential_2029_Technical_million_m3_Before Competition Groups_Home Energy Reports
Residential | Res ¦ Home Energy Reports | 2029 | Economic | million_m3 | Before Competition Groups | 10.0993 | 0 | 0 | 3267.0984 | 0.0030912 | 24 | Residential_2029_Economic_million_m3_Before Competition Groups_24 | Home Energy Reports | 0.3091% | 0 | 10.0993 | Residential_2029_Economic_million_m3_Before Competition Groups_Home Energy Reports
Residential | Res ¦ Wall Insulation MF | 2029 | Economic | million_m3 | Before Competition Groups | 8.4607 | 0 | 0 | 3267.0984 | 0.0025897 | 25 | Residential_2029_Economic_million_m3_Before Competition Groups_25 | Wall Insulation MF | 0.259% | 0 | 8.4607 | Residential_2029_Economic_million_m3_Before Competition Groups_Wall Insulation MF
Residential | Res ¦ High Efficiency Gas Pool Heater | 2029 | Technical | million_m3 | Before Competition Groups | 8.7593 | 0 | 0 | 3786.0898 | 0.0023135 | 32 | Residential_2029_Technical_million_m3_Before Competition Groups_32 | High Efficiency Gas Pool Heater | 0.2314% | 0 | 8.7593 | Residential_2029_Technical_million_m3_Before Competition Groups_High Efficiency Gas Pool Heater
Residential | Res ¦ Water Heater Temperature Setback | 2029 | Economic | million_m3 | Before Competition Groups | 7.487 | 0 | 0 | 3267.0984 | 0.0022916 | 26 | Residential_2029_Economic_million_m3_Before Competition Groups_26 | Water Heater Temperature Setback | 0.2292% | 0 | 7.487 | Residential_2029_Economic_million_m3_Before Competition Groups_Water Heater Temperature Setback
Residential | Res ¦ Wall Insulation MF | 2029 | Technical | million_m3 | Before Competition Groups | 8.4607 | 0 | 0 | 3786.0898 | 0.0022347 | 33 | Residential_2029_Technical_million_m3_Before Competition Groups_33 | Wall Insulation MF | 0.2235% | 0 | 8.4607 | Residential_2029_Technical_million_m3_Before Competition Groups_Wall Insulation MF
Residential | Res ¦ Water Heater Temperature Setback | 2029 | Technical | million_m3 | Before Competition Groups | 7.487 | 0 | 0 | 3786.0898 | 0.0019775 | 34 | Residential_2029_Technical_million_m3_Before Competition Groups_34 | Water Heater Temperature Setback | 0.1977% | 0 | 7.487 | Residential_2029_Technical_million_m3_Before Competition Groups_Water Heater Temperature Setback
Residential | Res ¦ Ceiling Insulation | 2029 | Economic | million_m3 | Before Competition Groups | 6.1912 | 0 | 0 | 3267.0984 | 0.001895 | 27 | Residential_2029_Economic_million_m3_Before Competition Groups_27 | Ceiling Insulation | 0.1895% | 0 | 6.1912 | Residential_2029_Economic_million_m3_Before Competition Groups_Ceiling Insulation
Residential | Res ¦ Wall Insulation MF | 2029 | Achievable | million_m3 | Before Competition Groups | 0.85032 | 0 | 0 | 756.2468 | 0.0011244 | 26 | Residential_2029_Achievable_million_m3_Before Competition Groups_26 | Wall Insulation MF | 0.1124% | 0 | 0.85032 | Residential_2029_Achievable_million_m3_Before Competition Groups_Wall Insulation MF
Residential | Res ¦ Clothes Drying Racks | 2029 | Achievable | million_m3 | Before Competition Groups | 0.74063 | 0 | 0 | 756.2468 | 0.00097935 | 27 | Residential_2029_Achievable_million_m3_Before Competition Groups_27 | Clothes Drying Racks | 0.09793% | 0 | 0.74063 | Residential_2029_Achievable_million_m3_Before Competition Groups_Clothes Drying Racks
Residential | Res ¦ Energy Star Clothes Washer | 2029 | Achievable | million_m3 | Before Competition Groups | 0.6131 | 0 | 0 | 756.2468 | 0.00081072 | 28 | Residential_2029_Achievable_million_m3_Before Competition Groups_28 | Energy Star Clothes Washer | 0.08107% | 0 | 0.6131 | Residential_2029_Achievable_million_m3_Before Competition Groups_Energy Star Clothes Washer
Residential | Res ¦ Minimize Hot and Warm Clothes Wash | 2029 | Achievable | million_m3 | Before Competition Groups | 0.3179 | 0 | 0 | 756.2468 | 0.00042037 | 29 | Residential_2029_Achievable_million_m3_Before Competition Groups_29 | Minimize Hot and Warm Clothes Wash | 0.04204% | 0 | 0.3179 | Residential_2029_Achievable_million_m3_Before Competition Groups_Minimize Hot and Warm Clothes Wash
Residential | Res ¦ Drain Water Heat Recovery | 2029 | Economic | million_m3 | Before Competition Groups | 1.3136 | 0 | 0 | 3267.0984 | 0.00040207 | 28 | Residential_2029_Economic_million_m3_Before Competition Groups_28 | Drain Water Heat Recovery | 0.04021% | 0 | 1.3136 | Residential_2029_Economic_million_m3_Before Competition Groups_Drain Water Heat Recovery
Residential | Res ¦ Clothes Drying Racks | 2029 | Economic | million_m3 | Before Competition Groups | 1.2857 | 0 | 0 | 3267.0984 | 0.00039353 | 29 | Residential_2029_Economic_million_m3_Before Competition Groups_29 | Clothes Drying Racks | 0.03935% | 0 | 1.2857 | Residential_2029_Economic_million_m3_Before Competition Groups_Clothes Drying Racks
Residential | Res ¦ Minimize Hot and Warm Clothes Wash | 2029 | Economic | million_m3 | Before Competition Groups | 1.1172 | 0 | 0 | 3267.0984 | 0.00034196 | 30 | Residential_2029_Economic_million_m3_Before Competition Groups_30 | Minimize Hot and Warm Clothes Wash | 0.0342% | 0 | 1.1172 | Residential_2029_Economic_million_m3_Before Competition Groups_Minimize Hot and Warm Clothes Wash
Residential | Res ¦ Clothes Drying Racks | 2029 | Technical | million_m3 | Before Competition Groups | 1.2857 | 0 | 0 | 3786.0898 | 0.00033959 | 35 | Residential_2029_Technical_million_m3_Before Competition Groups_35 | Clothes Drying Racks | 0.03396% | 0 | 1.2857 | Residential_2029_Technical_million_m3_Before Competition Groups_Clothes Drying Racks
Residential | Res ¦ Energy Star Clothes Dryer | 2029 | Technical | million_m3 | Before Competition Groups | 1.2506 | 0 | 0 | 3786.0898 | 0.00033032 | 36 | Residential_2029_Technical_million_m3_Before Competition Groups_36 | Energy Star Clothes Dryer | 0.03303% | 0 | 1.2506 | Residential_2029_Technical_million_m3_Before Competition Groups_Energy Star Clothes Dryer
Residential | Res ¦ Minimize Hot and Warm Clothes Wash | 2029 | Technical | million_m3 | Before Competition Groups | 1.1172 | 0 | 0 | 3786.0898 | 0.00029509 | 37 | Residential_2029_Technical_million_m3_Before Competition Groups_37 | Minimize Hot and Warm Clothes Wash | 0.02951% | 0 | 1.1172 | Residential_2029_Technical_million_m3_Before Competition Groups_Minimize Hot and Warm Clothes Wash
Residential | Res ¦ Ceiling Insulation | 2029 | Achievable | million_m3 | Before Competition Groups | 0.2091 | 0 | 0 | 756.2468 | 0.0002765 | 30 | Residential_2029_Achievable_million_m3_Before Competition Groups_30 | Ceiling Insulation | 0.02765% | 0 | 0.2091 | Residential_2029_Achievable_million_m3_Before Competition Groups_Ceiling Insulation
Residential | Res ¦ Energy Star Clothes Washer | 2029 | Economic | million_m3 | Before Competition Groups | 0.67542 | 0 | 0 | 3267.0984 | 0.00020673 | 31 | Residential_2029_Economic_million_m3_Before Competition Groups_31 | Energy Star Clothes Washer | 0.02067% | 0 | 0.67542 | Residential_2029_Economic_million_m3_Before Competition Groups_Energy Star Clothes Washer
Residential | Res ¦ Energy Star Clothes Washer | 2029 | Technical | million_m3 | Before Competition Groups | 0.67542 | 0 | 0 | 3786.0898 | 0.00017839 | 38 | Residential_2029_Technical_million_m3_Before Competition Groups_38 | Energy Star Clothes Washer | 0.01784% | 0 | 0.67542 | Residential_2029_Technical_million_m3_Before Competition Groups_Energy Star Clothes Washer
Residential | Res ¦ Drain Water Heat Recovery | 2029 | Achievable | million_m3 | Before Competition Groups | 0.073271 | 0 | 0 | 756.2468 | 9.6888e-05 | 31 | Residential_2029_Achievable_million_m3_Before Competition Groups_31 | Drain Water Heat Recovery | 0.009689% | 0 | 0.073271 | Residential_2029_Achievable_million_m3_Before Competition Groups_Drain Water Heat Recovery
Residential | Res ¦ Solar Water Preheat (Pools/DHW) | 2029 | Technical | million_m3 | Before Competition Groups | 0.13335 | 0 | 0 | 3786.0898 | 3.522e-05 | 39 | Residential_2029_Technical_million_m3_Before Competition Groups_39 | Solar Water Preheat (Pools/DHW) | 0.003522% | 0 | 0.13335 | Residential_2029_Technical_million_m3_Before Competition Groups_Solar Water Preheat (Pools/DHW)
Residential | Res ¦ Furnace Tune Up | 2029 | Achievable | million_m3 | Before Competition Groups | 0 | 0 | 0 | 756.2468 | 0 | 32 | Residential_2029_Achievable_million_m3_Before Competition Groups_32 | Furnace Tune Up | 0% | 0 | 0 | Residential_2029_Achievable_million_m3_Before Competition Groups_Furnace Tune Up
Residential | Res ¦ Furnace Tune Up | 2029 | Economic | million_m3 | Before Competition Groups | 0 | 0 | 0 | 3267.0984 | 0 | 32 | Residential_2029_Economic_million_m3_Before Competition Groups_32 | Furnace Tune Up | 0% | 0 | 0 | Residential_2029_Economic_million_m3_Before Competition Groups_Furnace Tune Up
Residential | Res ¦ Tankless Water Heater | 2029 | Achievable | million_m3 | Before Competition Groups | 0 | 0 | 0 | 756.2468 | 0 | 33 | Residential_2029_Achievable_million_m3_Before Competition Groups_33 | Tankless Water Heater | 0% | 0 | 0 | Residential_2029_Achievable_million_m3_Before Competition Groups_Tankless Water Heater
Residential | Res ¦ Tankless Water Heater | 2029 | Economic | million_m3 | Before Competition Groups | 0 | 0 | 0 | 3267.0984 | 0 | 33 | Residential_2029_Economic_million_m3_Before Competition Groups_33 | Tankless Water Heater | 0% | 0 | 0 | Residential_2029_Economic_million_m3_Before Competition Groups_Tankless Water Heater
Residential | Res ¦ Air Sealing | 2030 | Economic | million_m3 | Before Competition Groups | 651.4445 | 0 | 0 | 3305.1044 | 0.1971 | 1 | Residential_2030_Economic_million_m3_Before Competition Groups_1 | Air Sealing | 19.71% | 0 | 651.4445 | Residential_2030_Economic_million_m3_Before Competition Groups_Air Sealing
Residential | Res ¦ Air Sealing | 2030 | Technical | million_m3 | Before Competition Groups | 651.4445 | 0 | 0 | 3823.8814 | 0.17036 | 1 | Residential_2030_Technical_million_m3_Before Competition Groups_1 | Air Sealing | 17.04% | 0 | 651.4445 | Residential_2030_Technical_million_m3_Before Competition Groups_Air Sealing
Residential | Res ¦ Adaptive Thermostat | 2030 | Economic | million_m3 | Before Competition Groups | 525.5797 | 0 | 0 | 3305.1044 | 0.15902 | 2 | Residential_2030_Economic_million_m3_Before Competition Groups_2 | Adaptive Thermostat | 15.9% | 0 | 525.5797 | Residential_2030_Economic_million_m3_Before Competition Groups_Adaptive Thermostat
Residential | Res ¦ Comprehensive Draft Proofing | 2030 | Achievable | million_m3 | Before Competition Groups | 132.8374 | 0 | 0 | 905.0046 | 0.14678 | 1 | Residential_2030_Achievable_million_m3_Before Competition Groups_1 | Comprehensive Draft Proofing | 14.68% | 0 | 132.8374 | Residential_2030_Achievable_million_m3_Before Competition Groups_Comprehensive Draft Proofing
Residential | Res ¦ Adaptive Thermostat | 2030 | Technical | million_m3 | Before Competition Groups | 525.5797 | 0 | 0 | 3823.8814 | 0.13745 | 2 | Residential_2030_Technical_million_m3_Before Competition Groups_2 | Adaptive Thermostat | 13.74% | 0 | 525.5797 | Residential_2030_Technical_million_m3_Before Competition Groups_Adaptive Thermostat
Residential | Res ¦ DHW Recirculation Systems | 2030 | Achievable | million_m3 | Before Competition Groups | 101.4762 | 0 | 0 | 905.0046 | 0.11213 | 2 | Residential_2030_Achievable_million_m3_Before Competition Groups_2 | DHW Recirculation Systems | 11.21% | 0 | 101.4762 | Residential_2030_Achievable_million_m3_Before Competition Groups_DHW Recirculation Systems
Residential | Res ¦ Adaptive Thermostat | 2030 | Achievable | million_m3 | Before Competition Groups | 87.4738 | 0 | 0 | 905.0046 | 0.096656 | 3 | Residential_2030_Achievable_million_m3_Before Competition Groups_3 | Adaptive Thermostat | 9.666% | 0 | 87.4738 | Residential_2030_Achievable_million_m3_Before Competition Groups_Adaptive Thermostat
Residential | Res ¦ Air Sealing | 2030 | Achievable | million_m3 | Before Competition Groups | 79.4844 | 0 | 0 | 905.0046 | 0.087828 | 4 | Residential_2030_Achievable_million_m3_Before Competition Groups_4 | Air Sealing | 8.783% | 0 | 79.4844 | Residential_2030_Achievable_million_m3_Before Competition Groups_Air Sealing
Residential | Res ¦ Energy Star Windows | 2030 | Economic | million_m3 | Before Competition Groups | 222.5005 | 0 | 0 | 3305.1044 | 0.06732 | 3 | Residential_2030_Economic_million_m3_Before Competition Groups_3 | Energy Star Windows | 6.732% | 0 | 222.5005 | Residential_2030_Economic_million_m3_Before Competition Groups_Energy Star Windows
Residential | Res ¦ Energy Star Windows | 2030 | Technical | million_m3 | Before Competition Groups | 247.6459 | 0 | 0 | 3823.8814 | 0.064763 | 3 | Residential_2030_Technical_million_m3_Before Competition Groups_3 | Energy Star Windows | 6.476% | 0 | 247.6459 | Residential_2030_Technical_million_m3_Before Competition Groups_Energy Star Windows
Residential | Res ¦ High Efficiency Condensing Furnace | 2030 | Achievable | million_m3 | Before Competition Groups | 56.3858 | 0 | 0 | 905.0046 | 0.062304 | 5 | Residential_2030_Achievable_million_m3_Before Competition Groups_5 | High Efficiency Condensing Furnace | 6.23% | 0 | 56.3858 | Residential_2030_Achievable_million_m3_Before Competition Groups_High Efficiency Condensing Furnace
Residential | Res ¦ Advanced BAS/Controllers | 2030 | Achievable | million_m3 | Before Competition Groups | 55.4021 | 0 | 0 | 905.0046 | 0.061217 | 6 | Residential_2030_Achievable_million_m3_Before Competition Groups_6 | Advanced BAS/Controllers | 6.122% | 0 | 55.4021 | Residential_2030_Achievable_million_m3_Before Competition Groups_Advanced BAS/Controllers
Residential | Res ¦ Comprehensive Draft Proofing | 2030 | Economic | million_m3 | Before Competition Groups | 197.3708 | 0 | 0 | 3305.1044 | 0.059717 | 4 | Residential_2030_Economic_million_m3_Before Competition Groups_4 | Comprehensive Draft Proofing | 5.972% | 0 | 197.3708 | Residential_2030_Economic_million_m3_Before Competition Groups_Comprehensive Draft Proofing
Residential | Res ¦ Condensing Boiler | 2030 | Achievable | million_m3 | Before Competition Groups | 53.3081 | 0 | 0 | 905.0046 | 0.058904 | 7 | Residential_2030_Achievable_million_m3_Before Competition Groups_7 | Condensing Boiler | 5.89% | 0 | 53.3081 | Residential_2030_Achievable_million_m3_Before Competition Groups_Condensing Boiler
Residential | Res ¦ Wall Insulation | 2030 | Economic | million_m3 | Before Competition Groups | 180.2068 | 0 | 0 | 3305.1044 | 0.054524 | 5 | Residential_2030_Economic_million_m3_Before Competition Groups_5 | Wall Insulation | 5.452% | 0 | 180.2068 | Residential_2030_Economic_million_m3_Before Competition Groups_Wall Insulation
Residential | Res ¦ High Efficiency Fireplace with Pilotless Ignition | 2030 | Achievable | million_m3 | Before Competition Groups | 49.0279 | 0 | 0 | 905.0046 | 0.054174 | 8 | Residential_2030_Achievable_million_m3_Before Competition Groups_8 | High Efficiency Fireplace with Pilotless Ignition | 5.417% | 0 | 49.0279 | Residential_2030_Achievable_million_m3_Before Competition Groups_High Efficiency Fireplace with Pilotless Ignition
Residential | Res ¦ Comprehensive Draft Proofing | 2030 | Technical | million_m3 | Before Competition Groups | 197.3708 | 0 | 0 | 3823.8814 | 0.051615 | 4 | Residential_2030_Technical_million_m3_Before Competition Groups_4 | Comprehensive Draft Proofing | 5.162% | 0 | 197.3708 | Residential_2030_Technical_million_m3_Before Competition Groups_Comprehensive Draft Proofing
Residential | Res ¦ Building Recommissioning, Operations and Maintenance (O&M) Improvements | 2030 | Achievable | million_m3 | Before Competition Groups | 45.8402 | 0 | 0 | 905.0046 | 0.050652 | 9 | Residential_2030_Achievable_million_m3_Before Competition Groups_9 | Building Recommissioning, Operations and Maintenance (O&M) Improvements | 5.065% | 0 | 45.8402 | Residential_2030_Achievable_million_m3_Before Competition Groups_Building Recommissioning, Operations and Maintenance (O&M) Improvements
Residential | Res ¦ Attic Insulation | 2030 | Economic | million_m3 | Before Competition Groups | 159.0745 | 0 | 0 | 3305.1044 | 0.04813 | 6 | Residential_2030_Economic_million_m3_Before Competition Groups_6 | Attic Insulation | 4.813% | 0 | 159.0745 | Residential_2030_Economic_million_m3_Before Competition Groups_Attic Insulation
Residential | Res ¦ Wall Insulation | 2030 | Technical | million_m3 | Before Competition Groups | 180.2068 | 0 | 0 | 3823.8814 | 0.047127 | 5 | Residential_2030_Technical_million_m3_Before Competition Groups_5 | Wall Insulation | 4.713% | 0 | 180.2068 | Residential_2030_Technical_million_m3_Before Competition Groups_Wall Insulation
Residential | Res ¦ DHW Recirculation Systems | 2030 | Economic | million_m3 | Before Competition Groups | 150.855 | 0 | 0 | 3305.1044 | 0.045643 | 7 | Residential_2030_Economic_million_m3_Before Competition Groups_7 | DHW Recirculation Systems | 4.564% | 0 | 150.855 | Residential_2030_Economic_million_m3_Before Competition Groups_DHW Recirculation Systems
Residential | Res ¦ Energy Star Windows | 2030 | Achievable | million_m3 | Before Competition Groups | 41.1875 | 0 | 0 | 905.0046 | 0.045511 | 10 | Residential_2030_Achievable_million_m3_Before Competition Groups_10 | Energy Star Windows | 4.551% | 0 | 41.1875 | Residential_2030_Achievable_million_m3_Before Competition Groups_Energy Star Windows
Residential | Res ¦ Condensing Storage Water Heater | 2030 | Achievable | million_m3 | Before Competition Groups | 39.9659 | 0 | 0 | 905.0046 | 0.044161 | 11 | Residential_2030_Achievable_million_m3_Before Competition Groups_11 | Condensing Storage Water Heater | 4.416% | 0 | 39.9659 | Residential_2030_Achievable_million_m3_Before Competition Groups_Condensing Storage Water Heater
Residential | Res ¦ Condensing Storage Water Heater | 2030 | Economic | million_m3 | Before Competition Groups | 138.3162 | 0 | 0 | 3305.1044 | 0.041849 | 8 | Residential_2030_Economic_million_m3_Before Competition Groups_8 | Condensing Storage Water Heater | 4.185% | 0 | 138.3162 | Residential_2030_Economic_million_m3_Before Competition Groups_Condensing Storage Water Heater
Residential | Res ¦ Attic Insulation | 2030 | Technical | million_m3 | Before Competition Groups | 159.0745 | 0 | 0 | 3823.8814 | 0.0416 | 6 | Residential_2030_Technical_million_m3_Before Competition Groups_6 | Attic Insulation | 4.16% | 0 | 159.0745 | Residential_2030_Technical_million_m3_Before Competition Groups_Attic Insulation
Residential | Res ¦ Basement or Crawlspace Insulation | 2030 | Economic | million_m3 | Before Competition Groups | 135.1852 | 0 | 0 | 3305.1044 | 0.040902 | 9 | Residential_2030_Economic_million_m3_Before Competition Groups_9 | Basement or Crawlspace Insulation | 4.09% | 0 | 135.1852 | Residential_2030_Economic_million_m3_Before Competition Groups_Basement or Crawlspace Insulation
Residential | Res ¦ Basement Wall Insulation | 2030 | Economic | million_m3 | Before Competition Groups | 132.3506 | 0 | 0 | 3305.1044 | 0.040044 | 10 | Residential_2030_Economic_million_m3_Before Competition Groups_10 | Basement Wall Insulation | 4.004% | 0 | 132.3506 | Residential_2030_Economic_million_m3_Before Competition Groups_Basement Wall Insulation
Residential | Res ¦ DHW Recirculation Systems | 2030 | Technical | million_m3 | Before Competition Groups | 150.855 | 0 | 0 | 3823.8814 | 0.039451 | 7 | Residential_2030_Technical_million_m3_Before Competition Groups_7 | DHW Recirculation Systems | 3.945% | 0 | 150.855 | Residential_2030_Technical_million_m3_Before Competition Groups_DHW Recirculation Systems
Residential | Res ¦ Condensing Storage Water Heater | 2030 | Technical | million_m3 | Before Competition Groups | 138.3162 | 0 | 0 | 3823.8814 | 0.036172 | 8 | Residential_2030_Technical_million_m3_Before Competition Groups_8 | Condensing Storage Water Heater | 3.617% | 0 | 138.3162 | Residential_2030_Technical_million_m3_Before Competition Groups_Condensing Storage Water Heater
Residential | Res ¦ Basement or Crawlspace Insulation | 2030 | Technical | million_m3 | Before Competition Groups | 135.1852 | 0 | 0 | 3823.8814 | 0.035353 | 9 | Residential_2030_Technical_million_m3_Before Competition Groups_9 | Basement or Crawlspace Insulation | 3.535% | 0 | 135.1852 | Residential_2030_Technical_million_m3_Before Competition Groups_Basement or Crawlspace Insulation
Residential | Res ¦ Basement Wall Insulation | 2030 | Technical | million_m3 | Before Competition Groups | 132.3506 | 0 | 0 | 3823.8814 | 0.034612 | 10 | Residential_2030_Technical_million_m3_Before Competition Groups_10 | Basement Wall Insulation | 3.461% | 0 | 132.3506 | Residential_2030_Technical_million_m3_Before Competition Groups_Basement Wall Insulation
Residential | Res ¦ Condensing Boiler | 2030 | Economic | million_m3 | Before Competition Groups | 103.2876 | 0 | 0 | 3305.1044 | 0.031251 | 11 | Residential_2030_Economic_million_m3_Before Competition Groups_11 | Condensing Boiler | 3.125% | 0 | 103.2876 | Residential_2030_Economic_million_m3_Before Competition Groups_Condensing Boiler
Residential | Res ¦ Tankless Water Heater | 2030 | Technical | million_m3 | Before Competition Groups | 115.525 | 0 | 0 | 3823.8814 | 0.030211 | 11 | Residential_2030_Technical_million_m3_Before Competition Groups_11 | Tankless Water Heater | 3.021% | 0 | 115.525 | Residential_2030_Technical_million_m3_Before Competition Groups_Tankless Water Heater
Residential | Res ¦ Condensing Boiler | 2030 | Technical | million_m3 | Before Competition Groups | 103.2876 | 0 | 0 | 3823.8814 | 0.027011 | 12 | Residential_2030_Technical_million_m3_Before Competition Groups_12 | Condensing Boiler | 2.701% | 0 | 103.2876 | Residential_2030_Technical_million_m3_Before Competition Groups_Condensing Boiler
Residential | Res ¦ Advanced BAS/Controllers | 2030 | Economic | million_m3 | Before Competition Groups | 82.3183 | 0 | 0 | 3305.1044 | 0.024906 | 12 | Residential_2030_Economic_million_m3_Before Competition Groups_12 | Advanced BAS/Controllers | 2.491% | 0 | 82.3183 | Residential_2030_Economic_million_m3_Before Competition Groups_Advanced BAS/Controllers
Residential | Res ¦ Condensing Make Up Air Unit | 2030 | Achievable | million_m3 | Before Competition Groups | 22.1101 | 0 | 0 | 905.0046 | 0.024431 | 12 | Residential_2030_Achievable_million_m3_Before Competition Groups_12 | Condensing Make Up Air Unit | 2.443% | 0 | 22.1101 | Residential_2030_Achievable_million_m3_Before Competition Groups_Condensing Make Up Air Unit
Residential | Res ¦ Window Film | 2030 | Technical | million_m3 | Before Competition Groups | 92.9294 | 0 | 0 | 3823.8814 | 0.024302 | 13 | Residential_2030_Technical_million_m3_Before Competition Groups_13 | Window Film | 2.43% | 0 | 92.9294 | Residential_2030_Technical_million_m3_Before Competition Groups_Window Film
Residential | Res ¦ Wall Insulation | 2030 | Achievable | million_m3 | Before Competition Groups | 21.9689 | 0 | 0 | 905.0046 | 0.024275 | 13 | Residential_2030_Achievable_million_m3_Before Competition Groups_13 | Wall Insulation | 2.427% | 0 | 21.9689 | Residential_2030_Achievable_million_m3_Before Competition Groups_Wall Insulation
Residential | Res ¦ Furnace Tune Up | 2030 | Technical | million_m3 | Before Competition Groups | 90.0323 | 0 | 0 | 3823.8814 | 0.023545 | 14 | Residential_2030_Technical_million_m3_Before Competition Groups_14 | Furnace Tune Up | 2.354% | 0 | 90.0323 | Residential_2030_Technical_million_m3_Before Competition Groups_Furnace Tune Up
Residential | Res ¦ High Efficiency Condensing Furnace | 2030 | Economic | million_m3 | Before Competition Groups | 74.4615 | 0 | 0 | 3305.1044 | 0.022529 | 13 | Residential_2030_Economic_million_m3_Before Competition Groups_13 | High Efficiency Condensing Furnace | 2.253% | 0 | 74.4615 | Residential_2030_Economic_million_m3_Before Competition Groups_High Efficiency Condensing Furnace
Residential | Res ¦ High Efficiency Fireplace with Pilotless Ignition | 2030 | Economic | million_m3 | Before Competition Groups | 72.4186 | 0 | 0 | 3305.1044 | 0.021911 | 14 | Residential_2030_Economic_million_m3_Before Competition Groups_14 | High Efficiency Fireplace with Pilotless Ignition | 2.191% | 0 | 72.4186 | Residential_2030_Economic_million_m3_Before Competition Groups_High Efficiency Fireplace with Pilotless Ignition
Residential | Res ¦ Advanced BAS/Controllers | 2030 | Technical | million_m3 | Before Competition Groups | 82.3183 | 0 | 0 | 3823.8814 | 0.021527 | 15 | Residential_2030_Technical_million_m3_Before Competition Groups_15 | Advanced BAS/Controllers | 2.153% | 0 | 82.3183 | Residential_2030_Technical_million_m3_Before Competition Groups_Advanced BAS/Controllers
Residential | Res ¦ Heat Recovery Ventilator | 2030 | Economic | million_m3 | Before Competition Groups | 71.0008 | 0 | 0 | 3305.1044 | 0.021482 | 15 | Residential_2030_Economic_million_m3_Before Competition Groups_15 | Heat Recovery Ventilator | 2.148% | 0 | 71.0008 | Residential_2030_Economic_million_m3_Before Competition Groups_Heat Recovery Ventilator
Residential | Res ¦ Attic Insulation | 2030 | Achievable | million_m3 | Before Competition Groups | 19.4094 | 0 | 0 | 905.0046 | 0.021447 | 14 | Residential_2030_Achievable_million_m3_Before Competition Groups_14 | Attic Insulation | 2.145% | 0 | 19.4094 | Residential_2030_Achievable_million_m3_Before Competition Groups_Attic Insulation
Residential | Res ¦ Building Recommissioning, Operations and Maintenance (O&M) Improvements | 2030 | Economic | million_m3 | Before Competition Groups | 68.1099 | 0 | 0 | 3305.1044 | 0.020607 | 16 | Residential_2030_Economic_million_m3_Before Competition Groups_16 | Building Recommissioning, Operations and Maintenance (O&M) Improvements | 2.061% | 0 | 68.1099 | Residential_2030_Economic_million_m3_Before Competition Groups_Building Recommissioning, Operations and Maintenance (O&M) Improvements
Residential | Res ¦ High Efficiency Storage Water Heater | 2030 | Technical | million_m3 | Before Competition Groups | 76.6568 | 0 | 0 | 3823.8814 | 0.020047 | 16 | Residential_2030_Technical_million_m3_Before Competition Groups_16 | High Efficiency Storage Water Heater | 2.005% | 0 | 76.6568 | Residential_2030_Technical_million_m3_Before Competition Groups_High Efficiency Storage Water Heater
Residential | Res ¦ High Efficiency Condensing Furnace | 2030 | Technical | million_m3 | Before Competition Groups | 74.6788 | 0 | 0 | 3823.8814 | 0.01953 | 17 | Residential_2030_Technical_million_m3_Before Competition Groups_17 | High Efficiency Condensing Furnace | 1.953% | 0 | 74.6788 | Residential_2030_Technical_million_m3_Before Competition Groups_High Efficiency Condensing Furnace
Residential | Res ¦ High Efficiency Fireplace with Pilotless Ignition | 2030 | Technical | million_m3 | Before Competition Groups | 72.4186 | 0 | 0 | 3823.8814 | 0.018939 | 18 | Residential_2030_Technical_million_m3_Before Competition Groups_18 | High Efficiency Fireplace with Pilotless Ignition | 1.894% | 0 | 72.4186 | Residential_2030_Technical_million_m3_Before Competition Groups_High Efficiency Fireplace with Pilotless Ignition
Residential | Res ¦ Heat Recovery Ventilator | 2030 | Technical | million_m3 | Before Competition Groups | 71.0008 | 0 | 0 | 3823.8814 | 0.018568 | 19 | Residential_2030_Technical_million_m3_Before Competition Groups_19 | Heat Recovery Ventilator | 1.857% | 0 | 71.0008 | Residential_2030_Technical_million_m3_Before Competition Groups_Heat Recovery Ventilator
Residential | Res ¦ Basement Wall Insulation | 2030 | Achievable | million_m3 | Before Competition Groups | 16.1497 | 0 | 0 | 905.0046 | 0.017845 | 15 | Residential_2030_Achievable_million_m3_Before Competition Groups_15 | Basement Wall Insulation | 1.784% | 0 | 16.1497 | Residential_2030_Achievable_million_m3_Before Competition Groups_Basement Wall Insulation
Residential | Res ¦ Building Recommissioning, Operations and Maintenance (O&M) Improvements | 2030 | Technical | million_m3 | Before Competition Groups | 68.1099 | 0 | 0 | 3823.8814 | 0.017812 | 20 | Residential_2030_Technical_million_m3_Before Competition Groups_20 | Building Recommissioning, Operations and Maintenance (O&M) Improvements | 1.781% | 0 | 68.1099 | Residential_2030_Technical_million_m3_Before Competition Groups_Building Recommissioning, Operations and Maintenance (O&M) Improvements
Residential | Res ¦ Demand Control Ventilation | 2030 | Achievable | million_m3 | Before Competition Groups | 15.9707 | 0 | 0 | 905.0046 | 0.017647 | 16 | Residential_2030_Achievable_million_m3_Before Competition Groups_16 | Demand Control Ventilation | 1.765% | 0 | 15.9707 | Residential_2030_Achievable_million_m3_Before Competition Groups_Demand Control Ventilation
Residential | Res ¦ Ceiling Insulation | 2030 | Technical | million_m3 | Before Competition Groups | 66.867 | 0 | 0 | 3823.8814 | 0.017487 | 21 | Residential_2030_Technical_million_m3_Before Competition Groups_21 | Ceiling Insulation | 1.749% | 0 | 66.867 | Residential_2030_Technical_million_m3_Before Competition Groups_Ceiling Insulation
Residential | Res ¦ Duct Insulation MF | 2030 | Economic | million_m3 | Before Competition Groups | 53.792 | 0 | 0 | 3305.1044 | 0.016275 | 17 | Residential_2030_Economic_million_m3_Before Competition Groups_17 | Duct Insulation MF | 1.628% | 0 | 53.792 | Residential_2030_Economic_million_m3_Before Competition Groups_Duct Insulation MF
Residential | Res ¦ Floor Insulation | 2030 | Economic | million_m3 | Before Competition Groups | 51.8772 | 0 | 0 | 3305.1044 | 0.015696 | 18 | Residential_2030_Economic_million_m3_Before Competition Groups_18 | Floor Insulation | 1.57% | 0 | 51.8772 | Residential_2030_Economic_million_m3_Before Competition Groups_Floor Insulation
Residential | Res ¦ Condensing Make Up Air Unit | 2030 | Economic | million_m3 | Before Competition Groups | 49.9262 | 0 | 0 | 3305.1044 | 0.015106 | 19 | Residential_2030_Economic_million_m3_Before Competition Groups_19 | Condensing Make Up Air Unit | 1.511% | 0 | 49.9262 | Residential_2030_Economic_million_m3_Before Competition Groups_Condensing Make Up Air Unit
Residential | Res ¦ Duct Insulation | 2030 | Economic | million_m3 | Before Competition Groups | 49.5507 | 0 | 0 | 3305.1044 | 0.014992 | 20 | Residential_2030_Economic_million_m3_Before Competition Groups_20 | Duct Insulation | 1.499% | 0 | 49.5507 | Residential_2030_Economic_million_m3_Before Competition Groups_Duct Insulation
Residential | Res ¦ Duct Insulation MF | 2030 | Technical | million_m3 | Before Competition Groups | 53.792 | 0 | 0 | 3823.8814 | 0.014067 | 22 | Residential_2030_Technical_million_m3_Before Competition Groups_22 | Duct Insulation MF | 1.407% | 0 | 53.792 | Residential_2030_Technical_million_m3_Before Competition Groups_Duct Insulation MF
Residential | Res ¦ Floor Insulation | 2030 | Technical | million_m3 | Before Competition Groups | 51.8772 | 0 | 0 | 3823.8814 | 0.013567 | 23 | Residential_2030_Technical_million_m3_Before Competition Groups_23 | Floor Insulation | 1.357% | 0 | 51.8772 | Residential_2030_Technical_million_m3_Before Competition Groups_Floor Insulation
Residential | Res ¦ High Efficiency Storage Water Heater | 2030 | Economic | million_m3 | Before Competition Groups | 44.5432 | 0 | 0 | 3305.1044 | 0.013477 | 21 | Residential_2030_Economic_million_m3_Before Competition Groups_21 | High Efficiency Storage Water Heater | 1.348% | 0 | 44.5432 | Residential_2030_Economic_million_m3_Before Competition Groups_High Efficiency Storage Water Heater
Residential | Res ¦ Condensing Make Up Air Unit | 2030 | Technical | million_m3 | Before Competition Groups | 49.9262 | 0 | 0 | 3823.8814 | 0.013056 | 24 | Residential_2030_Technical_million_m3_Before Competition Groups_24 | Condensing Make Up Air Unit | 1.306% | 0 | 49.9262 | Residential_2030_Technical_million_m3_Before Competition Groups_Condensing Make Up Air Unit
Residential | Res ¦ Duct Insulation | 2030 | Technical | million_m3 | Before Competition Groups | 49.5507 | 0 | 0 | 3823.8814 | 0.012958 | 25 | Residential_2030_Technical_million_m3_Before Competition Groups_25 | Duct Insulation | 1.296% | 0 | 49.5507 | Residential_2030_Technical_million_m3_Before Competition Groups_Duct Insulation
Residential | Res ¦ Pool Cover | 2030 | Achievable | million_m3 | Before Competition Groups | 11.0485 | 0 | 0 | 905.0046 | 0.012208 | 17 | Residential_2030_Achievable_million_m3_Before Competition Groups_17 | Pool Cover | 1.221% | 0 | 11.0485 | Residential_2030_Achievable_million_m3_Before Competition Groups_Pool Cover
Residential | Res ¦ High Efficiency Storage Water Heater | 2030 | Achievable | million_m3 | Before Competition Groups | 10.7091 | 0 | 0 | 905.0046 | 0.011833 | 18 | Residential_2030_Achievable_million_m3_Before Competition Groups_18 | High Efficiency Storage Water Heater | 1.183% | 0 | 10.7091 | Residential_2030_Achievable_million_m3_Before Competition Groups_High Efficiency Storage Water Heater
Residential | Res ¦ Demand Control Ventilation | 2030 | Economic | million_m3 | Before Competition Groups | 36.8432 | 0 | 0 | 3305.1044 | 0.011147 | 22 | Residential_2030_Economic_million_m3_Before Competition Groups_22 | Demand Control Ventilation | 1.115% | 0 | 36.8432 | Residential_2030_Economic_million_m3_Before Competition Groups_Demand Control Ventilation
Residential | Res ¦ Demand Control Ventilation | 2030 | Technical | million_m3 | Before Competition Groups | 36.8432 | 0 | 0 | 3823.8814 | 0.009635 | 26 | Residential_2030_Technical_million_m3_Before Competition Groups_26 | Demand Control Ventilation | 0.9635% | 0 | 36.8432 | Residential_2030_Technical_million_m3_Before Competition Groups_Demand Control Ventilation
Residential | Res ¦ Basement or Crawlspace Insulation | 2030 | Achievable | million_m3 | Before Competition Groups | 8.6041 | 0 | 0 | 905.0046 | 0.0095072 | 19 | Residential_2030_Achievable_million_m3_Before Competition Groups_19 | Basement or Crawlspace Insulation | 0.9507% | 0 | 8.6041 | Residential_2030_Achievable_million_m3_Before Competition Groups_Basement or Crawlspace Insulation
Residential | Res ¦ Solar Water Heating System | 2030 | Technical | million_m3 | Before Competition Groups | 34.0404 | 0 | 0 | 3823.8814 | 0.008902 | 27 | Residential_2030_Technical_million_m3_Before Competition Groups_27 | Solar Water Heating System | 0.8902% | 0 | 34.0404 | Residential_2030_Technical_million_m3_Before Competition Groups_Solar Water Heating System
Residential | Res ¦ Early Hot Water Heater Replacement | 2030 | Technical | million_m3 | Before Competition Groups | 29.5918 | 0 | 0 | 3823.8814 | 0.0077387 | 28 | Residential_2030_Technical_million_m3_Before Competition Groups_28 | Early Hot Water Heater Replacement | 0.7739% | 0 | 29.5918 | Residential_2030_Technical_million_m3_Before Competition Groups_Early Hot Water Heater Replacement
Residential | Res ¦ Duct Insulation MF | 2030 | Achievable | million_m3 | Before Competition Groups | 6.5622 | 0 | 0 | 905.0046 | 0.007251 | 20 | Residential_2030_Achievable_million_m3_Before Competition Groups_20 | Duct Insulation MF | 0.7251% | 0 | 6.5622 | Residential_2030_Achievable_million_m3_Before Competition Groups_Duct Insulation MF
Residential | Res ¦ Floor Insulation | 2030 | Achievable | million_m3 | Before Competition Groups | 6.3262 | 0 | 0 | 905.0046 | 0.0069902 | 21 | Residential_2030_Achievable_million_m3_Before Competition Groups_21 | Floor Insulation | 0.699% | 0 | 6.3262 | Residential_2030_Achievable_million_m3_Before Competition Groups_Floor Insulation
Residential | Res ¦ Duct Insulation | 2030 | Achievable | million_m3 | Before Competition Groups | 6.0351 | 0 | 0 | 905.0046 | 0.0066686 | 22 | Residential_2030_Achievable_million_m3_Before Competition Groups_22 | Duct Insulation | 0.6669% | 0 | 6.0351 | Residential_2030_Achievable_million_m3_Before Competition Groups_Duct Insulation
Residential | Res ¦ Drain Water Heat Recovery | 2030 | Technical | million_m3 | Before Competition Groups | 25.2381 | 0 | 0 | 3823.8814 | 0.0066001 | 29 | Residential_2030_Technical_million_m3_Before Competition Groups_29 | Drain Water Heat Recovery | 0.66% | 0 | 25.2381 | Residential_2030_Technical_million_m3_Before Competition Groups_Drain Water Heat Recovery
Residential | Res ¦ Water Heater Temperature Setback | 2030 | Achievable | million_m3 | Before Competition Groups | 4.959 | 0 | 0 | 905.0046 | 0.0054795 | 23 | Residential_2030_Achievable_million_m3_Before Competition Groups_23 | Water Heater Temperature Setback | 0.548% | 0 | 4.959 | Residential_2030_Achievable_million_m3_Before Competition Groups_Water Heater Temperature Setback
Residential | Res ¦ Heat Recovery Ventilator | 2030 | Achievable | million_m3 | Before Competition Groups | 4.81 | 0 | 0 | 905.0046 | 0.0053148 | 24 | Residential_2030_Achievable_million_m3_Before Competition Groups_24 | Heat Recovery Ventilator | 0.5315% | 0 | 4.81 | Residential_2030_Achievable_million_m3_Before Competition Groups_Heat Recovery Ventilator
Residential | Res ¦ Home Energy Reports | 2030 | Achievable | million_m3 | Before Competition Groups | 4.59 | 0 | 0 | 905.0046 | 0.0050718 | 25 | Residential_2030_Achievable_million_m3_Before Competition Groups_25 | Home Energy Reports | 0.5072% | 0 | 4.59 | Residential_2030_Achievable_million_m3_Before Competition Groups_Home Energy Reports
Residential | Res ¦ Pool Cover | 2030 | Economic | million_m3 | Before Competition Groups | 16.4213 | 0 | 0 | 3305.1044 | 0.0049685 | 23 | Residential_2030_Economic_million_m3_Before Competition Groups_23 | Pool Cover | 0.4968% | 0 | 16.4213 | Residential_2030_Economic_million_m3_Before Competition Groups_Pool Cover
Residential | Res ¦ Pool Cover | 2030 | Technical | million_m3 | Before Competition Groups | 16.4213 | 0 | 0 | 3823.8814 | 0.0042944 | 30 | Residential_2030_Technical_million_m3_Before Competition Groups_30 | Pool Cover | 0.4294% | 0 | 16.4213 | Residential_2030_Technical_million_m3_Before Competition Groups_Pool Cover
Residential | Res ¦ Home Energy Reports | 2030 | Technical | million_m3 | Before Competition Groups | 15.0007 | 0 | 0 | 3823.8814 | 0.0039229 | 31 | Residential_2030_Technical_million_m3_Before Competition Groups_31 | Home Energy Reports | 0.3923% | 0 | 15.0007 | Residential_2030_Technical_million_m3_Before Competition Groups_Home Energy Reports
Residential | Res ¦ Home Energy Reports | 2030 | Economic | million_m3 | Before Competition Groups | 11.475 | 0 | 0 | 3305.1044 | 0.0034719 | 24 | Residential_2030_Economic_million_m3_Before Competition Groups_24 | Home Energy Reports | 0.3472% | 0 | 11.475 | Residential_2030_Economic_million_m3_Before Competition Groups_Home Energy Reports
Residential | Res ¦ Wall Insulation MF | 2030 | Economic | million_m3 | Before Competition Groups | 8.327 | 0 | 0 | 3305.1044 | 0.0025194 | 25 | Residential_2030_Economic_million_m3_Before Competition Groups_25 | Wall Insulation MF | 0.2519% | 0 | 8.327 | Residential_2030_Economic_million_m3_Before Competition Groups_Wall Insulation MF
Residential | Res ¦ High Efficiency Gas Pool Heater | 2030 | Technical | million_m3 | Before Competition Groups | 9.4037 | 0 | 0 | 3823.8814 | 0.0024592 | 32 | Residential_2030_Technical_million_m3_Before Competition Groups_32 | High Efficiency Gas Pool Heater | 0.2459% | 0 | 9.4037 | Residential_2030_Technical_million_m3_Before Competition Groups_High Efficiency Gas Pool Heater
Residential | Res ¦ Water Heater Temperature Setback | 2030 | Economic | million_m3 | Before Competition Groups | 7.3687 | 0 | 0 | 3305.1044 | 0.0022295 | 26 | Residential_2030_Economic_million_m3_Before Competition Groups_26 | Water Heater Temperature Setback | 0.2229% | 0 | 7.3687 | Residential_2030_Economic_million_m3_Before Competition Groups_Water Heater Temperature Setback
Residential | Res ¦ Wall Insulation MF | 2030 | Technical | million_m3 | Before Competition Groups | 8.327 | 0 | 0 | 3823.8814 | 0.0021776 | 33 | Residential_2030_Technical_million_m3_Before Competition Groups_33 | Wall Insulation MF | 0.2178% | 0 | 8.327 | Residential_2030_Technical_million_m3_Before Competition Groups_Wall Insulation MF
Residential | Res ¦ Water Heater Temperature Setback | 2030 | Technical | million_m3 | Before Competition Groups | 7.3687 | 0 | 0 | 3823.8814 | 0.001927 | 34 | Residential_2030_Technical_million_m3_Before Competition Groups_34 | Water Heater Temperature Setback | 0.1927% | 0 | 7.3687 | Residential_2030_Technical_million_m3_Before Competition Groups_Water Heater Temperature Setback
Residential | Res ¦ Ceiling Insulation | 2030 | Economic | million_m3 | Before Competition Groups | 6.0934 | 0 | 0 | 3305.1044 | 0.0018436 | 27 | Residential_2030_Economic_million_m3_Before Competition Groups_27 | Ceiling Insulation | 0.1844% | 0 | 6.0934 | Residential_2030_Economic_million_m3_Before Competition Groups_Ceiling Insulation
Residential | Res ¦ Wall Insulation MF | 2030 | Achievable | million_m3 | Before Competition Groups | 1.0162 | 0 | 0 | 905.0046 | 0.0011229 | 26 | Residential_2030_Achievable_million_m3_Before Competition Groups_26 | Wall Insulation MF | 0.1123% | 0 | 1.0162 | Residential_2030_Achievable_million_m3_Before Competition Groups_Wall Insulation MF
Residential | Res ¦ Clothes Drying Racks | 2030 | Achievable | million_m3 | Before Competition Groups | 0.84994 | 0 | 0 | 905.0046 | 0.00093916 | 27 | Residential_2030_Achievable_million_m3_Before Competition Groups_27 | Clothes Drying Racks | 0.09392% | 0 | 0.84994 | Residential_2030_Achievable_million_m3_Before Competition Groups_Clothes Drying Racks
Residential | Res ¦ Energy Star Clothes Washer | 2030 | Achievable | million_m3 | Before Competition Groups | 0.68185 | 0 | 0 | 905.0046 | 0.00075342 | 28 | Residential_2030_Achievable_million_m3_Before Competition Groups_28 | Energy Star Clothes Washer | 0.07534% | 0 | 0.68185 | Residential_2030_Achievable_million_m3_Before Competition Groups_Energy Star Clothes Washer
Residential | Res ¦ Minimize Hot and Warm Clothes Wash | 2030 | Achievable | million_m3 | Before Competition Groups | 0.36332 | 0 | 0 | 905.0046 | 0.00040145 | 29 | Residential_2030_Achievable_million_m3_Before Competition Groups_29 | Minimize Hot and Warm Clothes Wash | 0.04015% | 0 | 0.36332 | Residential_2030_Achievable_million_m3_Before Competition Groups_Minimize Hot and Warm Clothes Wash
Residential | Res ¦ Drain Water Heat Recovery | 2030 | Economic | million_m3 | Before Competition Groups | 1.2928 | 0 | 0 | 3305.1044 | 0.00039117 | 28 | Residential_2030_Economic_million_m3_Before Competition Groups_28 | Drain Water Heat Recovery | 0.03912% | 0 | 1.2928 | Residential_2030_Economic_million_m3_Before Competition Groups_Drain Water Heat Recovery
Residential | Res ¦ Clothes Drying Racks | 2030 | Economic | million_m3 | Before Competition Groups | 1.2654 | 0 | 0 | 3305.1044 | 0.00038286 | 29 | Residential_2030_Economic_million_m3_Before Competition Groups_29 | Clothes Drying Racks | 0.03829% | 0 | 1.2654 | Residential_2030_Economic_million_m3_Before Competition Groups_Clothes Drying Racks
Residential | Res ¦ Energy Star Clothes Dryer | 2030 | Technical | million_m3 | Before Competition Groups | 1.4025 | 0 | 0 | 3823.8814 | 0.00036676 | 35 | Residential_2030_Technical_million_m3_Before Competition Groups_35 | Energy Star Clothes Dryer | 0.03668% | 0 | 1.4025 | Residential_2030_Technical_million_m3_Before Competition Groups_Energy Star Clothes Dryer
Residential | Res ¦ Minimize Hot and Warm Clothes Wash | 2030 | Economic | million_m3 | Before Competition Groups | 1.0996 | 0 | 0 | 3305.1044 | 0.00033269 | 30 | Residential_2030_Economic_million_m3_Before Competition Groups_30 | Minimize Hot and Warm Clothes Wash | 0.03327% | 0 | 1.0996 | Residential_2030_Economic_million_m3_Before Competition Groups_Minimize Hot and Warm Clothes Wash
Residential | Res ¦ Clothes Drying Racks | 2030 | Technical | million_m3 | Before Competition Groups | 1.2654 | 0 | 0 | 3823.8814 | 0.00033092 | 36 | Residential_2030_Technical_million_m3_Before Competition Groups_36 | Clothes Drying Racks | 0.03309% | 0 | 1.2654 | Residential_2030_Technical_million_m3_Before Competition Groups_Clothes Drying Racks
Residential | Res ¦ Ceiling Insulation | 2030 | Achievable | million_m3 | Before Competition Groups | 0.2923 | 0 | 0 | 905.0046 | 0.00032298 | 30 | Residential_2030_Achievable_million_m3_Before Competition Groups_30 | Ceiling Insulation | 0.0323% | 0 | 0.2923 | Residential_2030_Achievable_million_m3_Before Competition Groups_Ceiling Insulation
Residential | Res ¦ Minimize Hot and Warm Clothes Wash | 2030 | Technical | million_m3 | Before Competition Groups | 1.0996 | 0 | 0 | 3823.8814 | 0.00028755 | 37 | Residential_2030_Technical_million_m3_Before Competition Groups_37 | Minimize Hot and Warm Clothes Wash | 0.02876% | 0 | 1.0996 | Residential_2030_Technical_million_m3_Before Competition Groups_Minimize Hot and Warm Clothes Wash
Residential | Res ¦ Energy Star Clothes Washer | 2030 | Economic | million_m3 | Before Competition Groups | 0.74801 | 0 | 0 | 3305.1044 | 0.00022632 | 31 | Residential_2030_Economic_million_m3_Before Competition Groups_31 | Energy Star Clothes Washer | 0.02263% | 0 | 0.74801 | Residential_2030_Economic_million_m3_Before Competition Groups_Energy Star Clothes Washer
Residential | Res ¦ Energy Star Clothes Washer | 2030 | Technical | million_m3 | Before Competition Groups | 0.74801 | 0 | 0 | 3823.8814 | 0.00019562 | 38 | Residential_2030_Technical_million_m3_Before Competition Groups_38 | Energy Star Clothes Washer | 0.01956% | 0 | 0.74801 | Residential_2030_Technical_million_m3_Before Competition Groups_Energy Star Clothes Washer
Residential | Res ¦ Drain Water Heat Recovery | 2030 | Achievable | million_m3 | Before Competition Groups | 0.15871 | 0 | 0 | 905.0046 | 0.00017536 | 31 | Residential_2030_Achievable_million_m3_Before Competition Groups_31 | Drain Water Heat Recovery | 0.01754% | 0 | 0.15871 | Residential_2030_Achievable_million_m3_Before Competition Groups_Drain Water Heat Recovery
Residential | Res ¦ Solar Water Preheat (Pools/DHW) | 2030 | Technical | million_m3 | Before Competition Groups | 0.13124 | 0 | 0 | 3823.8814 | 3.4321e-05 | 39 | Residential_2030_Technical_million_m3_Before Competition Groups_39 | Solar Water Preheat (Pools/DHW) | 0.003432% | 0 | 0.13124 | Residential_2030_Technical_million_m3_Before Competition Groups_Solar Water Preheat (Pools/DHW)
Residential | Res ¦ Furnace Tune Up | 2030 | Achievable | million_m3 | Before Competition Groups | 0 | 0 | 0 | 905.0046 | 0 | 32 | Residential_2030_Achievable_million_m3_Before Competition Groups_32 | Furnace Tune Up | 0% | 0 | 0 | Residential_2030_Achievable_million_m3_Before Competition Groups_Furnace Tune Up
Residential | Res ¦ Furnace Tune Up | 2030 | Economic | million_m3 | Before Competition Groups | 0 | 0 | 0 | 3305.1044 | 0 | 32 | Residential_2030_Economic_million_m3_Before Competition Groups_32 | Furnace Tune Up | 0% | 0 | 0 | Residential_2030_Economic_million_m3_Before Competition Groups_Furnace Tune Up
Residential | Res ¦ Tankless Water Heater | 2030 | Achievable | million_m3 | Before Competition Groups | 0 | 0 | 0 | 905.0046 | 0 | 33 | Residential_2030_Achievable_million_m3_Before Competition Groups_33 | Tankless Water Heater | 0% | 0 | 0 | Residential_2030_Achievable_million_m3_Before Competition Groups_Tankless Water Heater
Residential | Res ¦ Tankless Water Heater | 2030 | Economic | million_m3 | Before Competition Groups | 0 | 0 | 0 | 3305.1044 | 0 | 33 | Residential_2030_Economic_million_m3_Before Competition Groups_33 | Tankless Water Heater | 0% | 0 | 0 | Residential_2030_Economic_million_m3_Before Competition Groups_Tankless Water Heater
Residential | Res ¦ Air Sealing | 2031 | Economic | million_m3 | Before Competition Groups | 641.1517 | 0 | 0 | 3331.958 | 0.19242 | 1 | Residential_2031_Economic_million_m3_Before Competition Groups_1 | Air Sealing | 19.24% | 0 | 641.1517 | Residential_2031_Economic_million_m3_Before Competition Groups_Air Sealing
Residential | Res ¦ Air Sealing | 2031 | Technical | million_m3 | Before Competition Groups | 641.1517 | 0 | 0 | 3858.6494 | 0.16616 | 1 | Residential_2031_Technical_million_m3_Before Competition Groups_1 | Air Sealing | 16.62% | 0 | 641.1517 | Residential_2031_Technical_million_m3_Before Competition Groups_Air Sealing
Residential | Res ¦ Adaptive Thermostat | 2031 | Economic | million_m3 | Before Competition Groups | 525.4372 | 0 | 0 | 3331.958 | 0.1577 | 2 | Residential_2031_Economic_million_m3_Before Competition Groups_2 | Adaptive Thermostat | 15.77% | 0 | 525.4372 | Residential_2031_Economic_million_m3_Before Competition Groups_Adaptive Thermostat
Residential | Res ¦ Comprehensive Draft Proofing | 2031 | Achievable | million_m3 | Before Competition Groups | 147.7867 | 0 | 0 | 1054.2371 | 0.14018 | 1 | Residential_2031_Achievable_million_m3_Before Competition Groups_1 | Comprehensive Draft Proofing | 14.02% | 0 | 147.7867 | Residential_2031_Achievable_million_m3_Before Competition Groups_Comprehensive Draft Proofing
Residential | Res ¦ Adaptive Thermostat | 2031 | Technical | million_m3 | Before Competition Groups | 525.4372 | 0 | 0 | 3858.6494 | 0.13617 | 2 | Residential_2031_Technical_million_m3_Before Competition Groups_2 | Adaptive Thermostat | 13.62% | 0 | 525.4372 | Residential_2031_Technical_million_m3_Before Competition Groups_Adaptive Thermostat
Residential | Res ¦ DHW Recirculation Systems | 2031 | Achievable | million_m3 | Before Competition Groups | 112.9029 | 0 | 0 | 1054.2371 | 0.10709 | 2 | Residential_2031_Achievable_million_m3_Before Competition Groups_2 | DHW Recirculation Systems | 10.71% | 0 | 112.9029 | Residential_2031_Achievable_million_m3_Before Competition Groups_DHW Recirculation Systems
Residential | Res ¦ Adaptive Thermostat | 2031 | Achievable | million_m3 | Before Competition Groups | 102.1158 | 0 | 0 | 1054.2371 | 0.096862 | 3 | Residential_2031_Achievable_million_m3_Before Competition Groups_3 | Adaptive Thermostat | 9.686% | 0 | 102.1158 | Residential_2031_Achievable_million_m3_Before Competition Groups_Adaptive Thermostat
Residential | Res ¦ Air Sealing | 2031 | Achievable | million_m3 | Before Competition Groups | 93.3963 | 0 | 0 | 1054.2371 | 0.088591 | 4 | Residential_2031_Achievable_million_m3_Before Competition Groups_4 | Air Sealing | 8.859% | 0 | 93.3963 | Residential_2031_Achievable_million_m3_Before Competition Groups_Air Sealing
Residential | Res ¦ Energy Star Windows | 2031 | Economic | million_m3 | Before Competition Groups | 222.1455 | 0 | 0 | 3331.958 | 0.066671 | 3 | Residential_2031_Economic_million_m3_Before Competition Groups_3 | Energy Star Windows | 6.667% | 0 | 222.1455 | Residential_2031_Economic_million_m3_Before Competition Groups_Energy Star Windows
Residential | Res ¦ Energy Star Windows | 2031 | Technical | million_m3 | Before Competition Groups | 243.7331 | 0 | 0 | 3858.6494 | 0.063165 | 3 | Residential_2031_Technical_million_m3_Before Competition Groups_3 | Energy Star Windows | 6.317% | 0 | 243.7331 | Residential_2031_Technical_million_m3_Before Competition Groups_Energy Star Windows
Residential | Res ¦ High Efficiency Condensing Furnace | 2031 | Achievable | million_m3 | Before Competition Groups | 63.8153 | 0 | 0 | 1054.2371 | 0.060532 | 5 | Residential_2031_Achievable_million_m3_Before Competition Groups_5 | High Efficiency Condensing Furnace | 6.053% | 0 | 63.8153 | Residential_2031_Achievable_million_m3_Before Competition Groups_High Efficiency Condensing Furnace
Residential | Res ¦ Condensing Boiler | 2031 | Achievable | million_m3 | Before Competition Groups | 62.3453 | 0 | 0 | 1054.2371 | 0.059138 | 6 | Residential_2031_Achievable_million_m3_Before Competition Groups_6 | Condensing Boiler | 5.914% | 0 | 62.3453 | Residential_2031_Achievable_million_m3_Before Competition Groups_Condensing Boiler
Residential | Res ¦ Advanced BAS/Controllers | 2031 | Achievable | million_m3 | Before Competition Groups | 61.6371 | 0 | 0 | 1054.2371 | 0.058466 | 7 | Residential_2031_Achievable_million_m3_Before Competition Groups_7 | Advanced BAS/Controllers | 5.847% | 0 | 61.6371 | Residential_2031_Achievable_million_m3_Before Competition Groups_Advanced BAS/Controllers
Residential | Res ¦ Comprehensive Draft Proofing | 2031 | Economic | million_m3 | Before Competition Groups | 194.2523 | 0 | 0 | 3331.958 | 0.0583 | 4 | Residential_2031_Economic_million_m3_Before Competition Groups_4 | Comprehensive Draft Proofing | 5.83% | 0 | 194.2523 | Residential_2031_Economic_million_m3_Before Competition Groups_Comprehensive Draft Proofing
Residential | Res ¦ Energy Star Windows | 2031 | Achievable | million_m3 | Before Competition Groups | 58.1972 | 0 | 0 | 1054.2371 | 0.055203 | 8 | Residential_2031_Achievable_million_m3_Before Competition Groups_8 | Energy Star Windows | 5.52% | 0 | 58.1972 | Residential_2031_Achievable_million_m3_Before Competition Groups_Energy Star Windows
Residential | Res ¦ High Efficiency Fireplace with Pilotless Ignition | 2031 | Achievable | million_m3 | Before Competition Groups | 56.3377 | 0 | 0 | 1054.2371 | 0.053439 | 9 | Residential_2031_Achievable_million_m3_Before Competition Groups_9 | High Efficiency Fireplace with Pilotless Ignition | 5.344% | 0 | 56.3377 | Residential_2031_Achievable_million_m3_Before Competition Groups_High Efficiency Fireplace with Pilotless Ignition
Residential | Res ¦ Wall Insulation | 2031 | Economic | million_m3 | Before Competition Groups | 177.3595 | 0 | 0 | 3331.958 | 0.05323 | 5 | Residential_2031_Economic_million_m3_Before Competition Groups_5 | Wall Insulation | 5.323% | 0 | 177.3595 | Residential_2031_Economic_million_m3_Before Competition Groups_Wall Insulation
Residential | Res ¦ Comprehensive Draft Proofing | 2031 | Technical | million_m3 | Before Competition Groups | 194.2523 | 0 | 0 | 3858.6494 | 0.050342 | 4 | Residential_2031_Technical_million_m3_Before Competition Groups_4 | Comprehensive Draft Proofing | 5.034% | 0 | 194.2523 | Residential_2031_Technical_million_m3_Before Competition Groups_Comprehensive Draft Proofing
Residential | Res ¦ Condensing Storage Water Heater | 2031 | Achievable | million_m3 | Before Competition Groups | 51.5874 | 0 | 0 | 1054.2371 | 0.048933 | 10 | Residential_2031_Achievable_million_m3_Before Competition Groups_10 | Condensing Storage Water Heater | 4.893% | 0 | 51.5874 | Residential_2031_Achievable_million_m3_Before Competition Groups_Condensing Storage Water Heater
Residential | Res ¦ Building Recommissioning, Operations and Maintenance (O&M) Improvements | 2031 | Achievable | million_m3 | Before Competition Groups | 50.999 | 0 | 0 | 1054.2371 | 0.048375 | 11 | Residential_2031_Achievable_million_m3_Before Competition Groups_11 | Building Recommissioning, Operations and Maintenance (O&M) Improvements | 4.838% | 0 | 50.999 | Residential_2031_Achievable_million_m3_Before Competition Groups_Building Recommissioning, Operations and Maintenance (O&M) Improvements
Residential | Res ¦ Attic Insulation | 2031 | Economic | million_m3 | Before Competition Groups | 156.5611 | 0 | 0 | 3331.958 | 0.046988 | 6 | Residential_2031_Economic_million_m3_Before Competition Groups_6 | Attic Insulation | 4.699% | 0 | 156.5611 | Residential_2031_Economic_million_m3_Before Competition Groups_Attic Insulation
Residential | Res ¦ Wall Insulation | 2031 | Technical | million_m3 | Before Competition Groups | 177.3595 | 0 | 0 | 3858.6494 | 0.045964 | 5 | Residential_2031_Technical_million_m3_Before Competition Groups_5 | Wall Insulation | 4.596% | 0 | 177.3595 | Residential_2031_Technical_million_m3_Before Competition Groups_Wall Insulation
Residential | Res ¦ Condensing Storage Water Heater | 2031 | Economic | million_m3 | Before Competition Groups | 152.1866 | 0 | 0 | 3331.958 | 0.045675 | 7 | Residential_2031_Economic_million_m3_Before Competition Groups_7 | Condensing Storage Water Heater | 4.567% | 0 | 152.1866 | Residential_2031_Economic_million_m3_Before Competition Groups_Condensing Storage Water Heater
Residential | Res ¦ DHW Recirculation Systems | 2031 | Economic | million_m3 | Before Competition Groups | 148.4715 | 0 | 0 | 3331.958 | 0.04456 | 8 | Residential_2031_Economic_million_m3_Before Competition Groups_8 | DHW Recirculation Systems | 4.456% | 0 | 148.4715 | Residential_2031_Economic_million_m3_Before Competition Groups_DHW Recirculation Systems
Residential | Res ¦ Attic Insulation | 2031 | Technical | million_m3 | Before Competition Groups | 156.5611 | 0 | 0 | 3858.6494 | 0.040574 | 6 | Residential_2031_Technical_million_m3_Before Competition Groups_6 | Attic Insulation | 4.057% | 0 | 156.5611 | Residential_2031_Technical_million_m3_Before Competition Groups_Attic Insulation
Residential | Res ¦ Basement or Crawlspace Insulation | 2031 | Economic | million_m3 | Before Competition Groups | 133.0493 | 0 | 0 | 3331.958 | 0.039931 | 9 | Residential_2031_Economic_million_m3_Before Competition Groups_9 | Basement or Crawlspace Insulation | 3.993% | 0 | 133.0493 | Residential_2031_Economic_million_m3_Before Competition Groups_Basement or Crawlspace Insulation
Residential | Res ¦ Condensing Storage Water Heater | 2031 | Technical | million_m3 | Before Competition Groups | 152.1866 | 0 | 0 | 3858.6494 | 0.03944 | 7 | Residential_2031_Technical_million_m3_Before Competition Groups_7 | Condensing Storage Water Heater | 3.944% | 0 | 152.1866 | Residential_2031_Technical_million_m3_Before Competition Groups_Condensing Storage Water Heater
Residential | Res ¦ Basement Wall Insulation | 2031 | Economic | million_m3 | Before Competition Groups | 130.2595 | 0 | 0 | 3331.958 | 0.039094 | 10 | Residential_2031_Economic_million_m3_Before Competition Groups_10 | Basement Wall Insulation | 3.909% | 0 | 130.2595 | Residential_2031_Economic_million_m3_Before Competition Groups_Basement Wall Insulation
Residential | Res ¦ DHW Recirculation Systems | 2031 | Technical | million_m3 | Before Competition Groups | 148.4715 | 0 | 0 | 3858.6494 | 0.038478 | 8 | Residential_2031_Technical_million_m3_Before Competition Groups_8 | DHW Recirculation Systems | 3.848% | 0 | 148.4715 | Residential_2031_Technical_million_m3_Before Competition Groups_DHW Recirculation Systems
Residential | Res ¦ Basement or Crawlspace Insulation | 2031 | Technical | million_m3 | Before Competition Groups | 133.0493 | 0 | 0 | 3858.6494 | 0.034481 | 9 | Residential_2031_Technical_million_m3_Before Competition Groups_9 | Basement or Crawlspace Insulation | 3.448% | 0 | 133.0493 | Residential_2031_Technical_million_m3_Before Competition Groups_Basement or Crawlspace Insulation
Residential | Res ¦ Basement Wall Insulation | 2031 | Technical | million_m3 | Before Competition Groups | 130.2595 | 0 | 0 | 3858.6494 | 0.033758 | 10 | Residential_2031_Technical_million_m3_Before Competition Groups_10 | Basement Wall Insulation | 3.376% | 0 | 130.2595 | Residential_2031_Technical_million_m3_Before Competition Groups_Basement Wall Insulation
Residential | Res ¦ Condensing Boiler | 2031 | Economic | million_m3 | Before Competition Groups | 110.1292 | 0 | 0 | 3331.958 | 0.033052 | 11 | Residential_2031_Economic_million_m3_Before Competition Groups_11 | Condensing Boiler | 3.305% | 0 | 110.1292 | Residential_2031_Economic_million_m3_Before Competition Groups_Condensing Boiler
Residential | Res ¦ Tankless Water Heater | 2031 | Technical | million_m3 | Before Competition Groups | 127.1847 | 0 | 0 | 3858.6494 | 0.032961 | 11 | Residential_2031_Technical_million_m3_Before Competition Groups_11 | Tankless Water Heater | 3.296% | 0 | 127.1847 | Residential_2031_Technical_million_m3_Before Competition Groups_Tankless Water Heater
Residential | Res ¦ Condensing Boiler | 2031 | Technical | million_m3 | Before Competition Groups | 110.1292 | 0 | 0 | 3858.6494 | 0.028541 | 12 | Residential_2031_Technical_million_m3_Before Competition Groups_12 | Condensing Boiler | 2.854% | 0 | 110.1292 | Residential_2031_Technical_million_m3_Before Competition Groups_Condensing Boiler
Residential | Res ¦ Condensing Make Up Air Unit | 2031 | Achievable | million_m3 | Before Competition Groups | 26.8782 | 0 | 0 | 1054.2371 | 0.025495 | 12 | Residential_2031_Achievable_million_m3_Before Competition Groups_12 | Condensing Make Up Air Unit | 2.55% | 0 | 26.8782 | Residential_2031_Achievable_million_m3_Before Competition Groups_Condensing Make Up Air Unit
Residential | Res ¦ High Efficiency Condensing Furnace | 2031 | Economic | million_m3 | Before Competition Groups | 82.1695 | 0 | 0 | 3331.958 | 0.024661 | 12 | Residential_2031_Economic_million_m3_Before Competition Groups_12 | High Efficiency Condensing Furnace | 2.466% | 0 | 82.1695 | Residential_2031_Economic_million_m3_Before Competition Groups_High Efficiency Condensing Furnace
Residential | Res ¦ Wall Insulation | 2031 | Achievable | million_m3 | Before Competition Groups | 25.8133 | 0 | 0 | 1054.2371 | 0.024485 | 13 | Residential_2031_Achievable_million_m3_Before Competition Groups_13 | Wall Insulation | 2.449% | 0 | 25.8133 | Residential_2031_Achievable_million_m3_Before Competition Groups_Wall Insulation
Residential | Res ¦ Advanced BAS/Controllers | 2031 | Economic | million_m3 | Before Competition Groups | 81.0177 | 0 | 0 | 3331.958 | 0.024315 | 13 | Residential_2031_Economic_million_m3_Before Competition Groups_13 | Advanced BAS/Controllers | 2.432% | 0 | 81.0177 | Residential_2031_Economic_million_m3_Before Competition Groups_Advanced BAS/Controllers
Residential | Res ¦ High Efficiency Fireplace with Pilotless Ignition | 2031 | Economic | million_m3 | Before Competition Groups | 80.0487 | 0 | 0 | 3331.958 | 0.024025 | 14 | Residential_2031_Economic_million_m3_Before Competition Groups_14 | High Efficiency Fireplace with Pilotless Ignition | 2.402% | 0 | 80.0487 | Residential_2031_Economic_million_m3_Before Competition Groups_High Efficiency Fireplace with Pilotless Ignition
Residential | Res ¦ Heat Recovery Ventilator | 2031 | Economic | million_m3 | Before Competition Groups | 79.2567 | 0 | 0 | 3331.958 | 0.023787 | 15 | Residential_2031_Economic_million_m3_Before Competition Groups_15 | Heat Recovery Ventilator | 2.379% | 0 | 79.2567 | Residential_2031_Economic_million_m3_Before Competition Groups_Heat Recovery Ventilator
Residential | Res ¦ Window Film | 2031 | Technical | million_m3 | Before Competition Groups | 91.4611 | 0 | 0 | 3858.6494 | 0.023703 | 13 | Residential_2031_Technical_million_m3_Before Competition Groups_13 | Window Film | 2.37% | 0 | 91.4611 | Residential_2031_Technical_million_m3_Before Competition Groups_Window Film
Residential | Res ¦ Furnace Tune Up | 2031 | Technical | million_m3 | Before Competition Groups | 88.6097 | 0 | 0 | 3858.6494 | 0.022964 | 14 | Residential_2031_Technical_million_m3_Before Competition Groups_14 | Furnace Tune Up | 2.296% | 0 | 88.6097 | Residential_2031_Technical_million_m3_Before Competition Groups_Furnace Tune Up
Residential | Res ¦ High Efficiency Storage Water Heater | 2031 | Technical | million_m3 | Before Competition Groups | 84.3892 | 0 | 0 | 3858.6494 | 0.02187 | 15 | Residential_2031_Technical_million_m3_Before Competition Groups_15 | High Efficiency Storage Water Heater | 2.187% | 0 | 84.3892 | Residential_2031_Technical_million_m3_Before Competition Groups_High Efficiency Storage Water Heater
Residential | Res ¦ Attic Insulation | 2031 | Achievable | million_m3 | Before Competition Groups | 22.8066 | 0 | 0 | 1054.2371 | 0.021633 | 14 | Residential_2031_Achievable_million_m3_Before Competition Groups_14 | Attic Insulation | 2.163% | 0 | 22.8066 | Residential_2031_Achievable_million_m3_Before Competition Groups_Attic Insulation
Residential | Res ¦ High Efficiency Condensing Furnace | 2031 | Technical | million_m3 | Before Competition Groups | 82.4094 | 0 | 0 | 3858.6494 | 0.021357 | 16 | Residential_2031_Technical_million_m3_Before Competition Groups_16 | High Efficiency Condensing Furnace | 2.136% | 0 | 82.4094 | Residential_2031_Technical_million_m3_Before Competition Groups_High Efficiency Condensing Furnace
Residential | Res ¦ Advanced BAS/Controllers | 2031 | Technical | million_m3 | Before Competition Groups | 81.0177 | 0 | 0 | 3858.6494 | 0.020996 | 17 | Residential_2031_Technical_million_m3_Before Competition Groups_17 | Advanced BAS/Controllers | 2.1% | 0 | 81.0177 | Residential_2031_Technical_million_m3_Before Competition Groups_Advanced BAS/Controllers
Residential | Res ¦ High Efficiency Fireplace with Pilotless Ignition | 2031 | Technical | million_m3 | Before Competition Groups | 80.0487 | 0 | 0 | 3858.6494 | 0.020745 | 18 | Residential_2031_Technical_million_m3_Before Competition Groups_18 | High Efficiency Fireplace with Pilotless Ignition | 2.075% | 0 | 80.0487 | Residential_2031_Technical_million_m3_Before Competition Groups_High Efficiency Fireplace with Pilotless Ignition
Residential | Res ¦ Heat Recovery Ventilator | 2031 | Technical | million_m3 | Before Competition Groups | 79.2567 | 0 | 0 | 3858.6494 | 0.02054 | 19 | Residential_2031_Technical_million_m3_Before Competition Groups_19 | Heat Recovery Ventilator | 2.054% | 0 | 79.2567 | Residential_2031_Technical_million_m3_Before Competition Groups_Heat Recovery Ventilator
Residential | Res ¦ Building Recommissioning, Operations and Maintenance (O&M) Improvements | 2031 | Economic | million_m3 | Before Competition Groups | 67.0338 | 0 | 0 | 3331.958 | 0.020118 | 16 | Residential_2031_Economic_million_m3_Before Competition Groups_16 | Building Recommissioning, Operations and Maintenance (O&M) Improvements | 2.012% | 0 | 67.0338 | Residential_2031_Economic_million_m3_Before Competition Groups_Building Recommissioning, Operations and Maintenance (O&M) Improvements
Residential | Res ¦ Basement Wall Insulation | 2031 | Achievable | million_m3 | Before Competition Groups | 18.9764 | 0 | 0 | 1054.2371 | 0.018 | 15 | Residential_2031_Achievable_million_m3_Before Competition Groups_15 | Basement Wall Insulation | 1.8% | 0 | 18.9764 | Residential_2031_Achievable_million_m3_Before Competition Groups_Basement Wall Insulation
Residential | Res ¦ Building Recommissioning, Operations and Maintenance (O&M) Improvements | 2031 | Technical | million_m3 | Before Competition Groups | 67.0338 | 0 | 0 | 3858.6494 | 0.017372 | 20 | Residential_2031_Technical_million_m3_Before Competition Groups_20 | Building Recommissioning, Operations and Maintenance (O&M) Improvements | 1.737% | 0 | 67.0338 | Residential_2031_Technical_million_m3_Before Competition Groups_Building Recommissioning, Operations and Maintenance (O&M) Improvements
Residential | Res ¦ Demand Control Ventilation | 2031 | Achievable | million_m3 | Before Competition Groups | 18.2019 | 0 | 0 | 1054.2371 | 0.017265 | 16 | Residential_2031_Achievable_million_m3_Before Competition Groups_16 | Demand Control Ventilation | 1.727% | 0 | 18.2019 | Residential_2031_Achievable_million_m3_Before Competition Groups_Demand Control Ventilation
Residential | Res ¦ Ceiling Insulation | 2031 | Technical | million_m3 | Before Competition Groups | 65.8105 | 0 | 0 | 3858.6494 | 0.017055 | 21 | Residential_2031_Technical_million_m3_Before Competition Groups_21 | Ceiling Insulation | 1.706% | 0 | 65.8105 | Residential_2031_Technical_million_m3_Before Competition Groups_Ceiling Insulation
Residential | Res ¦ Condensing Make Up Air Unit | 2031 | Economic | million_m3 | Before Competition Groups | 55.2415 | 0 | 0 | 3331.958 | 0.016579 | 17 | Residential_2031_Economic_million_m3_Before Competition Groups_17 | Condensing Make Up Air Unit | 1.658% | 0 | 55.2415 | Residential_2031_Economic_million_m3_Before Competition Groups_Condensing Make Up Air Unit
Residential | Res ¦ Duct Insulation MF | 2031 | Economic | million_m3 | Before Competition Groups | 52.942 | 0 | 0 | 3331.958 | 0.015889 | 18 | Residential_2031_Economic_million_m3_Before Competition Groups_18 | Duct Insulation MF | 1.589% | 0 | 52.942 | Residential_2031_Economic_million_m3_Before Competition Groups_Duct Insulation MF
Residential | Res ¦ High Efficiency Storage Water Heater | 2031 | Economic | million_m3 | Before Competition Groups | 52.2755 | 0 | 0 | 3331.958 | 0.015689 | 19 | Residential_2031_Economic_million_m3_Before Competition Groups_19 | High Efficiency Storage Water Heater | 1.569% | 0 | 52.2755 | Residential_2031_Economic_million_m3_Before Competition Groups_High Efficiency Storage Water Heater
Residential | Res ¦ Floor Insulation | 2031 | Economic | million_m3 | Before Competition Groups | 51.0575 | 0 | 0 | 3331.958 | 0.015324 | 20 | Residential_2031_Economic_million_m3_Before Competition Groups_20 | Floor Insulation | 1.532% | 0 | 51.0575 | Residential_2031_Economic_million_m3_Before Competition Groups_Floor Insulation
Residential | Res ¦ Duct Insulation | 2031 | Economic | million_m3 | Before Competition Groups | 48.7678 | 0 | 0 | 3331.958 | 0.014636 | 21 | Residential_2031_Economic_million_m3_Before Competition Groups_21 | Duct Insulation | 1.464% | 0 | 48.7678 | Residential_2031_Economic_million_m3_Before Competition Groups_Duct Insulation
Residential | Res ¦ Condensing Make Up Air Unit | 2031 | Technical | million_m3 | Before Competition Groups | 55.2415 | 0 | 0 | 3858.6494 | 0.014316 | 22 | Residential_2031_Technical_million_m3_Before Competition Groups_22 | Condensing Make Up Air Unit | 1.432% | 0 | 55.2415 | Residential_2031_Technical_million_m3_Before Competition Groups_Condensing Make Up Air Unit
Residential | Res ¦ Duct Insulation MF | 2031 | Technical | million_m3 | Before Competition Groups | 52.942 | 0 | 0 | 3858.6494 | 0.01372 | 23 | Residential_2031_Technical_million_m3_Before Competition Groups_23 | Duct Insulation MF | 1.372% | 0 | 52.942 | Residential_2031_Technical_million_m3_Before Competition Groups_Duct Insulation MF
Residential | Res ¦ Floor Insulation | 2031 | Technical | million_m3 | Before Competition Groups | 51.0575 | 0 | 0 | 3858.6494 | 0.013232 | 24 | Residential_2031_Technical_million_m3_Before Competition Groups_24 | Floor Insulation | 1.323% | 0 | 51.0575 | Residential_2031_Technical_million_m3_Before Competition Groups_Floor Insulation
Residential | Res ¦ High Efficiency Storage Water Heater | 2031 | Achievable | million_m3 | Before Competition Groups | 13.5442 | 0 | 0 | 1054.2371 | 0.012847 | 17 | Residential_2031_Achievable_million_m3_Before Competition Groups_17 | High Efficiency Storage Water Heater | 1.285% | 0 | 13.5442 | Residential_2031_Achievable_million_m3_Before Competition Groups_High Efficiency Storage Water Heater
Residential | Res ¦ Duct Insulation | 2031 | Technical | million_m3 | Before Competition Groups | 48.7678 | 0 | 0 | 3858.6494 | 0.012639 | 25 | Residential_2031_Technical_million_m3_Before Competition Groups_25 | Duct Insulation | 1.264% | 0 | 48.7678 | Residential_2031_Technical_million_m3_Before Competition Groups_Duct Insulation
Residential | Res ¦ Pool Cover | 2031 | Achievable | million_m3 | Before Competition Groups | 12.2923 | 0 | 0 | 1054.2371 | 0.01166 | 18 | Residential_2031_Achievable_million_m3_Before Competition Groups_18 | Pool Cover | 1.166% | 0 | 12.2923 | Residential_2031_Achievable_million_m3_Before Competition Groups_Pool Cover
Residential | Res ¦ Demand Control Ventilation | 2031 | Economic | million_m3 | Before Competition Groups | 36.261 | 0 | 0 | 3331.958 | 0.010883 | 22 | Residential_2031_Economic_million_m3_Before Competition Groups_22 | Demand Control Ventilation | 1.088% | 0 | 36.261 | Residential_2031_Economic_million_m3_Before Competition Groups_Demand Control Ventilation
Residential | Res ¦ Basement or Crawlspace Insulation | 2031 | Achievable | million_m3 | Before Competition Groups | 10.8056 | 0 | 0 | 1054.2371 | 0.01025 | 19 | Residential_2031_Achievable_million_m3_Before Competition Groups_19 | Basement or Crawlspace Insulation | 1.025% | 0 | 10.8056 | Residential_2031_Achievable_million_m3_Before Competition Groups_Basement or Crawlspace Insulation
Residential | Res ¦ Solar Water Heating System | 2031 | Technical | million_m3 | Before Competition Groups | 37.476 | 0 | 0 | 3858.6494 | 0.0097122 | 26 | Residential_2031_Technical_million_m3_Before Competition Groups_26 | Solar Water Heating System | 0.9712% | 0 | 37.476 | Residential_2031_Technical_million_m3_Before Competition Groups_Solar Water Heating System
Residential | Res ¦ Demand Control Ventilation | 2031 | Technical | million_m3 | Before Competition Groups | 36.261 | 0 | 0 | 3858.6494 | 0.0093973 | 27 | Residential_2031_Technical_million_m3_Before Competition Groups_27 | Demand Control Ventilation | 0.9397% | 0 | 36.261 | Residential_2031_Technical_million_m3_Before Competition Groups_Demand Control Ventilation
Residential | Res ¦ Early Hot Water Heater Replacement | 2031 | Technical | million_m3 | Before Competition Groups | 29.1242 | 0 | 0 | 3858.6494 | 0.0075478 | 28 | Residential_2031_Technical_million_m3_Before Competition Groups_28 | Early Hot Water Heater Replacement | 0.7548% | 0 | 29.1242 | Residential_2031_Technical_million_m3_Before Competition Groups_Early Hot Water Heater Replacement
Residential | Res ¦ Duct Insulation MF | 2031 | Achievable | million_m3 | Before Competition Groups | 7.7107 | 0 | 0 | 1054.2371 | 0.007314 | 20 | Residential_2031_Achievable_million_m3_Before Competition Groups_20 | Duct Insulation MF | 0.7314% | 0 | 7.7107 | Residential_2031_Achievable_million_m3_Before Competition Groups_Duct Insulation MF
Residential | Res ¦ Floor Insulation | 2031 | Achievable | million_m3 | Before Competition Groups | 7.4333 | 0 | 0 | 1054.2371 | 0.0070509 | 21 | Residential_2031_Achievable_million_m3_Before Competition Groups_21 | Floor Insulation | 0.7051% | 0 | 7.4333 | Residential_2031_Achievable_million_m3_Before Competition Groups_Floor Insulation
Residential | Res ¦ Duct Insulation | 2031 | Achievable | million_m3 | Before Competition Groups | 7.0921 | 0 | 0 | 1054.2371 | 0.0067273 | 22 | Residential_2031_Achievable_million_m3_Before Competition Groups_22 | Duct Insulation | 0.6727% | 0 | 7.0921 | Residential_2031_Achievable_million_m3_Before Competition Groups_Duct Insulation
Residential | Res ¦ Drain Water Heat Recovery | 2031 | Technical | million_m3 | Before Competition Groups | 24.8393 | 0 | 0 | 3858.6494 | 0.0064373 | 29 | Residential_2031_Technical_million_m3_Before Competition Groups_29 | Drain Water Heat Recovery | 0.6437% | 0 | 24.8393 | Residential_2031_Technical_million_m3_Before Competition Groups_Drain Water Heat Recovery
Residential | Res ¦ Heat Recovery Ventilator | 2031 | Achievable | million_m3 | Before Competition Groups | 6.3488 | 0 | 0 | 1054.2371 | 0.0060222 | 23 | Residential_2031_Achievable_million_m3_Before Competition Groups_23 | Heat Recovery Ventilator | 0.6022% | 0 | 6.3488 | Residential_2031_Achievable_million_m3_Before Competition Groups_Heat Recovery Ventilator
Residential | Res ¦ Home Energy Reports | 2031 | Achievable | million_m3 | Before Competition Groups | 5.763 | 0 | 0 | 1054.2371 | 0.0054665 | 24 | Residential_2031_Achievable_million_m3_Before Competition Groups_24 | Home Energy Reports | 0.5467% | 0 | 5.763 | Residential_2031_Achievable_million_m3_Before Competition Groups_Home Energy Reports
Residential | Res ¦ Water Heater Temperature Setback | 2031 | Achievable | million_m3 | Before Competition Groups | 5.5171 | 0 | 0 | 1054.2371 | 0.0052333 | 25 | Residential_2031_Achievable_million_m3_Before Competition Groups_25 | Water Heater Temperature Setback | 0.5233% | 0 | 5.5171 | Residential_2031_Achievable_million_m3_Before Competition Groups_Water Heater Temperature Setback
Residential | Res ¦ Pool Cover | 2031 | Economic | million_m3 | Before Competition Groups | 16.1619 | 0 | 0 | 3331.958 | 0.0048506 | 23 | Residential_2031_Economic_million_m3_Before Competition Groups_23 | Pool Cover | 0.4851% | 0 | 16.1619 | Residential_2031_Economic_million_m3_Before Competition Groups_Pool Cover
Residential | Res ¦ Home Energy Reports | 2031 | Technical | million_m3 | Before Competition Groups | 16.742 | 0 | 0 | 3858.6494 | 0.0043388 | 30 | Residential_2031_Technical_million_m3_Before Competition Groups_30 | Home Energy Reports | 0.4339% | 0 | 16.742 | Residential_2031_Technical_million_m3_Before Competition Groups_Home Energy Reports
Residential | Res ¦ Pool Cover | 2031 | Technical | million_m3 | Before Competition Groups | 16.1619 | 0 | 0 | 3858.6494 | 0.0041885 | 31 | Residential_2031_Technical_million_m3_Before Competition Groups_31 | Pool Cover | 0.4188% | 0 | 16.1619 | Residential_2031_Technical_million_m3_Before Competition Groups_Pool Cover
Residential | Res ¦ Home Energy Reports | 2031 | Economic | million_m3 | Before Competition Groups | 12.8603 | 0 | 0 | 3331.958 | 0.0038597 | 24 | Residential_2031_Economic_million_m3_Before Competition Groups_24 | Home Energy Reports | 0.386% | 0 | 12.8603 | Residential_2031_Economic_million_m3_Before Competition Groups_Home Energy Reports
Residential | Res ¦ High Efficiency Gas Pool Heater | 2031 | Technical | million_m3 | Before Competition Groups | 9.956 | 0 | 0 | 3858.6494 | 0.0025802 | 32 | Residential_2031_Technical_million_m3_Before Competition Groups_32 | High Efficiency Gas Pool Heater | 0.258% | 0 | 9.956 | Residential_2031_Technical_million_m3_Before Competition Groups_High Efficiency Gas Pool Heater
Residential | Res ¦ Wall Insulation MF | 2031 | Economic | million_m3 | Before Competition Groups | 8.1954 | 0 | 0 | 3331.958 | 0.0024596 | 25 | Residential_2031_Economic_million_m3_Before Competition Groups_25 | Wall Insulation MF | 0.246% | 0 | 8.1954 | Residential_2031_Economic_million_m3_Before Competition Groups_Wall Insulation MF
Residential | Res ¦ Water Heater Temperature Setback | 2031 | Economic | million_m3 | Before Competition Groups | 7.2522 | 0 | 0 | 3331.958 | 0.0021766 | 26 | Residential_2031_Economic_million_m3_Before Competition Groups_26 | Water Heater Temperature Setback | 0.2177% | 0 | 7.2522 | Residential_2031_Economic_million_m3_Before Competition Groups_Water Heater Temperature Setback
Residential | Res ¦ Wall Insulation MF | 2031 | Technical | million_m3 | Before Competition Groups | 8.1954 | 0 | 0 | 3858.6494 | 0.0021239 | 33 | Residential_2031_Technical_million_m3_Before Competition Groups_33 | Wall Insulation MF | 0.2124% | 0 | 8.1954 | Residential_2031_Technical_million_m3_Before Competition Groups_Wall Insulation MF
Residential | Res ¦ Water Heater Temperature Setback | 2031 | Technical | million_m3 | Before Competition Groups | 7.2522 | 0 | 0 | 3858.6494 | 0.0018795 | 34 | Residential_2031_Technical_million_m3_Before Competition Groups_34 | Water Heater Temperature Setback | 0.1879% | 0 | 7.2522 | Residential_2031_Technical_million_m3_Before Competition Groups_Water Heater Temperature Setback
Residential | Res ¦ Ceiling Insulation | 2031 | Economic | million_m3 | Before Competition Groups | 5.9971 | 0 | 0 | 3331.958 | 0.0017999 | 27 | Residential_2031_Economic_million_m3_Before Competition Groups_27 | Ceiling Insulation | 0.18% | 0 | 5.9971 | Residential_2031_Economic_million_m3_Before Competition Groups_Ceiling Insulation
Residential | Res ¦ Wall Insulation MF | 2031 | Achievable | million_m3 | Before Competition Groups | 1.1941 | 0 | 0 | 1054.2371 | 0.0011326 | 26 | Residential_2031_Achievable_million_m3_Before Competition Groups_26 | Wall Insulation MF | 0.1133% | 0 | 1.1941 | Residential_2031_Achievable_million_m3_Before Competition Groups_Wall Insulation MF
Residential | Res ¦ Clothes Drying Racks | 2031 | Achievable | million_m3 | Before Competition Groups | 0.94581 | 0 | 0 | 1054.2371 | 0.00089715 | 27 | Residential_2031_Achievable_million_m3_Before Competition Groups_27 | Clothes Drying Racks | 0.08971% | 0 | 0.94581 | Residential_2031_Achievable_million_m3_Before Competition Groups_Clothes Drying Racks
Residential | Res ¦ Energy Star Clothes Washer | 2031 | Achievable | million_m3 | Before Competition Groups | 0.74576 | 0 | 0 | 1054.2371 | 0.0007074 | 28 | Residential_2031_Achievable_million_m3_Before Competition Groups_28 | Energy Star Clothes Washer | 0.07074% | 0 | 0.74576 | Residential_2031_Achievable_million_m3_Before Competition Groups_Energy Star Clothes Washer
Residential | Res ¦ Energy Star Clothes Dryer | 2031 | Technical | million_m3 | Before Competition Groups | 1.5473 | 0 | 0 | 3858.6494 | 0.000401 | 35 | Residential_2031_Technical_million_m3_Before Competition Groups_35 | Energy Star Clothes Dryer | 0.0401% | 0 | 1.5473 | Residential_2031_Technical_million_m3_Before Competition Groups_Energy Star Clothes Dryer
Residential | Res ¦ Minimize Hot and Warm Clothes Wash | 2031 | Achievable | million_m3 | Before Competition Groups | 0.40873 | 0 | 0 | 1054.2371 | 0.0003877 | 29 | Residential_2031_Achievable_million_m3_Before Competition Groups_29 | Minimize Hot and Warm Clothes Wash | 0.03877% | 0 | 0.40873 | Residential_2031_Achievable_million_m3_Before Competition Groups_Minimize Hot and Warm Clothes Wash
Residential | Res ¦ Drain Water Heat Recovery | 2031 | Economic | million_m3 | Before Competition Groups | 1.2724 | 0 | 0 | 3331.958 | 0.00038188 | 28 | Residential_2031_Economic_million_m3_Before Competition Groups_28 | Drain Water Heat Recovery | 0.03819% | 0 | 1.2724 | Residential_2031_Economic_million_m3_Before Competition Groups_Drain Water Heat Recovery
Residential | Res ¦ Clothes Drying Racks | 2031 | Economic | million_m3 | Before Competition Groups | 1.2454 | 0 | 0 | 3331.958 | 0.00037378 | 29 | Residential_2031_Economic_million_m3_Before Competition Groups_29 | Clothes Drying Racks | 0.03738% | 0 | 1.2454 | Residential_2031_Economic_million_m3_Before Competition Groups_Clothes Drying Racks
Residential | Res ¦ Ceiling Insulation | 2031 | Achievable | million_m3 | Before Competition Groups | 0.38288 | 0 | 0 | 1054.2371 | 0.00036319 | 30 | Residential_2031_Achievable_million_m3_Before Competition Groups_30 | Ceiling Insulation | 0.03632% | 0 | 0.38288 | Residential_2031_Achievable_million_m3_Before Competition Groups_Ceiling Insulation
Residential | Res ¦ Minimize Hot and Warm Clothes Wash | 2031 | Economic | million_m3 | Before Competition Groups | 1.0822 | 0 | 0 | 3331.958 | 0.00032479 | 30 | Residential_2031_Economic_million_m3_Before Competition Groups_30 | Minimize Hot and Warm Clothes Wash | 0.03248% | 0 | 1.0822 | Residential_2031_Economic_million_m3_Before Competition Groups_Minimize Hot and Warm Clothes Wash
Residential | Res ¦ Clothes Drying Racks | 2031 | Technical | million_m3 | Before Competition Groups | 1.2454 | 0 | 0 | 3858.6494 | 0.00032276 | 36 | Residential_2031_Technical_million_m3_Before Competition Groups_36 | Clothes Drying Racks | 0.03228% | 0 | 1.2454 | Residential_2031_Technical_million_m3_Before Competition Groups_Clothes Drying Racks
Residential | Res ¦ Minimize Hot and Warm Clothes Wash | 2031 | Technical | million_m3 | Before Competition Groups | 1.0822 | 0 | 0 | 3858.6494 | 0.00028046 | 37 | Residential_2031_Technical_million_m3_Before Competition Groups_37 | Minimize Hot and Warm Clothes Wash | 0.02805% | 0 | 1.0822 | Residential_2031_Technical_million_m3_Before Competition Groups_Minimize Hot and Warm Clothes Wash
Residential | Res ¦ Energy Star Clothes Washer | 2031 | Economic | million_m3 | Before Competition Groups | 0.8156 | 0 | 0 | 3331.958 | 0.00024478 | 31 | Residential_2031_Economic_million_m3_Before Competition Groups_31 | Energy Star Clothes Washer | 0.02448% | 0 | 0.8156 | Residential_2031_Economic_million_m3_Before Competition Groups_Energy Star Clothes Washer
Residential | Res ¦ Drain Water Heat Recovery | 2031 | Achievable | million_m3 | Before Competition Groups | 0.25563 | 0 | 0 | 1054.2371 | 0.00024248 | 31 | Residential_2031_Achievable_million_m3_Before Competition Groups_31 | Drain Water Heat Recovery | 0.02425% | 0 | 0.25563 | Residential_2031_Achievable_million_m3_Before Competition Groups_Drain Water Heat Recovery
Residential | Res ¦ Energy Star Clothes Washer | 2031 | Technical | million_m3 | Before Competition Groups | 0.8156 | 0 | 0 | 3858.6494 | 0.00021137 | 38 | Residential_2031_Technical_million_m3_Before Competition Groups_38 | Energy Star Clothes Washer | 0.02114% | 0 | 0.8156 | Residential_2031_Technical_million_m3_Before Competition Groups_Energy Star Clothes Washer
Residential | Res ¦ Solar Water Preheat (Pools/DHW) | 2031 | Technical | million_m3 | Before Competition Groups | 0.12917 | 0 | 0 | 3858.6494 | 3.3474e-05 | 39 | Residential_2031_Technical_million_m3_Before Competition Groups_39 | Solar Water Preheat (Pools/DHW) | 0.003347% | 0 | 0.12917 | Residential_2031_Technical_million_m3_Before Competition Groups_Solar Water Preheat (Pools/DHW)
Residential | Res ¦ Furnace Tune Up | 2031 | Achievable | million_m3 | Before Competition Groups | 0 | 0 | 0 | 1054.2371 | 0 | 32 | Residential_2031_Achievable_million_m3_Before Competition Groups_32 | Furnace Tune Up | 0% | 0 | 0 | Residential_2031_Achievable_million_m3_Before Competition Groups_Furnace Tune Up
Residential | Res ¦ Furnace Tune Up | 2031 | Economic | million_m3 | Before Competition Groups | 0 | 0 | 0 | 3331.958 | 0 | 32 | Residential_2031_Economic_million_m3_Before Competition Groups_32 | Furnace Tune Up | 0% | 0 | 0 | Residential_2031_Economic_million_m3_Before Competition Groups_Furnace Tune Up
Residential | Res ¦ Tankless Water Heater | 2031 | Achievable | million_m3 | Before Competition Groups | 0 | 0 | 0 | 1054.2371 | 0 | 33 | Residential_2031_Achievable_million_m3_Before Competition Groups_33 | Tankless Water Heater | 0% | 0 | 0 | Residential_2031_Achievable_million_m3_Before Competition Groups_Tankless Water Heater
Residential | Res ¦ Tankless Water Heater | 2031 | Economic | million_m3 | Before Competition Groups | 0 | 0 | 0 | 3331.958 | 0 | 33 | Residential_2031_Economic_million_m3_Before Competition Groups_33 | Tankless Water Heater | 0% | 0 | 0 | Residential_2031_Economic_million_m3_Before Competition Groups_Tankless Water Heater
Residential | Res ¦ Air Sealing | 2032 | Economic | million_m3 | Before Competition Groups | 631.0215 | 0 | 0 | 3374.8597 | 0.18698 | 1 | Residential_2032_Economic_million_m3_Before Competition Groups_1 | Air Sealing | 18.7% | 0 | 631.0215 | Residential_2032_Economic_million_m3_Before Competition Groups_Air Sealing
Residential | Res ¦ Air Sealing | 2032 | Technical | million_m3 | Before Competition Groups | 631.0215 | 0 | 0 | 3890.6019 | 0.16219 | 1 | Residential_2032_Technical_million_m3_Before Competition Groups_1 | Air Sealing | 16.22% | 0 | 631.0215 | Residential_2032_Technical_million_m3_Before Competition Groups_Air Sealing
Residential | Res ¦ Adaptive Thermostat | 2032 | Economic | million_m3 | Before Competition Groups | 525.1682 | 0 | 0 | 3374.8597 | 0.15561 | 2 | Residential_2032_Economic_million_m3_Before Competition Groups_2 | Adaptive Thermostat | 15.56% | 0 | 525.1682 | Residential_2032_Economic_million_m3_Before Competition Groups_Adaptive Thermostat
Residential | Res ¦ Adaptive Thermostat | 2032 | Technical | million_m3 | Before Competition Groups | 525.1682 | 0 | 0 | 3890.6019 | 0.13498 | 2 | Residential_2032_Technical_million_m3_Before Competition Groups_2 | Adaptive Thermostat | 13.5% | 0 | 525.1682 | Residential_2032_Technical_million_m3_Before Competition Groups_Adaptive Thermostat
Residential | Res ¦ Comprehensive Draft Proofing | 2032 | Achievable | million_m3 | Before Competition Groups | 160.2508 | 0 | 0 | 1202.8275 | 0.13323 | 1 | Residential_2032_Achievable_million_m3_Before Competition Groups_1 | Comprehensive Draft Proofing | 13.32% | 0 | 160.2508 | Residential_2032_Achievable_million_m3_Before Competition Groups_Comprehensive Draft Proofing
Residential | Res ¦ DHW Recirculation Systems | 2032 | Achievable | million_m3 | Before Competition Groups | 122.4329 | 0 | 0 | 1202.8275 | 0.10179 | 2 | Residential_2032_Achievable_million_m3_Before Competition Groups_2 | DHW Recirculation Systems | 10.18% | 0 | 122.4329 | Residential_2032_Achievable_million_m3_Before Competition Groups_DHW Recirculation Systems
Residential | Res ¦ Adaptive Thermostat | 2032 | Achievable | million_m3 | Before Competition Groups | 117.4835 | 0 | 0 | 1202.8275 | 0.097673 | 3 | Residential_2032_Achievable_million_m3_Before Competition Groups_3 | Adaptive Thermostat | 9.767% | 0 | 117.4835 | Residential_2032_Achievable_million_m3_Before Competition Groups_Adaptive Thermostat
Residential | Res ¦ Air Sealing | 2032 | Achievable | million_m3 | Before Competition Groups | 108.2409 | 0 | 0 | 1202.8275 | 0.089989 | 4 | Residential_2032_Achievable_million_m3_Before Competition Groups_4 | Air Sealing | 8.999% | 0 | 108.2409 | Residential_2032_Achievable_million_m3_Before Competition Groups_Air Sealing
Residential | Res ¦ Energy Star Windows | 2032 | Economic | million_m3 | Before Competition Groups | 239.8821 | 0 | 0 | 3374.8597 | 0.071079 | 3 | Residential_2032_Economic_million_m3_Before Competition Groups_3 | Energy Star Windows | 7.108% | 0 | 239.8821 | Residential_2032_Economic_million_m3_Before Competition Groups_Energy Star Windows
Residential | Res ¦ Energy Star Windows | 2032 | Achievable | million_m3 | Before Competition Groups | 77.5607 | 0 | 0 | 1202.8275 | 0.064482 | 5 | Residential_2032_Achievable_million_m3_Before Competition Groups_5 | Energy Star Windows | 6.448% | 0 | 77.5607 | Residential_2032_Achievable_million_m3_Before Competition Groups_Energy Star Windows
Residential | Res ¦ Energy Star Windows | 2032 | Technical | million_m3 | Before Competition Groups | 239.8821 | 0 | 0 | 3890.6019 | 0.061657 | 3 | Residential_2032_Technical_million_m3_Before Competition Groups_3 | Energy Star Windows | 6.166% | 0 | 239.8821 | Residential_2032_Technical_million_m3_Before Competition Groups_Energy Star Windows
Residential | Res ¦ Condensing Boiler | 2032 | Achievable | million_m3 | Before Competition Groups | 71.1919 | 0 | 0 | 1202.8275 | 0.059187 | 6 | Residential_2032_Achievable_million_m3_Before Competition Groups_6 | Condensing Boiler | 5.919% | 0 | 71.1919 | Residential_2032_Achievable_million_m3_Before Competition Groups_Condensing Boiler
Residential | Res ¦ High Efficiency Condensing Furnace | 2032 | Achievable | million_m3 | Before Competition Groups | 70.9528 | 0 | 0 | 1202.8275 | 0.058988 | 7 | Residential_2032_Achievable_million_m3_Before Competition Groups_7 | High Efficiency Condensing Furnace | 5.899% | 0 | 70.9528 | Residential_2032_Achievable_million_m3_Before Competition Groups_High Efficiency Condensing Furnace
Residential | Res ¦ Comprehensive Draft Proofing | 2032 | Economic | million_m3 | Before Competition Groups | 191.1832 | 0 | 0 | 3374.8597 | 0.056649 | 4 | Residential_2032_Economic_million_m3_Before Competition Groups_4 | Comprehensive Draft Proofing | 5.665% | 0 | 191.1832 | Residential_2032_Economic_million_m3_Before Competition Groups_Comprehensive Draft Proofing
Residential | Res ¦ Advanced BAS/Controllers | 2032 | Achievable | million_m3 | Before Competition Groups | 66.8356 | 0 | 0 | 1202.8275 | 0.055565 | 8 | Residential_2032_Achievable_million_m3_Before Competition Groups_8 | Advanced BAS/Controllers | 5.557% | 0 | 66.8356 | Residential_2032_Achievable_million_m3_Before Competition Groups_Advanced BAS/Controllers
Residential | Res ¦ Condensing Storage Water Heater | 2032 | Achievable | million_m3 | Before Competition Groups | 64.2555 | 0 | 0 | 1202.8275 | 0.05342 | 9 | Residential_2032_Achievable_million_m3_Before Competition Groups_9 | Condensing Storage Water Heater | 5.342% | 0 | 64.2555 | Residential_2032_Achievable_million_m3_Before Competition Groups_Condensing Storage Water Heater
Residential | Res ¦ High Efficiency Fireplace with Pilotless Ignition | 2032 | Achievable | million_m3 | Before Competition Groups | 63.4527 | 0 | 0 | 1202.8275 | 0.052753 | 10 | Residential_2032_Achievable_million_m3_Before Competition Groups_10 | High Efficiency Fireplace with Pilotless Ignition | 5.275% | 0 | 63.4527 | Residential_2032_Achievable_million_m3_Before Competition Groups_High Efficiency Fireplace with Pilotless Ignition
Residential | Res ¦ Wall Insulation | 2032 | Economic | million_m3 | Before Competition Groups | 174.5572 | 0 | 0 | 3374.8597 | 0.051723 | 5 | Residential_2032_Economic_million_m3_Before Competition Groups_5 | Wall Insulation | 5.172% | 0 | 174.5572 | Residential_2032_Economic_million_m3_Before Competition Groups_Wall Insulation
Residential | Res ¦ Comprehensive Draft Proofing | 2032 | Technical | million_m3 | Before Competition Groups | 191.1832 | 0 | 0 | 3890.6019 | 0.04914 | 4 | Residential_2032_Technical_million_m3_Before Competition Groups_4 | Comprehensive Draft Proofing | 4.914% | 0 | 191.1832 | Residential_2032_Technical_million_m3_Before Competition Groups_Comprehensive Draft Proofing
Residential | Res ¦ Condensing Storage Water Heater | 2032 | Economic | million_m3 | Before Competition Groups | 165.5253 | 0 | 0 | 3374.8597 | 0.049047 | 6 | Residential_2032_Economic_million_m3_Before Competition Groups_6 | Condensing Storage Water Heater | 4.905% | 0 | 165.5253 | Residential_2032_Economic_million_m3_Before Competition Groups_Condensing Storage Water Heater
Residential | Res ¦ Building Recommissioning, Operations and Maintenance (O&M) Improvements | 2032 | Achievable | million_m3 | Before Competition Groups | 55.3002 | 0 | 0 | 1202.8275 | 0.045975 | 11 | Residential_2032_Achievable_million_m3_Before Competition Groups_11 | Building Recommissioning, Operations and Maintenance (O&M) Improvements | 4.598% | 0 | 55.3002 | Residential_2032_Achievable_million_m3_Before Competition Groups_Building Recommissioning, Operations and Maintenance (O&M) Improvements
Residential | Res ¦ Attic Insulation | 2032 | Economic | million_m3 | Before Competition Groups | 154.0875 | 0 | 0 | 3374.8597 | 0.045657 | 7 | Residential_2032_Economic_million_m3_Before Competition Groups_7 | Attic Insulation | 4.566% | 0 | 154.0875 | Residential_2032_Economic_million_m3_Before Competition Groups_Attic Insulation
Residential | Res ¦ Wall Insulation | 2032 | Technical | million_m3 | Before Competition Groups | 174.5572 | 0 | 0 | 3890.6019 | 0.044866 | 5 | Residential_2032_Technical_million_m3_Before Competition Groups_5 | Wall Insulation | 4.487% | 0 | 174.5572 | Residential_2032_Technical_million_m3_Before Competition Groups_Wall Insulation
Residential | Res ¦ DHW Recirculation Systems | 2032 | Economic | million_m3 | Before Competition Groups | 146.1257 | 0 | 0 | 3374.8597 | 0.043298 | 8 | Residential_2032_Economic_million_m3_Before Competition Groups_8 | DHW Recirculation Systems | 4.33% | 0 | 146.1257 | Residential_2032_Economic_million_m3_Before Competition Groups_DHW Recirculation Systems
Residential | Res ¦ Condensing Storage Water Heater | 2032 | Technical | million_m3 | Before Competition Groups | 165.5253 | 0 | 0 | 3890.6019 | 0.042545 | 6 | Residential_2032_Technical_million_m3_Before Competition Groups_6 | Condensing Storage Water Heater | 4.254% | 0 | 165.5253 | Residential_2032_Technical_million_m3_Before Competition Groups_Condensing Storage Water Heater
Residential | Res ¦ Attic Insulation | 2032 | Technical | million_m3 | Before Competition Groups | 154.0875 | 0 | 0 | 3890.6019 | 0.039605 | 7 | Residential_2032_Technical_million_m3_Before Competition Groups_7 | Attic Insulation | 3.961% | 0 | 154.0875 | Residential_2032_Technical_million_m3_Before Competition Groups_Attic Insulation
Residential | Res ¦ Basement or Crawlspace Insulation | 2032 | Economic | million_m3 | Before Competition Groups | 130.9471 | 0 | 0 | 3374.8597 | 0.038801 | 9 | Residential_2032_Economic_million_m3_Before Competition Groups_9 | Basement or Crawlspace Insulation | 3.88% | 0 | 130.9471 | Residential_2032_Economic_million_m3_Before Competition Groups_Basement or Crawlspace Insulation
Residential | Res ¦ Basement Wall Insulation | 2032 | Economic | million_m3 | Before Competition Groups | 128.2014 | 0 | 0 | 3374.8597 | 0.037987 | 10 | Residential_2032_Economic_million_m3_Before Competition Groups_10 | Basement Wall Insulation | 3.799% | 0 | 128.2014 | Residential_2032_Economic_million_m3_Before Competition Groups_Basement Wall Insulation
Residential | Res ¦ DHW Recirculation Systems | 2032 | Technical | million_m3 | Before Competition Groups | 146.1257 | 0 | 0 | 3890.6019 | 0.037559 | 8 | Residential_2032_Technical_million_m3_Before Competition Groups_8 | DHW Recirculation Systems | 3.756% | 0 | 146.1257 | Residential_2032_Technical_million_m3_Before Competition Groups_DHW Recirculation Systems
Residential | Res ¦ Tankless Water Heater | 2032 | Technical | million_m3 | Before Competition Groups | 138.2123 | 0 | 0 | 3890.6019 | 0.035525 | 9 | Residential_2032_Technical_million_m3_Before Competition Groups_9 | Tankless Water Heater | 3.552% | 0 | 138.2123 | Residential_2032_Technical_million_m3_Before Competition Groups_Tankless Water Heater
Residential | Res ¦ Condensing Boiler | 2032 | Economic | million_m3 | Before Competition Groups | 116.7443 | 0 | 0 | 3374.8597 | 0.034592 | 11 | Residential_2032_Economic_million_m3_Before Competition Groups_11 | Condensing Boiler | 3.459% | 0 | 116.7443 | Residential_2032_Economic_million_m3_Before Competition Groups_Condensing Boiler
Residential | Res ¦ Basement or Crawlspace Insulation | 2032 | Technical | million_m3 | Before Competition Groups | 130.9471 | 0 | 0 | 3890.6019 | 0.033657 | 10 | Residential_2032_Technical_million_m3_Before Competition Groups_10 | Basement or Crawlspace Insulation | 3.366% | 0 | 130.9471 | Residential_2032_Technical_million_m3_Before Competition Groups_Basement or Crawlspace Insulation
Residential | Res ¦ Basement Wall Insulation | 2032 | Technical | million_m3 | Before Competition Groups | 128.2014 | 0 | 0 | 3890.6019 | 0.032952 | 11 | Residential_2032_Technical_million_m3_Before Competition Groups_11 | Basement Wall Insulation | 3.295% | 0 | 128.2014 | Residential_2032_Technical_million_m3_Before Competition Groups_Basement Wall Insulation
Residential | Res ¦ Condensing Boiler | 2032 | Technical | million_m3 | Before Competition Groups | 116.7443 | 0 | 0 | 3890.6019 | 0.030007 | 12 | Residential_2032_Technical_million_m3_Before Competition Groups_12 | Condensing Boiler | 3.001% | 0 | 116.7443 | Residential_2032_Technical_million_m3_Before Competition Groups_Condensing Boiler
Residential | Res ¦ High Efficiency Condensing Furnace | 2032 | Economic | million_m3 | Before Competition Groups | 89.4837 | 0 | 0 | 3374.8597 | 0.026515 | 12 | Residential_2032_Economic_million_m3_Before Competition Groups_12 | High Efficiency Condensing Furnace | 2.651% | 0 | 89.4837 | Residential_2032_Economic_million_m3_Before Competition Groups_High Efficiency Condensing Furnace
Residential | Res ¦ Condensing Make Up Air Unit | 2032 | Achievable | million_m3 | Before Competition Groups | 31.8483 | 0 | 0 | 1202.8275 | 0.026478 | 12 | Residential_2032_Achievable_million_m3_Before Competition Groups_12 | Condensing Make Up Air Unit | 2.648% | 0 | 31.8483 | Residential_2032_Achievable_million_m3_Before Competition Groups_Condensing Make Up Air Unit
Residential | Res ¦ High Efficiency Fireplace with Pilotless Ignition | 2032 | Economic | million_m3 | Before Competition Groups | 87.3085 | 0 | 0 | 3374.8597 | 0.02587 | 13 | Residential_2032_Economic_million_m3_Before Competition Groups_13 | High Efficiency Fireplace with Pilotless Ignition | 2.587% | 0 | 87.3085 | Residential_2032_Economic_million_m3_Before Competition Groups_High Efficiency Fireplace with Pilotless Ignition
Residential | Res ¦ Heat Recovery Ventilator | 2032 | Economic | million_m3 | Before Competition Groups | 87.2631 | 0 | 0 | 3374.8597 | 0.025857 | 14 | Residential_2032_Economic_million_m3_Before Competition Groups_14 | Heat Recovery Ventilator | 2.586% | 0 | 87.2631 | Residential_2032_Economic_million_m3_Before Competition Groups_Heat Recovery Ventilator
Residential | Res ¦ Wall Insulation | 2032 | Achievable | million_m3 | Before Competition Groups | 29.9154 | 0 | 0 | 1202.8275 | 0.024871 | 13 | Residential_2032_Achievable_million_m3_Before Competition Groups_13 | Wall Insulation | 2.487% | 0 | 29.9154 | Residential_2032_Achievable_million_m3_Before Competition Groups_Wall Insulation
Residential | Res ¦ Advanced BAS/Controllers | 2032 | Economic | million_m3 | Before Competition Groups | 79.7376 | 0 | 0 | 3374.8597 | 0.023627 | 15 | Residential_2032_Economic_million_m3_Before Competition Groups_15 | Advanced BAS/Controllers | 2.363% | 0 | 79.7376 | Residential_2032_Economic_million_m3_Before Competition Groups_Advanced BAS/Controllers
Residential | Res ¦ High Efficiency Storage Water Heater | 2032 | Technical | million_m3 | Before Competition Groups | 91.6927 | 0 | 0 | 3890.6019 | 0.023568 | 13 | Residential_2032_Technical_million_m3_Before Competition Groups_13 | High Efficiency Storage Water Heater | 2.357% | 0 | 91.6927 | Residential_2032_Technical_million_m3_Before Competition Groups_High Efficiency Storage Water Heater
Residential | Res ¦ Window Film | 2032 | Technical | million_m3 | Before Competition Groups | 90.016 | 0 | 0 | 3890.6019 | 0.023137 | 14 | Residential_2032_Technical_million_m3_Before Competition Groups_14 | Window Film | 2.314% | 0 | 90.016 | Residential_2032_Technical_million_m3_Before Competition Groups_Window Film
Residential | Res ¦ High Efficiency Condensing Furnace | 2032 | Technical | million_m3 | Before Competition Groups | 89.7456 | 0 | 0 | 3890.6019 | 0.023067 | 15 | Residential_2032_Technical_million_m3_Before Competition Groups_15 | High Efficiency Condensing Furnace | 2.307% | 0 | 89.7456 | Residential_2032_Technical_million_m3_Before Competition Groups_High Efficiency Condensing Furnace
Residential | Res ¦ High Efficiency Fireplace with Pilotless Ignition | 2032 | Technical | million_m3 | Before Competition Groups | 87.3085 | 0 | 0 | 3890.6019 | 0.022441 | 16 | Residential_2032_Technical_million_m3_Before Competition Groups_16 | High Efficiency Fireplace with Pilotless Ignition | 2.244% | 0 | 87.3085 | Residential_2032_Technical_million_m3_Before Competition Groups_High Efficiency Fireplace with Pilotless Ignition
Residential | Res ¦ Heat Recovery Ventilator | 2032 | Technical | million_m3 | Before Competition Groups | 87.2631 | 0 | 0 | 3890.6019 | 0.022429 | 17 | Residential_2032_Technical_million_m3_Before Competition Groups_17 | Heat Recovery Ventilator | 2.243% | 0 | 87.2631 | Residential_2032_Technical_million_m3_Before Competition Groups_Heat Recovery Ventilator
Residential | Res ¦ Furnace Tune Up | 2032 | Technical | million_m3 | Before Competition Groups | 87.2097 | 0 | 0 | 3890.6019 | 0.022415 | 18 | Residential_2032_Technical_million_m3_Before Competition Groups_18 | Furnace Tune Up | 2.242% | 0 | 87.2097 | Residential_2032_Technical_million_m3_Before Competition Groups_Furnace Tune Up
Residential | Res ¦ Attic Insulation | 2032 | Achievable | million_m3 | Before Competition Groups | 26.4315 | 0 | 0 | 1202.8275 | 0.021974 | 14 | Residential_2032_Achievable_million_m3_Before Competition Groups_14 | Attic Insulation | 2.197% | 0 | 26.4315 | Residential_2032_Achievable_million_m3_Before Competition Groups_Attic Insulation
Residential | Res ¦ Advanced BAS/Controllers | 2032 | Technical | million_m3 | Before Competition Groups | 79.7376 | 0 | 0 | 3890.6019 | 0.020495 | 19 | Residential_2032_Technical_million_m3_Before Competition Groups_19 | Advanced BAS/Controllers | 2.049% | 0 | 79.7376 | Residential_2032_Technical_million_m3_Before Competition Groups_Advanced BAS/Controllers
Residential | Res ¦ Building Recommissioning, Operations and Maintenance (O&M) Improvements | 2032 | Economic | million_m3 | Before Competition Groups | 65.9746 | 0 | 0 | 3374.8597 | 0.019549 | 16 | Residential_2032_Economic_million_m3_Before Competition Groups_16 | Building Recommissioning, Operations and Maintenance (O&M) Improvements | 1.955% | 0 | 65.9746 | Residential_2032_Economic_million_m3_Before Competition Groups_Building Recommissioning, Operations and Maintenance (O&M) Improvements
Residential | Res ¦ Basement Wall Insulation | 2032 | Achievable | million_m3 | Before Competition Groups | 21.9926 | 0 | 0 | 1202.8275 | 0.018284 | 15 | Residential_2032_Achievable_million_m3_Before Competition Groups_15 | Basement Wall Insulation | 1.828% | 0 | 21.9926 | Residential_2032_Achievable_million_m3_Before Competition Groups_Basement Wall Insulation
Residential | Res ¦ Condensing Make Up Air Unit | 2032 | Economic | million_m3 | Before Competition Groups | 60.4105 | 0 | 0 | 3374.8597 | 0.0179 | 17 | Residential_2032_Economic_million_m3_Before Competition Groups_17 | Condensing Make Up Air Unit | 1.79% | 0 | 60.4105 | Residential_2032_Economic_million_m3_Before Competition Groups_Condensing Make Up Air Unit
Residential | Res ¦ High Efficiency Storage Water Heater | 2032 | Economic | million_m3 | Before Competition Groups | 59.5791 | 0 | 0 | 3374.8597 | 0.017654 | 18 | Residential_2032_Economic_million_m3_Before Competition Groups_18 | High Efficiency Storage Water Heater | 1.765% | 0 | 59.5791 | Residential_2032_Economic_million_m3_Before Competition Groups_High Efficiency Storage Water Heater
Residential | Res ¦ Building Recommissioning, Operations and Maintenance (O&M) Improvements | 2032 | Technical | million_m3 | Before Competition Groups | 65.9746 | 0 | 0 | 3890.6019 | 0.016957 | 20 | Residential_2032_Technical_million_m3_Before Competition Groups_20 | Building Recommissioning, Operations and Maintenance (O&M) Improvements | 1.696% | 0 | 65.9746 | Residential_2032_Technical_million_m3_Before Competition Groups_Building Recommissioning, Operations and Maintenance (O&M) Improvements
Residential | Res ¦ Demand Control Ventilation | 2032 | Achievable | million_m3 | Before Competition Groups | 20.3437 | 0 | 0 | 1202.8275 | 0.016913 | 16 | Residential_2032_Achievable_million_m3_Before Competition Groups_16 | Demand Control Ventilation | 1.691% | 0 | 20.3437 | Residential_2032_Achievable_million_m3_Before Competition Groups_Demand Control Ventilation
Residential | Res ¦ Ceiling Insulation | 2032 | Technical | million_m3 | Before Competition Groups | 64.7707 | 0 | 0 | 3890.6019 | 0.016648 | 21 | Residential_2032_Technical_million_m3_Before Competition Groups_21 | Ceiling Insulation | 1.665% | 0 | 64.7707 | Residential_2032_Technical_million_m3_Before Competition Groups_Ceiling Insulation
Residential | Res ¦ Condensing Make Up Air Unit | 2032 | Technical | million_m3 | Before Competition Groups | 60.4105 | 0 | 0 | 3890.6019 | 0.015527 | 22 | Residential_2032_Technical_million_m3_Before Competition Groups_22 | Condensing Make Up Air Unit | 1.553% | 0 | 60.4105 | Residential_2032_Technical_million_m3_Before Competition Groups_Condensing Make Up Air Unit
Residential | Res ¦ Duct Insulation MF | 2032 | Economic | million_m3 | Before Competition Groups | 52.1056 | 0 | 0 | 3374.8597 | 0.015439 | 19 | Residential_2032_Economic_million_m3_Before Competition Groups_19 | Duct Insulation MF | 1.544% | 0 | 52.1056 | Residential_2032_Economic_million_m3_Before Competition Groups_Duct Insulation MF
Residential | Res ¦ Floor Insulation | 2032 | Economic | million_m3 | Before Competition Groups | 50.2508 | 0 | 0 | 3374.8597 | 0.01489 | 20 | Residential_2032_Economic_million_m3_Before Competition Groups_20 | Floor Insulation | 1.489% | 0 | 50.2508 | Residential_2032_Economic_million_m3_Before Competition Groups_Floor Insulation
Residential | Res ¦ Duct Insulation | 2032 | Economic | million_m3 | Before Competition Groups | 47.9973 | 0 | 0 | 3374.8597 | 0.014222 | 21 | Residential_2032_Economic_million_m3_Before Competition Groups_21 | Duct Insulation | 1.422% | 0 | 47.9973 | Residential_2032_Economic_million_m3_Before Competition Groups_Duct Insulation
Residential | Res ¦ High Efficiency Storage Water Heater | 2032 | Achievable | million_m3 | Before Competition Groups | 16.4577 | 0 | 0 | 1202.8275 | 0.013683 | 17 | Residential_2032_Achievable_million_m3_Before Competition Groups_17 | High Efficiency Storage Water Heater | 1.368% | 0 | 16.4577 | Residential_2032_Achievable_million_m3_Before Competition Groups_High Efficiency Storage Water Heater
Residential | Res ¦ Duct Insulation MF | 2032 | Technical | million_m3 | Before Competition Groups | 52.1056 | 0 | 0 | 3890.6019 | 0.013393 | 23 | Residential_2032_Technical_million_m3_Before Competition Groups_23 | Duct Insulation MF | 1.339% | 0 | 52.1056 | Residential_2032_Technical_million_m3_Before Competition Groups_Duct Insulation MF
Residential | Res ¦ Floor Insulation | 2032 | Technical | million_m3 | Before Competition Groups | 50.2508 | 0 | 0 | 3890.6019 | 0.012916 | 24 | Residential_2032_Technical_million_m3_Before Competition Groups_24 | Floor Insulation | 1.292% | 0 | 50.2508 | Residential_2032_Technical_million_m3_Before Competition Groups_Floor Insulation
Residential | Res ¦ Duct Insulation | 2032 | Technical | million_m3 | Before Competition Groups | 47.9973 | 0 | 0 | 3890.6019 | 0.012337 | 25 | Residential_2032_Technical_million_m3_Before Competition Groups_25 | Duct Insulation | 1.234% | 0 | 47.9973 | Residential_2032_Technical_million_m3_Before Competition Groups_Duct Insulation
Residential | Res ¦ Pool Cover | 2032 | Achievable | million_m3 | Before Competition Groups | 13.3295 | 0 | 0 | 1202.8275 | 0.011082 | 18 | Residential_2032_Achievable_million_m3_Before Competition Groups_18 | Pool Cover | 1.108% | 0 | 13.3295 | Residential_2032_Achievable_million_m3_Before Competition Groups_Pool Cover
Residential | Res ¦ Basement or Crawlspace Insulation | 2032 | Achievable | million_m3 | Before Competition Groups | 13.1844 | 0 | 0 | 1202.8275 | 0.010961 | 19 | Residential_2032_Achievable_million_m3_Before Competition Groups_19 | Basement or Crawlspace Insulation | 1.096% | 0 | 13.1844 | Residential_2032_Achievable_million_m3_Before Competition Groups_Basement or Crawlspace Insulation
Residential | Res ¦ Demand Control Ventilation | 2032 | Economic | million_m3 | Before Competition Groups | 35.6881 | 0 | 0 | 3374.8597 | 0.010575 | 22 | Residential_2032_Economic_million_m3_Before Competition Groups_22 | Demand Control Ventilation | 1.057% | 0 | 35.6881 | Residential_2032_Economic_million_m3_Before Competition Groups_Demand Control Ventilation
Residential | Res ¦ Solar Water Heating System | 2032 | Technical | million_m3 | Before Competition Groups | 40.7253 | 0 | 0 | 3890.6019 | 0.010468 | 26 | Residential_2032_Technical_million_m3_Before Competition Groups_26 | Solar Water Heating System | 1.047% | 0 | 40.7253 | Residential_2032_Technical_million_m3_Before Competition Groups_Solar Water Heating System
Residential | Res ¦ Demand Control Ventilation | 2032 | Technical | million_m3 | Before Competition Groups | 35.6881 | 0 | 0 | 3890.6019 | 0.0091729 | 27 | Residential_2032_Technical_million_m3_Before Competition Groups_27 | Demand Control Ventilation | 0.9173% | 0 | 35.6881 | Residential_2032_Technical_million_m3_Before Competition Groups_Demand Control Ventilation
Residential | Res ¦ Duct Insulation MF | 2032 | Achievable | million_m3 | Before Competition Groups | 8.9362 | 0 | 0 | 1202.8275 | 0.0074293 | 20 | Residential_2032_Achievable_million_m3_Before Competition Groups_20 | Duct Insulation MF | 0.7429% | 0 | 8.9362 | Residential_2032_Achievable_million_m3_Before Competition Groups_Duct Insulation MF
Residential | Res ¦ Early Hot Water Heater Replacement | 2032 | Technical | million_m3 | Before Competition Groups | 28.6641 | 0 | 0 | 3890.6019 | 0.0073675 | 28 | Residential_2032_Technical_million_m3_Before Competition Groups_28 | Early Hot Water Heater Replacement | 0.7368% | 0 | 28.6641 | Residential_2032_Technical_million_m3_Before Competition Groups_Early Hot Water Heater Replacement
Residential | Res ¦ Floor Insulation | 2032 | Achievable | million_m3 | Before Competition Groups | 8.6146 | 0 | 0 | 1202.8275 | 0.007162 | 21 | Residential_2032_Achievable_million_m3_Before Competition Groups_21 | Floor Insulation | 0.7162% | 0 | 8.6146 | Residential_2032_Achievable_million_m3_Before Competition Groups_Floor Insulation
Residential | Res ¦ Duct Insulation | 2032 | Achievable | million_m3 | Before Competition Groups | 8.2201 | 0 | 0 | 1202.8275 | 0.0068339 | 22 | Residential_2032_Achievable_million_m3_Before Competition Groups_22 | Duct Insulation | 0.6834% | 0 | 8.2201 | Residential_2032_Achievable_million_m3_Before Competition Groups_Duct Insulation
Residential | Res ¦ Heat Recovery Ventilator | 2032 | Achievable | million_m3 | Before Competition Groups | 8.05 | 0 | 0 | 1202.8275 | 0.0066925 | 23 | Residential_2032_Achievable_million_m3_Before Competition Groups_23 | Heat Recovery Ventilator | 0.6693% | 0 | 8.05 | Residential_2032_Achievable_million_m3_Before Competition Groups_Heat Recovery Ventilator
Residential | Res ¦ Drain Water Heat Recovery | 2032 | Technical | million_m3 | Before Competition Groups | 24.4468 | 0 | 0 | 3890.6019 | 0.0062836 | 29 | Residential_2032_Technical_million_m3_Before Competition Groups_29 | Drain Water Heat Recovery | 0.6284% | 0 | 24.4468 | Residential_2032_Technical_million_m3_Before Competition Groups_Drain Water Heat Recovery
Residential | Res ¦ Home Energy Reports | 2032 | Achievable | million_m3 | Before Competition Groups | 7.0517 | 0 | 0 | 1202.8275 | 0.0058626 | 24 | Residential_2032_Achievable_million_m3_Before Competition Groups_24 | Home Energy Reports | 0.5863% | 0 | 7.0517 | Residential_2032_Achievable_million_m3_Before Competition Groups_Home Energy Reports
Residential | Res ¦ Water Heater Temperature Setback | 2032 | Achievable | million_m3 | Before Competition Groups | 5.9825 | 0 | 0 | 1202.8275 | 0.0049737 | 25 | Residential_2032_Achievable_million_m3_Before Competition Groups_25 | Water Heater Temperature Setback | 0.4974% | 0 | 5.9825 | Residential_2032_Achievable_million_m3_Before Competition Groups_Water Heater Temperature Setback
Residential | Res ¦ Home Energy Reports | 2032 | Technical | million_m3 | Before Competition Groups | 18.4181 | 0 | 0 | 3890.6019 | 0.004734 | 30 | Residential_2032_Technical_million_m3_Before Competition Groups_30 | Home Energy Reports | 0.4734% | 0 | 18.4181 | Residential_2032_Technical_million_m3_Before Competition Groups_Home Energy Reports
Residential | Res ¦ Pool Cover | 2032 | Economic | million_m3 | Before Competition Groups | 15.9065 | 0 | 0 | 3374.8597 | 0.0047132 | 23 | Residential_2032_Economic_million_m3_Before Competition Groups_23 | Pool Cover | 0.4713% | 0 | 15.9065 | Residential_2032_Economic_million_m3_Before Competition Groups_Pool Cover
Residential | Res ¦ Home Energy Reports | 2032 | Economic | million_m3 | Before Competition Groups | 14.1832 | 0 | 0 | 3374.8597 | 0.0042026 | 24 | Residential_2032_Economic_million_m3_Before Competition Groups_24 | Home Energy Reports | 0.4203% | 0 | 14.1832 | Residential_2032_Economic_million_m3_Before Competition Groups_Home Energy Reports
Residential | Res ¦ Pool Cover | 2032 | Technical | million_m3 | Before Competition Groups | 15.9065 | 0 | 0 | 3890.6019 | 0.0040884 | 31 | Residential_2032_Technical_million_m3_Before Competition Groups_31 | Pool Cover | 0.4088% | 0 | 15.9065 | Residential_2032_Technical_million_m3_Before Competition Groups_Pool Cover
Residential | Res ¦ High Efficiency Gas Pool Heater | 2032 | Technical | million_m3 | Before Competition Groups | 10.4294 | 0 | 0 | 3890.6019 | 0.0026807 | 32 | Residential_2032_Technical_million_m3_Before Competition Groups_32 | High Efficiency Gas Pool Heater | 0.2681% | 0 | 10.4294 | Residential_2032_Technical_million_m3_Before Competition Groups_High Efficiency Gas Pool Heater
Residential | Res ¦ Wall Insulation MF | 2032 | Economic | million_m3 | Before Competition Groups | 8.0659 | 0 | 0 | 3374.8597 | 0.00239 | 25 | Residential_2032_Economic_million_m3_Before Competition Groups_25 | Wall Insulation MF | 0.239% | 0 | 8.0659 | Residential_2032_Economic_million_m3_Before Competition Groups_Wall Insulation MF
Residential | Res ¦ Water Heater Temperature Setback | 2032 | Economic | million_m3 | Before Competition Groups | 7.1376 | 0 | 0 | 3374.8597 | 0.0021149 | 26 | Residential_2032_Economic_million_m3_Before Competition Groups_26 | Water Heater Temperature Setback | 0.2115% | 0 | 7.1376 | Residential_2032_Economic_million_m3_Before Competition Groups_Water Heater Temperature Setback
Residential | Res ¦ Wall Insulation MF | 2032 | Technical | million_m3 | Before Competition Groups | 8.0659 | 0 | 0 | 3890.6019 | 0.0020732 | 33 | Residential_2032_Technical_million_m3_Before Competition Groups_33 | Wall Insulation MF | 0.2073% | 0 | 8.0659 | Residential_2032_Technical_million_m3_Before Competition Groups_Wall Insulation MF
Residential | Res ¦ Water Heater Temperature Setback | 2032 | Technical | million_m3 | Before Competition Groups | 7.1376 | 0 | 0 | 3890.6019 | 0.0018346 | 34 | Residential_2032_Technical_million_m3_Before Competition Groups_34 | Water Heater Temperature Setback | 0.1835% | 0 | 7.1376 | Residential_2032_Technical_million_m3_Before Competition Groups_Water Heater Temperature Setback
Residential | Res ¦ Ceiling Insulation | 2032 | Economic | million_m3 | Before Competition Groups | 5.9024 | 0 | 0 | 3374.8597 | 0.0017489 | 27 | Residential_2032_Economic_million_m3_Before Competition Groups_27 | Ceiling Insulation | 0.1749% | 0 | 5.9024 | Residential_2032_Economic_million_m3_Before Competition Groups_Ceiling Insulation
Residential | Res ¦ Wall Insulation MF | 2032 | Achievable | million_m3 | Before Competition Groups | 1.3839 | 0 | 0 | 1202.8275 | 0.0011505 | 26 | Residential_2032_Achievable_million_m3_Before Competition Groups_26 | Wall Insulation MF | 0.1151% | 0 | 1.3839 | Residential_2032_Achievable_million_m3_Before Competition Groups_Wall Insulation MF
Residential | Res ¦ Clothes Drying Racks | 2032 | Achievable | million_m3 | Before Competition Groups | 1.0258 | 0 | 0 | 1202.8275 | 0.00085284 | 27 | Residential_2032_Achievable_million_m3_Before Competition Groups_27 | Clothes Drying Racks | 0.08528% | 0 | 1.0258 | Residential_2032_Achievable_million_m3_Before Competition Groups_Clothes Drying Racks
Residential | Res ¦ Energy Star Clothes Washer | 2032 | Achievable | million_m3 | Before Competition Groups | 0.80505 | 0 | 0 | 1202.8275 | 0.0006693 | 28 | Residential_2032_Achievable_million_m3_Before Competition Groups_28 | Energy Star Clothes Washer | 0.06693% | 0 | 0.80505 | Residential_2032_Achievable_million_m3_Before Competition Groups_Energy Star Clothes Washer
Residential | Res ¦ Energy Star Clothes Dryer | 2032 | Technical | million_m3 | Before Competition Groups | 1.685 | 0 | 0 | 3890.6019 | 0.00043308 | 35 | Residential_2032_Technical_million_m3_Before Competition Groups_35 | Energy Star Clothes Dryer | 0.04331% | 0 | 1.685 | Residential_2032_Technical_million_m3_Before Competition Groups_Energy Star Clothes Dryer
Residential | Res ¦ Ceiling Insulation | 2032 | Achievable | million_m3 | Before Competition Groups | 0.48119 | 0 | 0 | 1202.8275 | 0.00040005 | 29 | Residential_2032_Achievable_million_m3_Before Competition Groups_29 | Ceiling Insulation | 0.04% | 0 | 0.48119 | Residential_2032_Achievable_million_m3_Before Competition Groups_Ceiling Insulation
Residential | Res ¦ Minimize Hot and Warm Clothes Wash | 2032 | Achievable | million_m3 | Before Competition Groups | 0.45414 | 0 | 0 | 1202.8275 | 0.00037756 | 30 | Residential_2032_Achievable_million_m3_Before Competition Groups_30 | Minimize Hot and Warm Clothes Wash | 0.03776% | 0 | 0.45414 | Residential_2032_Achievable_million_m3_Before Competition Groups_Minimize Hot and Warm Clothes Wash
Residential | Res ¦ Drain Water Heat Recovery | 2032 | Economic | million_m3 | Before Competition Groups | 1.2523 | 0 | 0 | 3374.8597 | 0.00037107 | 28 | Residential_2032_Economic_million_m3_Before Competition Groups_28 | Drain Water Heat Recovery | 0.03711% | 0 | 1.2523 | Residential_2032_Economic_million_m3_Before Competition Groups_Drain Water Heat Recovery
Residential | Res ¦ Clothes Drying Racks | 2032 | Economic | million_m3 | Before Competition Groups | 1.2257 | 0 | 0 | 3374.8597 | 0.00036319 | 29 | Residential_2032_Economic_million_m3_Before Competition Groups_29 | Clothes Drying Racks | 0.03632% | 0 | 1.2257 | Residential_2032_Economic_million_m3_Before Competition Groups_Clothes Drying Racks
Residential | Res ¦ Minimize Hot and Warm Clothes Wash | 2032 | Economic | million_m3 | Before Competition Groups | 1.0651 | 0 | 0 | 3374.8597 | 0.0003156 | 30 | Residential_2032_Economic_million_m3_Before Competition Groups_30 | Minimize Hot and Warm Clothes Wash | 0.03156% | 0 | 1.0651 | Residential_2032_Economic_million_m3_Before Competition Groups_Minimize Hot and Warm Clothes Wash
Residential | Res ¦ Clothes Drying Racks | 2032 | Technical | million_m3 | Before Competition Groups | 1.2257 | 0 | 0 | 3890.6019 | 0.00031505 | 36 | Residential_2032_Technical_million_m3_Before Competition Groups_36 | Clothes Drying Racks | 0.0315% | 0 | 1.2257 | Residential_2032_Technical_million_m3_Before Competition Groups_Clothes Drying Racks
Residential | Res ¦ Drain Water Heat Recovery | 2032 | Achievable | million_m3 | Before Competition Groups | 0.36201 | 0 | 0 | 1202.8275 | 0.00030097 | 31 | Residential_2032_Achievable_million_m3_Before Competition Groups_31 | Drain Water Heat Recovery | 0.0301% | 0 | 0.36201 | Residential_2032_Achievable_million_m3_Before Competition Groups_Drain Water Heat Recovery
Residential | Res ¦ Minimize Hot and Warm Clothes Wash | 2032 | Technical | million_m3 | Before Competition Groups | 1.0651 | 0 | 0 | 3890.6019 | 0.00027376 | 37 | Residential_2032_Technical_million_m3_Before Competition Groups_37 | Minimize Hot and Warm Clothes Wash | 0.02738% | 0 | 1.0651 | Residential_2032_Technical_million_m3_Before Competition Groups_Minimize Hot and Warm Clothes Wash
Residential | Res ¦ Energy Star Clothes Washer | 2032 | Economic | million_m3 | Before Competition Groups | 0.87847 | 0 | 0 | 3374.8597 | 0.0002603 | 31 | Residential_2032_Economic_million_m3_Before Competition Groups_31 | Energy Star Clothes Washer | 0.02603% | 0 | 0.87847 | Residential_2032_Economic_million_m3_Before Competition Groups_Energy Star Clothes Washer
Residential | Res ¦ Energy Star Clothes Washer | 2032 | Technical | million_m3 | Before Competition Groups | 0.87847 | 0 | 0 | 3890.6019 | 0.00022579 | 38 | Residential_2032_Technical_million_m3_Before Competition Groups_38 | Energy Star Clothes Washer | 0.02258% | 0 | 0.87847 | Residential_2032_Technical_million_m3_Before Competition Groups_Energy Star Clothes Washer
Residential | Res ¦ Solar Water Preheat (Pools/DHW) | 2032 | Technical | million_m3 | Before Competition Groups | 0.12712 | 0 | 0 | 3890.6019 | 3.2675e-05 | 39 | Residential_2032_Technical_million_m3_Before Competition Groups_39 | Solar Water Preheat (Pools/DHW) | 0.003267% | 0 | 0.12712 | Residential_2032_Technical_million_m3_Before Competition Groups_Solar Water Preheat (Pools/DHW)
Residential | Res ¦ Furnace Tune Up | 2032 | Achievable | million_m3 | Before Competition Groups | 0 | 0 | 0 | 1202.8275 | 0 | 32 | Residential_2032_Achievable_million_m3_Before Competition Groups_32 | Furnace Tune Up | 0% | 0 | 0 | Residential_2032_Achievable_million_m3_Before Competition Groups_Furnace Tune Up
Residential | Res ¦ Furnace Tune Up | 2032 | Economic | million_m3 | Before Competition Groups | 0 | 0 | 0 | 3374.8597 | 0 | 32 | Residential_2032_Economic_million_m3_Before Competition Groups_32 | Furnace Tune Up | 0% | 0 | 0 | Residential_2032_Economic_million_m3_Before Competition Groups_Furnace Tune Up
Residential | Res ¦ Tankless Water Heater | 2032 | Achievable | million_m3 | Before Competition Groups | 0 | 0 | 0 | 1202.8275 | 0 | 33 | Residential_2032_Achievable_million_m3_Before Competition Groups_33 | Tankless Water Heater | 0% | 0 | 0 | Residential_2032_Achievable_million_m3_Before Competition Groups_Tankless Water Heater
Residential | Res ¦ Tankless Water Heater | 2032 | Economic | million_m3 | Before Competition Groups | 0 | 0 | 0 | 3374.8597 | 0 | 33 | Residential_2032_Economic_million_m3_Before Competition Groups_33 | Tankless Water Heater | 0% | 0 | 0 | Residential_2032_Economic_million_m3_Before Competition Groups_Tankless Water Heater
Residential | Res ¦ Air Sealing | 2033 | Economic | million_m3 | Before Competition Groups | 621.0514 | 0 | 0 | 3394.5201 | 0.18296 | 1 | Residential_2033_Economic_million_m3_Before Competition Groups_1 | Air Sealing | 18.3% | 0 | 621.0514 | Residential_2033_Economic_million_m3_Before Competition Groups_Air Sealing
Residential | Res ¦ Air Sealing | 2033 | Technical | million_m3 | Before Competition Groups | 621.0514 | 0 | 0 | 3920.2371 | 0.15842 | 1 | Residential_2033_Technical_million_m3_Before Competition Groups_1 | Air Sealing | 15.84% | 0 | 621.0514 | Residential_2033_Technical_million_m3_Before Competition Groups_Air Sealing
Residential | Res ¦ Adaptive Thermostat | 2033 | Economic | million_m3 | Before Competition Groups | 524.8655 | 0 | 0 | 3394.5201 | 0.15462 | 2 | Residential_2033_Economic_million_m3_Before Competition Groups_2 | Adaptive Thermostat | 15.46% | 0 | 524.8655 | Residential_2033_Economic_million_m3_Before Competition Groups_Adaptive Thermostat
Residential | Res ¦ Adaptive Thermostat | 2033 | Technical | million_m3 | Before Competition Groups | 524.8655 | 0 | 0 | 3920.2371 | 0.13389 | 2 | Residential_2033_Technical_million_m3_Before Competition Groups_2 | Adaptive Thermostat | 13.39% | 0 | 524.8655 | Residential_2033_Technical_million_m3_Before Competition Groups_Adaptive Thermostat
Residential | Res ¦ Comprehensive Draft Proofing | 2033 | Achievable | million_m3 | Before Competition Groups | 170.1838 | 0 | 0 | 1348.3003 | 0.12622 | 1 | Residential_2033_Achievable_million_m3_Before Competition Groups_1 | Comprehensive Draft Proofing | 12.62% | 0 | 170.1838 | Residential_2033_Achievable_million_m3_Before Competition Groups_Comprehensive Draft Proofing
Residential | Res ¦ Adaptive Thermostat | 2033 | Achievable | million_m3 | Before Competition Groups | 133.6018 | 0 | 0 | 1348.3003 | 0.099089 | 2 | Residential_2033_Achievable_million_m3_Before Competition Groups_2 | Adaptive Thermostat | 9.909% | 0 | 133.6018 | Residential_2033_Achievable_million_m3_Before Competition Groups_Adaptive Thermostat
Residential | Res ¦ DHW Recirculation Systems | 2033 | Achievable | million_m3 | Before Competition Groups | 130.0301 | 0 | 0 | 1348.3003 | 0.09644 | 3 | Residential_2033_Achievable_million_m3_Before Competition Groups_3 | DHW Recirculation Systems | 9.644% | 0 | 130.0301 | Residential_2033_Achievable_million_m3_Before Competition Groups_DHW Recirculation Systems
Residential | Res ¦ Air Sealing | 2033 | Achievable | million_m3 | Before Competition Groups | 123.9955 | 0 | 0 | 1348.3003 | 0.091964 | 4 | Residential_2033_Achievable_million_m3_Before Competition Groups_4 | Air Sealing | 9.196% | 0 | 123.9955 | Residential_2033_Achievable_million_m3_Before Competition Groups_Air Sealing
Residential | Res ¦ Energy Star Windows | 2033 | Achievable | million_m3 | Before Competition Groups | 97.7214 | 0 | 0 | 1348.3003 | 0.072477 | 5 | Residential_2033_Achievable_million_m3_Before Competition Groups_5 | Energy Star Windows | 7.248% | 0 | 97.7214 | Residential_2033_Achievable_million_m3_Before Competition Groups_Energy Star Windows
Residential | Res ¦ Energy Star Windows | 2033 | Economic | million_m3 | Before Competition Groups | 236.092 | 0 | 0 | 3394.5201 | 0.069551 | 3 | Residential_2033_Economic_million_m3_Before Competition Groups_3 | Energy Star Windows | 6.955% | 0 | 236.092 | Residential_2033_Economic_million_m3_Before Competition Groups_Energy Star Windows
Residential | Res ¦ Energy Star Windows | 2033 | Technical | million_m3 | Before Competition Groups | 236.092 | 0 | 0 | 3920.2371 | 0.060224 | 3 | Residential_2033_Technical_million_m3_Before Competition Groups_3 | Energy Star Windows | 6.022% | 0 | 236.092 | Residential_2033_Technical_million_m3_Before Competition Groups_Energy Star Windows
Residential | Res ¦ Condensing Boiler | 2033 | Achievable | million_m3 | Before Competition Groups | 79.7042 | 0 | 0 | 1348.3003 | 0.059115 | 6 | Residential_2033_Achievable_million_m3_Before Competition Groups_6 | Condensing Boiler | 5.911% | 0 | 79.7042 | Residential_2033_Achievable_million_m3_Before Competition Groups_Condensing Boiler
Residential | Res ¦ High Efficiency Condensing Furnace | 2033 | Achievable | million_m3 | Before Competition Groups | 77.8382 | 0 | 0 | 1348.3003 | 0.057731 | 7 | Residential_2033_Achievable_million_m3_Before Competition Groups_7 | High Efficiency Condensing Furnace | 5.773% | 0 | 77.8382 | Residential_2033_Achievable_million_m3_Before Competition Groups_High Efficiency Condensing Furnace
Residential | Res ¦ Condensing Storage Water Heater | 2033 | Achievable | million_m3 | Before Competition Groups | 77.5765 | 0 | 0 | 1348.3003 | 0.057537 | 8 | Residential_2033_Achievable_million_m3_Before Competition Groups_8 | Condensing Storage Water Heater | 5.754% | 0 | 77.5765 | Residential_2033_Achievable_million_m3_Before Competition Groups_Condensing Storage Water Heater
Residential | Res ¦ Comprehensive Draft Proofing | 2033 | Economic | million_m3 | Before Competition Groups | 188.1625 | 0 | 0 | 3394.5201 | 0.055431 | 4 | Residential_2033_Economic_million_m3_Before Competition Groups_4 | Comprehensive Draft Proofing | 5.543% | 0 | 188.1625 | Residential_2033_Economic_million_m3_Before Competition Groups_Comprehensive Draft Proofing
Residential | Res ¦ Advanced BAS/Controllers | 2033 | Achievable | million_m3 | Before Competition Groups | 70.9785 | 0 | 0 | 1348.3003 | 0.052643 | 9 | Residential_2033_Achievable_million_m3_Before Competition Groups_9 | Advanced BAS/Controllers | 5.264% | 0 | 70.9785 | Residential_2033_Achievable_million_m3_Before Competition Groups_Advanced BAS/Controllers
Residential | Res ¦ Condensing Storage Water Heater | 2033 | Economic | million_m3 | Before Competition Groups | 178.2501 | 0 | 0 | 3394.5201 | 0.052511 | 5 | Residential_2033_Economic_million_m3_Before Competition Groups_5 | Condensing Storage Water Heater | 5.251% | 0 | 178.2501 | Residential_2033_Economic_million_m3_Before Competition Groups_Condensing Storage Water Heater
Residential | Res ¦ High Efficiency Fireplace with Pilotless Ignition | 2033 | Achievable | million_m3 | Before Competition Groups | 70.389 | 0 | 0 | 1348.3003 | 0.052206 | 10 | Residential_2033_Achievable_million_m3_Before Competition Groups_10 | High Efficiency Fireplace with Pilotless Ignition | 5.221% | 0 | 70.389 | Residential_2033_Achievable_million_m3_Before Competition Groups_High Efficiency Fireplace with Pilotless Ignition
Residential | Res ¦ Wall Insulation | 2033 | Economic | million_m3 | Before Competition Groups | 171.7992 | 0 | 0 | 3394.5201 | 0.050611 | 6 | Residential_2033_Economic_million_m3_Before Competition Groups_6 | Wall Insulation | 5.061% | 0 | 171.7992 | Residential_2033_Economic_million_m3_Before Competition Groups_Wall Insulation
Residential | Res ¦ Comprehensive Draft Proofing | 2033 | Technical | million_m3 | Before Competition Groups | 188.1625 | 0 | 0 | 3920.2371 | 0.047998 | 4 | Residential_2033_Technical_million_m3_Before Competition Groups_4 | Comprehensive Draft Proofing | 4.8% | 0 | 188.1625 | Residential_2033_Technical_million_m3_Before Competition Groups_Comprehensive Draft Proofing
Residential | Res ¦ Condensing Storage Water Heater | 2033 | Technical | million_m3 | Before Competition Groups | 178.2501 | 0 | 0 | 3920.2371 | 0.045469 | 5 | Residential_2033_Technical_million_m3_Before Competition Groups_5 | Condensing Storage Water Heater | 4.547% | 0 | 178.2501 | Residential_2033_Technical_million_m3_Before Competition Groups_Condensing Storage Water Heater
Residential | Res ¦ Attic Insulation | 2033 | Economic | million_m3 | Before Competition Groups | 151.6529 | 0 | 0 | 3394.5201 | 0.044676 | 7 | Residential_2033_Economic_million_m3_Before Competition Groups_7 | Attic Insulation | 4.468% | 0 | 151.6529 | Residential_2033_Economic_million_m3_Before Competition Groups_Attic Insulation
Residential | Res ¦ Wall Insulation | 2033 | Technical | million_m3 | Before Competition Groups | 171.7992 | 0 | 0 | 3920.2371 | 0.043824 | 6 | Residential_2033_Technical_million_m3_Before Competition Groups_6 | Wall Insulation | 4.382% | 0 | 171.7992 | Residential_2033_Technical_million_m3_Before Competition Groups_Wall Insulation
Residential | Res ¦ Building Recommissioning, Operations and Maintenance (O&M) Improvements | 2033 | Achievable | million_m3 | Before Competition Groups | 58.7279 | 0 | 0 | 1348.3003 | 0.043557 | 11 | Residential_2033_Achievable_million_m3_Before Competition Groups_11 | Building Recommissioning, Operations and Maintenance (O&M) Improvements | 4.356% | 0 | 58.7279 | Residential_2033_Achievable_million_m3_Before Competition Groups_Building Recommissioning, Operations and Maintenance (O&M) Improvements
Residential | Res ¦ DHW Recirculation Systems | 2033 | Economic | million_m3 | Before Competition Groups | 143.8169 | 0 | 0 | 3394.5201 | 0.042367 | 8 | Residential_2033_Economic_million_m3_Before Competition Groups_8 | DHW Recirculation Systems | 4.237% | 0 | 143.8169 | Residential_2033_Economic_million_m3_Before Competition Groups_DHW Recirculation Systems
Residential | Res ¦ Attic Insulation | 2033 | Technical | million_m3 | Before Competition Groups | 151.6529 | 0 | 0 | 3920.2371 | 0.038685 | 7 | Residential_2033_Technical_million_m3_Before Competition Groups_7 | Attic Insulation | 3.868% | 0 | 151.6529 | Residential_2033_Technical_million_m3_Before Competition Groups_Attic Insulation
Residential | Res ¦ Basement or Crawlspace Insulation | 2033 | Economic | million_m3 | Before Competition Groups | 128.8782 | 0 | 0 | 3394.5201 | 0.037967 | 9 | Residential_2033_Economic_million_m3_Before Competition Groups_9 | Basement or Crawlspace Insulation | 3.797% | 0 | 128.8782 | Residential_2033_Economic_million_m3_Before Competition Groups_Basement or Crawlspace Insulation
Residential | Res ¦ Tankless Water Heater | 2033 | Technical | million_m3 | Before Competition Groups | 148.734 | 0 | 0 | 3920.2371 | 0.03794 | 8 | Residential_2033_Technical_million_m3_Before Competition Groups_8 | Tankless Water Heater | 3.794% | 0 | 148.734 | Residential_2033_Technical_million_m3_Before Competition Groups_Tankless Water Heater
Residential | Res ¦ Basement Wall Insulation | 2033 | Economic | million_m3 | Before Competition Groups | 126.1758 | 0 | 0 | 3394.5201 | 0.03717 | 10 | Residential_2033_Economic_million_m3_Before Competition Groups_10 | Basement Wall Insulation | 3.717% | 0 | 126.1758 | Residential_2033_Economic_million_m3_Before Competition Groups_Basement Wall Insulation
Residential | Res ¦ DHW Recirculation Systems | 2033 | Technical | million_m3 | Before Competition Groups | 143.8169 | 0 | 0 | 3920.2371 | 0.036686 | 9 | Residential_2033_Technical_million_m3_Before Competition Groups_9 | DHW Recirculation Systems | 3.669% | 0 | 143.8169 | Residential_2033_Technical_million_m3_Before Competition Groups_DHW Recirculation Systems
Residential | Res ¦ Condensing Boiler | 2033 | Economic | million_m3 | Before Competition Groups | 123.1213 | 0 | 0 | 3394.5201 | 0.036271 | 11 | Residential_2033_Economic_million_m3_Before Competition Groups_11 | Condensing Boiler | 3.627% | 0 | 123.1213 | Residential_2033_Economic_million_m3_Before Competition Groups_Condensing Boiler
Residential | Res ¦ Basement or Crawlspace Insulation | 2033 | Technical | million_m3 | Before Competition Groups | 128.8782 | 0 | 0 | 3920.2371 | 0.032875 | 10 | Residential_2033_Technical_million_m3_Before Competition Groups_10 | Basement or Crawlspace Insulation | 3.288% | 0 | 128.8782 | Residential_2033_Technical_million_m3_Before Competition Groups_Basement or Crawlspace Insulation
Residential | Res ¦ Basement Wall Insulation | 2033 | Technical | million_m3 | Before Competition Groups | 126.1758 | 0 | 0 | 3920.2371 | 0.032186 | 11 | Residential_2033_Technical_million_m3_Before Competition Groups_11 | Basement Wall Insulation | 3.219% | 0 | 126.1758 | Residential_2033_Technical_million_m3_Before Competition Groups_Basement Wall Insulation
Residential | Res ¦ Condensing Boiler | 2033 | Technical | million_m3 | Before Competition Groups | 123.1213 | 0 | 0 | 3920.2371 | 0.031407 | 12 | Residential_2033_Technical_million_m3_Before Competition Groups_12 | Condensing Boiler | 3.141% | 0 | 123.1213 | Residential_2033_Technical_million_m3_Before Competition Groups_Condensing Boiler
Residential | Res ¦ High Efficiency Condensing Furnace | 2033 | Economic | million_m3 | Before Competition Groups | 96.4935 | 0 | 0 | 3394.5201 | 0.028426 | 12 | Residential_2033_Economic_million_m3_Before Competition Groups_12 | High Efficiency Condensing Furnace | 2.843% | 0 | 96.4935 | Residential_2033_Economic_million_m3_Before Competition Groups_High Efficiency Condensing Furnace
Residential | Res ¦ Heat Recovery Ventilator | 2033 | Economic | million_m3 | Before Competition Groups | 95.0906 | 0 | 0 | 3394.5201 | 0.028013 | 13 | Residential_2033_Economic_million_m3_Before Competition Groups_13 | Heat Recovery Ventilator | 2.801% | 0 | 95.0906 | Residential_2033_Economic_million_m3_Before Competition Groups_Heat Recovery Ventilator
Residential | Res ¦ High Efficiency Fireplace with Pilotless Ignition | 2033 | Economic | million_m3 | Before Competition Groups | 94.2891 | 0 | 0 | 3394.5201 | 0.027777 | 14 | Residential_2033_Economic_million_m3_Before Competition Groups_14 | High Efficiency Fireplace with Pilotless Ignition | 2.778% | 0 | 94.2891 | Residential_2033_Economic_million_m3_Before Competition Groups_High Efficiency Fireplace with Pilotless Ignition
Residential | Res ¦ Condensing Make Up Air Unit | 2033 | Achievable | million_m3 | Before Competition Groups | 36.8909 | 0 | 0 | 1348.3003 | 0.027361 | 12 | Residential_2033_Achievable_million_m3_Before Competition Groups_12 | Condensing Make Up Air Unit | 2.736% | 0 | 36.8909 | Residential_2033_Achievable_million_m3_Before Competition Groups_Condensing Make Up Air Unit
Residential | Res ¦ Wall Insulation | 2033 | Achievable | million_m3 | Before Competition Groups | 34.2689 | 0 | 0 | 1348.3003 | 0.025416 | 13 | Residential_2033_Achievable_million_m3_Before Competition Groups_13 | Wall Insulation | 2.542% | 0 | 34.2689 | Residential_2033_Achievable_million_m3_Before Competition Groups_Wall Insulation
Residential | Res ¦ High Efficiency Storage Water Heater | 2033 | Technical | million_m3 | Before Competition Groups | 98.66 | 0 | 0 | 3920.2371 | 0.025167 | 13 | Residential_2033_Technical_million_m3_Before Competition Groups_13 | High Efficiency Storage Water Heater | 2.517% | 0 | 98.66 | Residential_2033_Technical_million_m3_Before Competition Groups_High Efficiency Storage Water Heater
Residential | Res ¦ High Efficiency Condensing Furnace | 2033 | Technical | million_m3 | Before Competition Groups | 96.7765 | 0 | 0 | 3920.2371 | 0.024686 | 14 | Residential_2033_Technical_million_m3_Before Competition Groups_14 | High Efficiency Condensing Furnace | 2.469% | 0 | 96.7765 | Residential_2033_Technical_million_m3_Before Competition Groups_High Efficiency Condensing Furnace
Residential | Res ¦ Heat Recovery Ventilator | 2033 | Technical | million_m3 | Before Competition Groups | 95.0906 | 0 | 0 | 3920.2371 | 0.024256 | 15 | Residential_2033_Technical_million_m3_Before Competition Groups_15 | Heat Recovery Ventilator | 2.426% | 0 | 95.0906 | Residential_2033_Technical_million_m3_Before Competition Groups_Heat Recovery Ventilator
Residential | Res ¦ High Efficiency Fireplace with Pilotless Ignition | 2033 | Technical | million_m3 | Before Competition Groups | 94.2891 | 0 | 0 | 3920.2371 | 0.024052 | 16 | Residential_2033_Technical_million_m3_Before Competition Groups_16 | High Efficiency Fireplace with Pilotless Ignition | 2.405% | 0 | 94.2891 | Residential_2033_Technical_million_m3_Before Competition Groups_High Efficiency Fireplace with Pilotless Ignition
Residential | Res ¦ Advanced BAS/Controllers | 2033 | Economic | million_m3 | Before Competition Groups | 78.4778 | 0 | 0 | 3394.5201 | 0.023119 | 15 | Residential_2033_Economic_million_m3_Before Competition Groups_15 | Advanced BAS/Controllers | 2.312% | 0 | 78.4778 | Residential_2033_Economic_million_m3_Before Competition Groups_Advanced BAS/Controllers
Residential | Res ¦ Window Film | 2033 | Technical | million_m3 | Before Competition Groups | 88.5937 | 0 | 0 | 3920.2371 | 0.022599 | 17 | Residential_2033_Technical_million_m3_Before Competition Groups_17 | Window Film | 2.26% | 0 | 88.5937 | Residential_2033_Technical_million_m3_Before Competition Groups_Window Film
Residential | Res ¦ Attic Insulation | 2033 | Achievable | million_m3 | Before Competition Groups | 30.2786 | 0 | 0 | 1348.3003 | 0.022457 | 14 | Residential_2033_Achievable_million_m3_Before Competition Groups_14 | Attic Insulation | 2.246% | 0 | 30.2786 | Residential_2033_Achievable_million_m3_Before Competition Groups_Attic Insulation
Residential | Res ¦ Furnace Tune Up | 2033 | Technical | million_m3 | Before Competition Groups | 85.8318 | 0 | 0 | 3920.2371 | 0.021895 | 18 | Residential_2033_Technical_million_m3_Before Competition Groups_18 | Furnace Tune Up | 2.189% | 0 | 85.8318 | Residential_2033_Technical_million_m3_Before Competition Groups_Furnace Tune Up
Residential | Res ¦ Advanced BAS/Controllers | 2033 | Technical | million_m3 | Before Competition Groups | 78.4778 | 0 | 0 | 3920.2371 | 0.020019 | 19 | Residential_2033_Technical_million_m3_Before Competition Groups_19 | Advanced BAS/Controllers | 2.002% | 0 | 78.4778 | Residential_2033_Technical_million_m3_Before Competition Groups_Advanced BAS/Controllers
Residential | Res ¦ High Efficiency Storage Water Heater | 2033 | Economic | million_m3 | Before Competition Groups | 66.5464 | 0 | 0 | 3394.5201 | 0.019604 | 16 | Residential_2033_Economic_million_m3_Before Competition Groups_16 | High Efficiency Storage Water Heater | 1.96% | 0 | 66.5464 | Residential_2033_Economic_million_m3_Before Competition Groups_High Efficiency Storage Water Heater
Residential | Res ¦ Condensing Make Up Air Unit | 2033 | Economic | million_m3 | Before Competition Groups | 65.3947 | 0 | 0 | 3394.5201 | 0.019265 | 17 | Residential_2033_Economic_million_m3_Before Competition Groups_17 | Condensing Make Up Air Unit | 1.926% | 0 | 65.3947 | Residential_2033_Economic_million_m3_Before Competition Groups_Condensing Make Up Air Unit
Residential | Res ¦ Building Recommissioning, Operations and Maintenance (O&M) Improvements | 2033 | Economic | million_m3 | Before Competition Groups | 64.9322 | 0 | 0 | 3394.5201 | 0.019129 | 18 | Residential_2033_Economic_million_m3_Before Competition Groups_18 | Building Recommissioning, Operations and Maintenance (O&M) Improvements | 1.913% | 0 | 64.9322 | Residential_2033_Economic_million_m3_Before Competition Groups_Building Recommissioning, Operations and Maintenance (O&M) Improvements
Residential | Res ¦ Basement Wall Insulation | 2033 | Achievable | million_m3 | Before Competition Groups | 25.1937 | 0 | 0 | 1348.3003 | 0.018686 | 15 | Residential_2033_Achievable_million_m3_Before Competition Groups_15 | Basement Wall Insulation | 1.869% | 0 | 25.1937 | Residential_2033_Achievable_million_m3_Before Competition Groups_Basement Wall Insulation
Residential | Res ¦ Condensing Make Up Air Unit | 2033 | Technical | million_m3 | Before Competition Groups | 65.3947 | 0 | 0 | 3920.2371 | 0.016681 | 20 | Residential_2033_Technical_million_m3_Before Competition Groups_20 | Condensing Make Up Air Unit | 1.668% | 0 | 65.3947 | Residential_2033_Technical_million_m3_Before Competition Groups_Condensing Make Up Air Unit
Residential | Res ¦ Demand Control Ventilation | 2033 | Achievable | million_m3 | Before Competition Groups | 22.3539 | 0 | 0 | 1348.3003 | 0.016579 | 16 | Residential_2033_Achievable_million_m3_Before Competition Groups_16 | Demand Control Ventilation | 1.658% | 0 | 22.3539 | Residential_2033_Achievable_million_m3_Before Competition Groups_Demand Control Ventilation
Residential | Res ¦ Building Recommissioning, Operations and Maintenance (O&M) Improvements | 2033 | Technical | million_m3 | Before Competition Groups | 64.9322 | 0 | 0 | 3920.2371 | 0.016563 | 21 | Residential_2033_Technical_million_m3_Before Competition Groups_21 | Building Recommissioning, Operations and Maintenance (O&M) Improvements | 1.656% | 0 | 64.9322 | Residential_2033_Technical_million_m3_Before Competition Groups_Building Recommissioning, Operations and Maintenance (O&M) Improvements
Residential | Res ¦ Ceiling Insulation | 2033 | Technical | million_m3 | Before Competition Groups | 63.7473 | 0 | 0 | 3920.2371 | 0.016261 | 22 | Residential_2033_Technical_million_m3_Before Competition Groups_22 | Ceiling Insulation | 1.626% | 0 | 63.7473 | Residential_2033_Technical_million_m3_Before Competition Groups_Ceiling Insulation
Residential | Res ¦ Duct Insulation MF | 2033 | Economic | million_m3 | Before Competition Groups | 51.2823 | 0 | 0 | 3394.5201 | 0.015107 | 19 | Residential_2033_Economic_million_m3_Before Competition Groups_19 | Duct Insulation MF | 1.511% | 0 | 51.2823 | Residential_2033_Economic_million_m3_Before Competition Groups_Duct Insulation MF
Residential | Res ¦ Floor Insulation | 2033 | Economic | million_m3 | Before Competition Groups | 49.4569 | 0 | 0 | 3394.5201 | 0.01457 | 20 | Residential_2033_Economic_million_m3_Before Competition Groups_20 | Floor Insulation | 1.457% | 0 | 49.4569 | Residential_2033_Economic_million_m3_Before Competition Groups_Floor Insulation
Residential | Res ¦ High Efficiency Storage Water Heater | 2033 | Achievable | million_m3 | Before Competition Groups | 19.4781 | 0 | 0 | 1348.3003 | 0.014446 | 17 | Residential_2033_Achievable_million_m3_Before Competition Groups_17 | High Efficiency Storage Water Heater | 1.445% | 0 | 19.4781 | Residential_2033_Achievable_million_m3_Before Competition Groups_High Efficiency Storage Water Heater
Residential | Res ¦ Duct Insulation | 2033 | Economic | million_m3 | Before Competition Groups | 47.239 | 0 | 0 | 3394.5201 | 0.013916 | 21 | Residential_2033_Economic_million_m3_Before Competition Groups_21 | Duct Insulation | 1.392% | 0 | 47.239 | Residential_2033_Economic_million_m3_Before Competition Groups_Duct Insulation
Residential | Res ¦ Duct Insulation MF | 2033 | Technical | million_m3 | Before Competition Groups | 51.2823 | 0 | 0 | 3920.2371 | 0.013081 | 23 | Residential_2033_Technical_million_m3_Before Competition Groups_23 | Duct Insulation MF | 1.308% | 0 | 51.2823 | Residential_2033_Technical_million_m3_Before Competition Groups_Duct Insulation MF
Residential | Res ¦ Floor Insulation | 2033 | Technical | million_m3 | Before Competition Groups | 49.4569 | 0 | 0 | 3920.2371 | 0.012616 | 24 | Residential_2033_Technical_million_m3_Before Competition Groups_24 | Floor Insulation | 1.262% | 0 | 49.4569 | Residential_2033_Technical_million_m3_Before Competition Groups_Floor Insulation
Residential | Res ¦ Duct Insulation | 2033 | Technical | million_m3 | Before Competition Groups | 47.239 | 0 | 0 | 3920.2371 | 0.01205 | 25 | Residential_2033_Technical_million_m3_Before Competition Groups_25 | Duct Insulation | 1.205% | 0 | 47.239 | Residential_2033_Technical_million_m3_Before Competition Groups_Duct Insulation
Residential | Res ¦ Basement or Crawlspace Insulation | 2033 | Achievable | million_m3 | Before Competition Groups | 15.7444 | 0 | 0 | 1348.3003 | 0.011677 | 18 | Residential_2033_Achievable_million_m3_Before Competition Groups_18 | Basement or Crawlspace Insulation | 1.168% | 0 | 15.7444 | Residential_2033_Achievable_million_m3_Before Competition Groups_Basement or Crawlspace Insulation
Residential | Res ¦ Solar Water Heating System | 2033 | Technical | million_m3 | Before Competition Groups | 43.8256 | 0 | 0 | 3920.2371 | 0.011179 | 26 | Residential_2033_Technical_million_m3_Before Competition Groups_26 | Solar Water Heating System | 1.118% | 0 | 43.8256 | Residential_2033_Technical_million_m3_Before Competition Groups_Solar Water Heating System
Residential | Res ¦ Pool Cover | 2033 | Achievable | million_m3 | Before Competition Groups | 14.1563 | 0 | 0 | 1348.3003 | 0.010499 | 19 | Residential_2033_Achievable_million_m3_Before Competition Groups_19 | Pool Cover | 1.05% | 0 | 14.1563 | Residential_2033_Achievable_million_m3_Before Competition Groups_Pool Cover
Residential | Res ¦ Demand Control Ventilation | 2033 | Economic | million_m3 | Before Competition Groups | 35.1242 | 0 | 0 | 3394.5201 | 0.010347 | 22 | Residential_2033_Economic_million_m3_Before Competition Groups_22 | Demand Control Ventilation | 1.035% | 0 | 35.1242 | Residential_2033_Economic_million_m3_Before Competition Groups_Demand Control Ventilation
Residential | Res ¦ Demand Control Ventilation | 2033 | Technical | million_m3 | Before Competition Groups | 35.1242 | 0 | 0 | 3920.2371 | 0.0089597 | 27 | Residential_2033_Technical_million_m3_Before Competition Groups_27 | Demand Control Ventilation | 0.896% | 0 | 35.1242 | Residential_2033_Technical_million_m3_Before Competition Groups_Demand Control Ventilation
Residential | Res ¦ Duct Insulation MF | 2033 | Achievable | million_m3 | Before Competition Groups | 10.2368 | 0 | 0 | 1348.3003 | 0.0075924 | 20 | Residential_2033_Achievable_million_m3_Before Competition Groups_20 | Duct Insulation MF | 0.7592% | 0 | 10.2368 | Residential_2033_Achievable_million_m3_Before Competition Groups_Duct Insulation MF
Residential | Res ¦ Heat Recovery Ventilator | 2033 | Achievable | million_m3 | Before Competition Groups | 9.8897 | 0 | 0 | 1348.3003 | 0.007335 | 21 | Residential_2033_Achievable_million_m3_Before Competition Groups_21 | Heat Recovery Ventilator | 0.7335% | 0 | 9.8897 | Residential_2033_Achievable_million_m3_Before Competition Groups_Heat Recovery Ventilator
Residential | Res ¦ Floor Insulation | 2033 | Achievable | million_m3 | Before Competition Groups | 9.8683 | 0 | 0 | 1348.3003 | 0.0073191 | 22 | Residential_2033_Achievable_million_m3_Before Competition Groups_22 | Floor Insulation | 0.7319% | 0 | 9.8683 | Residential_2033_Achievable_million_m3_Before Competition Groups_Floor Insulation
Residential | Res ¦ Early Hot Water Heater Replacement | 2033 | Technical | million_m3 | Before Competition Groups | 28.2112 | 0 | 0 | 3920.2371 | 0.0071963 | 28 | Residential_2033_Technical_million_m3_Before Competition Groups_28 | Early Hot Water Heater Replacement | 0.7196% | 0 | 28.2112 | Residential_2033_Technical_million_m3_Before Competition Groups_Early Hot Water Heater Replacement
Residential | Res ¦ Duct Insulation | 2033 | Achievable | million_m3 | Before Competition Groups | 9.4172 | 0 | 0 | 1348.3003 | 0.0069845 | 23 | Residential_2033_Achievable_million_m3_Before Competition Groups_23 | Duct Insulation | 0.6984% | 0 | 9.4172 | Residential_2033_Achievable_million_m3_Before Competition Groups_Duct Insulation
Residential | Res ¦ Home Energy Reports | 2033 | Achievable | million_m3 | Before Competition Groups | 8.3265 | 0 | 0 | 1348.3003 | 0.0061755 | 24 | Residential_2033_Achievable_million_m3_Before Competition Groups_24 | Home Energy Reports | 0.6176% | 0 | 8.3265 | Residential_2033_Achievable_million_m3_Before Competition Groups_Home Energy Reports
Residential | Res ¦ Drain Water Heat Recovery | 2033 | Technical | million_m3 | Before Competition Groups | 24.0606 | 0 | 0 | 3920.2371 | 0.0061375 | 29 | Residential_2033_Technical_million_m3_Before Competition Groups_29 | Drain Water Heat Recovery | 0.6138% | 0 | 24.0606 | Residential_2033_Technical_million_m3_Before Competition Groups_Drain Water Heat Recovery
Residential | Res ¦ Home Energy Reports | 2033 | Technical | million_m3 | Before Competition Groups | 20.0563 | 0 | 0 | 3920.2371 | 0.0051161 | 30 | Residential_2033_Technical_million_m3_Before Competition Groups_30 | Home Energy Reports | 0.5116% | 0 | 20.0563 | Residential_2033_Technical_million_m3_Before Competition Groups_Home Energy Reports
Residential | Res ¦ Water Heater Temperature Setback | 2033 | Achievable | million_m3 | Before Competition Groups | 6.3533 | 0 | 0 | 1348.3003 | 0.0047121 | 25 | Residential_2033_Achievable_million_m3_Before Competition Groups_25 | Water Heater Temperature Setback | 0.4712% | 0 | 6.3533 | Residential_2033_Achievable_million_m3_Before Competition Groups_Water Heater Temperature Setback
Residential | Res ¦ Pool Cover | 2033 | Economic | million_m3 | Before Competition Groups | 15.6552 | 0 | 0 | 3394.5201 | 0.0046119 | 23 | Residential_2033_Economic_million_m3_Before Competition Groups_23 | Pool Cover | 0.4612% | 0 | 15.6552 | Residential_2033_Economic_million_m3_Before Competition Groups_Pool Cover
Residential | Res ¦ Home Energy Reports | 2033 | Economic | million_m3 | Before Competition Groups | 15.4757 | 0 | 0 | 3394.5201 | 0.004559 | 24 | Residential_2033_Economic_million_m3_Before Competition Groups_24 | Home Energy Reports | 0.4559% | 0 | 15.4757 | Residential_2033_Economic_million_m3_Before Competition Groups_Home Energy Reports
Residential | Res ¦ Pool Cover | 2033 | Technical | million_m3 | Before Competition Groups | 15.6552 | 0 | 0 | 3920.2371 | 0.0039934 | 31 | Residential_2033_Technical_million_m3_Before Competition Groups_31 | Pool Cover | 0.3993% | 0 | 15.6552 | Residential_2033_Technical_million_m3_Before Competition Groups_Pool Cover
Residential | Res ¦ High Efficiency Gas Pool Heater | 2033 | Technical | million_m3 | Before Competition Groups | 10.8352 | 0 | 0 | 3920.2371 | 0.0027639 | 32 | Residential_2033_Technical_million_m3_Before Competition Groups_32 | High Efficiency Gas Pool Heater | 0.2764% | 0 | 10.8352 | Residential_2033_Technical_million_m3_Before Competition Groups_High Efficiency Gas Pool Heater
Residential | Res ¦ Wall Insulation MF | 2033 | Economic | million_m3 | Before Competition Groups | 7.9385 | 0 | 0 | 3394.5201 | 0.0023386 | 25 | Residential_2033_Economic_million_m3_Before Competition Groups_25 | Wall Insulation MF | 0.2339% | 0 | 7.9385 | Residential_2033_Economic_million_m3_Before Competition Groups_Wall Insulation MF
Residential | Res ¦ Water Heater Temperature Setback | 2033 | Economic | million_m3 | Before Competition Groups | 7.0249 | 0 | 0 | 3394.5201 | 0.0020695 | 26 | Residential_2033_Economic_million_m3_Before Competition Groups_26 | Water Heater Temperature Setback | 0.2069% | 0 | 7.0249 | Residential_2033_Economic_million_m3_Before Competition Groups_Water Heater Temperature Setback
Residential | Res ¦ Wall Insulation MF | 2033 | Technical | million_m3 | Before Competition Groups | 7.9385 | 0 | 0 | 3920.2371 | 0.002025 | 33 | Residential_2033_Technical_million_m3_Before Competition Groups_33 | Wall Insulation MF | 0.2025% | 0 | 7.9385 | Residential_2033_Technical_million_m3_Before Competition Groups_Wall Insulation MF
Residential | Res ¦ Water Heater Temperature Setback | 2033 | Technical | million_m3 | Before Competition Groups | 7.0249 | 0 | 0 | 3920.2371 | 0.001792 | 34 | Residential_2033_Technical_million_m3_Before Competition Groups_34 | Water Heater Temperature Setback | 0.1792% | 0 | 7.0249 | Residential_2033_Technical_million_m3_Before Competition Groups_Water Heater Temperature Setback
Residential | Res ¦ Ceiling Insulation | 2033 | Economic | million_m3 | Before Competition Groups | 5.8091 | 0 | 0 | 3394.5201 | 0.0017113 | 27 | Residential_2033_Economic_million_m3_Before Competition Groups_27 | Ceiling Insulation | 0.1711% | 0 | 5.8091 | Residential_2033_Economic_million_m3_Before Competition Groups_Ceiling Insulation
Residential | Res ¦ Wall Insulation MF | 2033 | Achievable | million_m3 | Before Competition Groups | 1.5853 | 0 | 0 | 1348.3003 | 0.0011758 | 26 | Residential_2033_Achievable_million_m3_Before Competition Groups_26 | Wall Insulation MF | 0.1176% | 0 | 1.5853 | Residential_2033_Achievable_million_m3_Before Competition Groups_Wall Insulation MF
Residential | Res ¦ Clothes Drying Racks | 2033 | Achievable | million_m3 | Before Competition Groups | 1.0897 | 0 | 0 | 1348.3003 | 0.00080818 | 27 | Residential_2033_Achievable_million_m3_Before Competition Groups_27 | Clothes Drying Racks | 0.08082% | 0 | 1.0897 | Residential_2033_Achievable_million_m3_Before Competition Groups_Clothes Drying Racks
Residential | Res ¦ Energy Star Clothes Washer | 2033 | Achievable | million_m3 | Before Competition Groups | 0.86036 | 0 | 0 | 1348.3003 | 0.00063811 | 28 | Residential_2033_Achievable_million_m3_Before Competition Groups_28 | Energy Star Clothes Washer | 0.06381% | 0 | 0.86036 | Residential_2033_Achievable_million_m3_Before Competition Groups_Energy Star Clothes Washer
Residential | Res ¦ Energy Star Clothes Dryer | 2033 | Technical | million_m3 | Before Competition Groups | 1.8169 | 0 | 0 | 3920.2371 | 0.00046345 | 35 | Residential_2033_Technical_million_m3_Before Competition Groups_35 | Energy Star Clothes Dryer | 0.04635% | 0 | 1.8169 | Residential_2033_Technical_million_m3_Before Competition Groups_Energy Star Clothes Dryer
Residential | Res ¦ Ceiling Insulation | 2033 | Achievable | million_m3 | Before Competition Groups | 0.58748 | 0 | 0 | 1348.3003 | 0.00043572 | 29 | Residential_2033_Achievable_million_m3_Before Competition Groups_29 | Ceiling Insulation | 0.04357% | 0 | 0.58748 | Residential_2033_Achievable_million_m3_Before Competition Groups_Ceiling Insulation
Residential | Res ¦ Minimize Hot and Warm Clothes Wash | 2033 | Achievable | million_m3 | Before Competition Groups | 0.49956 | 0 | 0 | 1348.3003 | 0.00037051 | 30 | Residential_2033_Achievable_million_m3_Before Competition Groups_30 | Minimize Hot and Warm Clothes Wash | 0.03705% | 0 | 0.49956 | Residential_2033_Achievable_million_m3_Before Competition Groups_Minimize Hot and Warm Clothes Wash
Residential | Res ¦ Drain Water Heat Recovery | 2033 | Economic | million_m3 | Before Competition Groups | 1.2325 | 0 | 0 | 3394.5201 | 0.00036309 | 28 | Residential_2033_Economic_million_m3_Before Competition Groups_28 | Drain Water Heat Recovery | 0.03631% | 0 | 1.2325 | Residential_2033_Economic_million_m3_Before Competition Groups_Drain Water Heat Recovery
Residential | Res ¦ Clothes Drying Racks | 2033 | Economic | million_m3 | Before Competition Groups | 1.2064 | 0 | 0 | 3394.5201 | 0.00035539 | 29 | Residential_2033_Economic_million_m3_Before Competition Groups_29 | Clothes Drying Racks | 0.03554% | 0 | 1.2064 | Residential_2033_Economic_million_m3_Before Competition Groups_Clothes Drying Racks
Residential | Res ¦ Drain Water Heat Recovery | 2033 | Achievable | million_m3 | Before Competition Groups | 0.47435 | 0 | 0 | 1348.3003 | 0.00035181 | 31 | Residential_2033_Achievable_million_m3_Before Competition Groups_31 | Drain Water Heat Recovery | 0.03518% | 0 | 0.47435 | Residential_2033_Achievable_million_m3_Before Competition Groups_Drain Water Heat Recovery
Residential | Res ¦ Minimize Hot and Warm Clothes Wash | 2033 | Economic | million_m3 | Before Competition Groups | 1.0483 | 0 | 0 | 3394.5201 | 0.00030881 | 30 | Residential_2033_Economic_million_m3_Before Competition Groups_30 | Minimize Hot and Warm Clothes Wash | 0.03088% | 0 | 1.0483 | Residential_2033_Economic_million_m3_Before Competition Groups_Minimize Hot and Warm Clothes Wash
Residential | Res ¦ Clothes Drying Racks | 2033 | Technical | million_m3 | Before Competition Groups | 1.2064 | 0 | 0 | 3920.2371 | 0.00030773 | 36 | Residential_2033_Technical_million_m3_Before Competition Groups_36 | Clothes Drying Racks | 0.03077% | 0 | 1.2064 | Residential_2033_Technical_million_m3_Before Competition Groups_Clothes Drying Racks
Residential | Res ¦ Energy Star Clothes Washer | 2033 | Economic | million_m3 | Before Competition Groups | 0.93735 | 0 | 0 | 3394.5201 | 0.00027613 | 31 | Residential_2033_Economic_million_m3_Before Competition Groups_31 | Energy Star Clothes Washer | 0.02761% | 0 | 0.93735 | Residential_2033_Economic_million_m3_Before Competition Groups_Energy Star Clothes Washer
Residential | Res ¦ Minimize Hot and Warm Clothes Wash | 2033 | Technical | million_m3 | Before Competition Groups | 1.0483 | 0 | 0 | 3920.2371 | 0.0002674 | 37 | Residential_2033_Technical_million_m3_Before Competition Groups_37 | Minimize Hot and Warm Clothes Wash | 0.02674% | 0 | 1.0483 | Residential_2033_Technical_million_m3_Before Competition Groups_Minimize Hot and Warm Clothes Wash
Residential | Res ¦ Energy Star Clothes Washer | 2033 | Technical | million_m3 | Before Competition Groups | 0.93735 | 0 | 0 | 3920.2371 | 0.0002391 | 38 | Residential_2033_Technical_million_m3_Before Competition Groups_38 | Energy Star Clothes Washer | 0.02391% | 0 | 0.93735 | Residential_2033_Technical_million_m3_Before Competition Groups_Energy Star Clothes Washer
Residential | Res ¦ Solar Water Preheat (Pools/DHW) | 2033 | Technical | million_m3 | Before Competition Groups | 0.12512 | 0 | 0 | 3920.2371 | 3.1915e-05 | 39 | Residential_2033_Technical_million_m3_Before Competition Groups_39 | Solar Water Preheat (Pools/DHW) | 0.003192% | 0 | 0.12512 | Residential_2033_Technical_million_m3_Before Competition Groups_Solar Water Preheat (Pools/DHW)
Residential | Res ¦ Furnace Tune Up | 2033 | Achievable | million_m3 | Before Competition Groups | 0 | 0 | 0 | 1348.3003 | 0 | 32 | Residential_2033_Achievable_million_m3_Before Competition Groups_32 | Furnace Tune Up | 0% | 0 | 0 | Residential_2033_Achievable_million_m3_Before Competition Groups_Furnace Tune Up
Residential | Res ¦ Furnace Tune Up | 2033 | Economic | million_m3 | Before Competition Groups | 0 | 0 | 0 | 3394.5201 | 0 | 32 | Residential_2033_Economic_million_m3_Before Competition Groups_32 | Furnace Tune Up | 0% | 0 | 0 | Residential_2033_Economic_million_m3_Before Competition Groups_Furnace Tune Up
Residential | Res ¦ Tankless Water Heater | 2033 | Achievable | million_m3 | Before Competition Groups | 0 | 0 | 0 | 1348.3003 | 0 | 33 | Residential_2033_Achievable_million_m3_Before Competition Groups_33 | Tankless Water Heater | 0% | 0 | 0 | Residential_2033_Achievable_million_m3_Before Competition Groups_Tankless Water Heater
Residential | Res ¦ Tankless Water Heater | 2033 | Economic | million_m3 | Before Competition Groups | 0 | 0 | 0 | 3394.5201 | 0 | 33 | Residential_2033_Economic_million_m3_Before Competition Groups_33 | Tankless Water Heater | 0% | 0 | 0 | Residential_2033_Economic_million_m3_Before Competition Groups_Tankless Water Heater
Residential | Res ¦ Air Sealing | 2034 | Economic | million_m3 | Before Competition Groups | 611.2388 | 0 | 0 | 3411.9704 | 0.17915 | 1 | Residential_2034_Economic_million_m3_Before Competition Groups_1 | Air Sealing | 17.91% | 0 | 611.2388 | Residential_2034_Economic_million_m3_Before Competition Groups_Air Sealing
Residential | Res ¦ Air Sealing | 2034 | Technical | million_m3 | Before Competition Groups | 611.2388 | 0 | 0 | 3946.9242 | 0.15486 | 1 | Residential_2034_Technical_million_m3_Before Competition Groups_1 | Air Sealing | 15.49% | 0 | 611.2388 | Residential_2034_Technical_million_m3_Before Competition Groups_Air Sealing
Residential | Res ¦ Adaptive Thermostat | 2034 | Economic | million_m3 | Before Competition Groups | 524.3919 | 0 | 0 | 3411.9704 | 0.15369 | 2 | Residential_2034_Economic_million_m3_Before Competition Groups_2 | Adaptive Thermostat | 15.37% | 0 | 524.3919 | Residential_2034_Economic_million_m3_Before Competition Groups_Adaptive Thermostat
Residential | Res ¦ Adaptive Thermostat | 2034 | Technical | million_m3 | Before Competition Groups | 524.3919 | 0 | 0 | 3946.9242 | 0.13286 | 2 | Residential_2034_Technical_million_m3_Before Competition Groups_2 | Adaptive Thermostat | 13.29% | 0 | 524.3919 | Residential_2034_Technical_million_m3_Before Competition Groups_Adaptive Thermostat
Residential | Res ¦ Comprehensive Draft Proofing | 2034 | Achievable | million_m3 | Before Competition Groups | 177.7961 | 0 | 0 | 1489.268 | 0.11938 | 1 | Residential_2034_Achievable_million_m3_Before Competition Groups_1 | Comprehensive Draft Proofing | 11.94% | 0 | 177.7961 | Residential_2034_Achievable_million_m3_Before Competition Groups_Comprehensive Draft Proofing
Residential | Res ¦ Adaptive Thermostat | 2034 | Achievable | million_m3 | Before Competition Groups | 150.318 | 0 | 0 | 1489.268 | 0.10093 | 2 | Residential_2034_Achievable_million_m3_Before Competition Groups_2 | Adaptive Thermostat | 10.09% | 0 | 150.318 | Residential_2034_Achievable_million_m3_Before Competition Groups_Adaptive Thermostat
Residential | Res ¦ Air Sealing | 2034 | Achievable | million_m3 | Before Competition Groups | 140.618 | 0 | 0 | 1489.268 | 0.094421 | 3 | Residential_2034_Achievable_million_m3_Before Competition Groups_3 | Air Sealing | 9.442% | 0 | 140.618 | Residential_2034_Achievable_million_m3_Before Competition Groups_Air Sealing
Residential | Res ¦ DHW Recirculation Systems | 2034 | Achievable | million_m3 | Before Competition Groups | 135.8545 | 0 | 0 | 1489.268 | 0.091222 | 4 | Residential_2034_Achievable_million_m3_Before Competition Groups_4 | DHW Recirculation Systems | 9.122% | 0 | 135.8545 | Residential_2034_Achievable_million_m3_Before Competition Groups_DHW Recirculation Systems
Residential | Res ¦ Energy Star Windows | 2034 | Achievable | million_m3 | Before Competition Groups | 117.9388 | 0 | 0 | 1489.268 | 0.079192 | 5 | Residential_2034_Achievable_million_m3_Before Competition Groups_5 | Energy Star Windows | 7.919% | 0 | 117.9388 | Residential_2034_Achievable_million_m3_Before Competition Groups_Energy Star Windows
Residential | Res ¦ Energy Star Windows | 2034 | Economic | million_m3 | Before Competition Groups | 232.3617 | 0 | 0 | 3411.9704 | 0.068102 | 3 | Residential_2034_Economic_million_m3_Before Competition Groups_3 | Energy Star Windows | 6.81% | 0 | 232.3617 | Residential_2034_Economic_million_m3_Before Competition Groups_Energy Star Windows
Residential | Res ¦ Condensing Storage Water Heater | 2034 | Achievable | million_m3 | Before Competition Groups | 91.1398 | 0 | 0 | 1489.268 | 0.061198 | 6 | Residential_2034_Achievable_million_m3_Before Competition Groups_6 | Condensing Storage Water Heater | 6.12% | 0 | 91.1398 | Residential_2034_Achievable_million_m3_Before Competition Groups_Condensing Storage Water Heater
Residential | Res ¦ Condensing Boiler | 2034 | Achievable | million_m3 | Before Competition Groups | 87.7674 | 0 | 0 | 1489.268 | 0.058933 | 7 | Residential_2034_Achievable_million_m3_Before Competition Groups_7 | Condensing Boiler | 5.893% | 0 | 87.7674 | Residential_2034_Achievable_million_m3_Before Competition Groups_Condensing Boiler
Residential | Res ¦ Energy Star Windows | 2034 | Technical | million_m3 | Before Competition Groups | 232.3617 | 0 | 0 | 3946.9242 | 0.058872 | 3 | Residential_2034_Technical_million_m3_Before Competition Groups_3 | Energy Star Windows | 5.887% | 0 | 232.3617 | Residential_2034_Technical_million_m3_Before Competition Groups_Energy Star Windows
Residential | Res ¦ High Efficiency Condensing Furnace | 2034 | Achievable | million_m3 | Before Competition Groups | 84.4091 | 0 | 0 | 1489.268 | 0.056678 | 8 | Residential_2034_Achievable_million_m3_Before Competition Groups_8 | High Efficiency Condensing Furnace | 5.668% | 0 | 84.4091 | Residential_2034_Achievable_million_m3_Before Competition Groups_High Efficiency Condensing Furnace
Residential | Res ¦ Condensing Storage Water Heater | 2034 | Economic | million_m3 | Before Competition Groups | 190.2761 | 0 | 0 | 3411.9704 | 0.055767 | 4 | Residential_2034_Economic_million_m3_Before Competition Groups_4 | Condensing Storage Water Heater | 5.577% | 0 | 190.2761 | Residential_2034_Economic_million_m3_Before Competition Groups_Condensing Storage Water Heater
Residential | Res ¦ Comprehensive Draft Proofing | 2034 | Economic | million_m3 | Before Competition Groups | 185.1895 | 0 | 0 | 3411.9704 | 0.054276 | 5 | Residential_2034_Economic_million_m3_Before Competition Groups_5 | Comprehensive Draft Proofing | 5.428% | 0 | 185.1895 | Residential_2034_Economic_million_m3_Before Competition Groups_Comprehensive Draft Proofing
Residential | Res ¦ High Efficiency Fireplace with Pilotless Ignition | 2034 | Achievable | million_m3 | Before Competition Groups | 77.0703 | 0 | 0 | 1489.268 | 0.05175 | 9 | Residential_2034_Achievable_million_m3_Before Competition Groups_9 | High Efficiency Fireplace with Pilotless Ignition | 5.175% | 0 | 77.0703 | Residential_2034_Achievable_million_m3_Before Competition Groups_High Efficiency Fireplace with Pilotless Ignition
Residential | Res ¦ Advanced BAS/Controllers | 2034 | Achievable | million_m3 | Before Competition Groups | 74.1535 | 0 | 0 | 1489.268 | 0.049792 | 10 | Residential_2034_Achievable_million_m3_Before Competition Groups_10 | Advanced BAS/Controllers | 4.979% | 0 | 74.1535 | Residential_2034_Achievable_million_m3_Before Competition Groups_Advanced BAS/Controllers
Residential | Res ¦ Wall Insulation | 2034 | Economic | million_m3 | Before Competition Groups | 169.0848 | 0 | 0 | 3411.9704 | 0.049556 | 6 | Residential_2034_Economic_million_m3_Before Competition Groups_6 | Wall Insulation | 4.956% | 0 | 169.0848 | Residential_2034_Economic_million_m3_Before Competition Groups_Wall Insulation
Residential | Res ¦ Condensing Storage Water Heater | 2034 | Technical | million_m3 | Before Competition Groups | 190.2761 | 0 | 0 | 3946.9242 | 0.048209 | 4 | Residential_2034_Technical_million_m3_Before Competition Groups_4 | Condensing Storage Water Heater | 4.821% | 0 | 190.2761 | Residential_2034_Technical_million_m3_Before Competition Groups_Condensing Storage Water Heater
Residential | Res ¦ Comprehensive Draft Proofing | 2034 | Technical | million_m3 | Before Competition Groups | 185.1895 | 0 | 0 | 3946.9242 | 0.04692 | 5 | Residential_2034_Technical_million_m3_Before Competition Groups_5 | Comprehensive Draft Proofing | 4.692% | 0 | 185.1895 | Residential_2034_Technical_million_m3_Before Competition Groups_Comprehensive Draft Proofing
Residential | Res ¦ Attic Insulation | 2034 | Economic | million_m3 | Before Competition Groups | 149.2568 | 0 | 0 | 3411.9704 | 0.043745 | 7 | Residential_2034_Economic_million_m3_Before Competition Groups_7 | Attic Insulation | 4.375% | 0 | 149.2568 | Residential_2034_Economic_million_m3_Before Competition Groups_Attic Insulation
Residential | Res ¦ Wall Insulation | 2034 | Technical | million_m3 | Before Competition Groups | 169.0848 | 0 | 0 | 3946.9242 | 0.04284 | 6 | Residential_2034_Technical_million_m3_Before Competition Groups_6 | Wall Insulation | 4.284% | 0 | 169.0848 | Residential_2034_Technical_million_m3_Before Competition Groups_Wall Insulation
Residential | Res ¦ DHW Recirculation Systems | 2034 | Economic | million_m3 | Before Competition Groups | 141.5446 | 0 | 0 | 3411.9704 | 0.041485 | 8 | Residential_2034_Economic_million_m3_Before Competition Groups_8 | DHW Recirculation Systems | 4.148% | 0 | 141.5446 | Residential_2034_Economic_million_m3_Before Competition Groups_DHW Recirculation Systems
Residential | Res ¦ Building Recommissioning, Operations and Maintenance (O&M) Improvements | 2034 | Achievable | million_m3 | Before Competition Groups | 61.3549 | 0 | 0 | 1489.268 | 0.041198 | 11 | Residential_2034_Achievable_million_m3_Before Competition Groups_11 | Building Recommissioning, Operations and Maintenance (O&M) Improvements | 4.12% | 0 | 61.3549 | Residential_2034_Achievable_million_m3_Before Competition Groups_Building Recommissioning, Operations and Maintenance (O&M) Improvements
Residential | Res ¦ Tankless Water Heater | 2034 | Technical | million_m3 | Before Competition Groups | 158.6957 | 0 | 0 | 3946.9242 | 0.040207 | 7 | Residential_2034_Technical_million_m3_Before Competition Groups_7 | Tankless Water Heater | 4.021% | 0 | 158.6957 | Residential_2034_Technical_million_m3_Before Competition Groups_Tankless Water Heater
Residential | Res ¦ Condensing Boiler | 2034 | Economic | million_m3 | Before Competition Groups | 129.2138 | 0 | 0 | 3411.9704 | 0.037871 | 9 | Residential_2034_Economic_million_m3_Before Competition Groups_9 | Condensing Boiler | 3.787% | 0 | 129.2138 | Residential_2034_Economic_million_m3_Before Competition Groups_Condensing Boiler
Residential | Res ¦ Attic Insulation | 2034 | Technical | million_m3 | Before Competition Groups | 149.2568 | 0 | 0 | 3946.9242 | 0.037816 | 8 | Residential_2034_Technical_million_m3_Before Competition Groups_8 | Attic Insulation | 3.782% | 0 | 149.2568 | Residential_2034_Technical_million_m3_Before Competition Groups_Attic Insulation
Residential | Res ¦ Basement or Crawlspace Insulation | 2034 | Economic | million_m3 | Before Competition Groups | 126.8419 | 0 | 0 | 3411.9704 | 0.037176 | 10 | Residential_2034_Economic_million_m3_Before Competition Groups_10 | Basement or Crawlspace Insulation | 3.718% | 0 | 126.8419 | Residential_2034_Economic_million_m3_Before Competition Groups_Basement or Crawlspace Insulation
Residential | Res ¦ Basement Wall Insulation | 2034 | Economic | million_m3 | Before Competition Groups | 124.1822 | 0 | 0 | 3411.9704 | 0.036396 | 11 | Residential_2034_Economic_million_m3_Before Competition Groups_11 | Basement Wall Insulation | 3.64% | 0 | 124.1822 | Residential_2034_Economic_million_m3_Before Competition Groups_Basement Wall Insulation
Residential | Res ¦ DHW Recirculation Systems | 2034 | Technical | million_m3 | Before Competition Groups | 141.5446 | 0 | 0 | 3946.9242 | 0.035862 | 9 | Residential_2034_Technical_million_m3_Before Competition Groups_9 | DHW Recirculation Systems | 3.586% | 0 | 141.5446 | Residential_2034_Technical_million_m3_Before Competition Groups_DHW Recirculation Systems
Residential | Res ¦ Condensing Boiler | 2034 | Technical | million_m3 | Before Competition Groups | 129.2138 | 0 | 0 | 3946.9242 | 0.032738 | 10 | Residential_2034_Technical_million_m3_Before Competition Groups_10 | Condensing Boiler | 3.274% | 0 | 129.2138 | Residential_2034_Technical_million_m3_Before Competition Groups_Condensing Boiler
Residential | Res ¦ Basement or Crawlspace Insulation | 2034 | Technical | million_m3 | Before Competition Groups | 126.8419 | 0 | 0 | 3946.9242 | 0.032137 | 11 | Residential_2034_Technical_million_m3_Before Competition Groups_11 | Basement or Crawlspace Insulation | 3.214% | 0 | 126.8419 | Residential_2034_Technical_million_m3_Before Competition Groups_Basement or Crawlspace Insulation
Residential | Res ¦ Basement Wall Insulation | 2034 | Technical | million_m3 | Before Competition Groups | 124.1822 | 0 | 0 | 3946.9242 | 0.031463 | 12 | Residential_2034_Technical_million_m3_Before Competition Groups_12 | Basement Wall Insulation | 3.146% | 0 | 124.1822 | Residential_2034_Technical_million_m3_Before Competition Groups_Basement Wall Insulation
Residential | Res ¦ High Efficiency Condensing Furnace | 2034 | Economic | million_m3 | Before Competition Groups | 103.1662 | 0 | 0 | 3411.9704 | 0.030237 | 12 | Residential_2034_Economic_million_m3_Before Competition Groups_12 | High Efficiency Condensing Furnace | 3.024% | 0 | 103.1662 | Residential_2034_Economic_million_m3_Before Competition Groups_High Efficiency Condensing Furnace
Residential | Res ¦ Heat Recovery Ventilator | 2034 | Economic | million_m3 | Before Competition Groups | 102.6159 | 0 | 0 | 3411.9704 | 0.030075 | 13 | Residential_2034_Economic_million_m3_Before Competition Groups_13 | Heat Recovery Ventilator | 3.008% | 0 | 102.6159 | Residential_2034_Economic_million_m3_Before Competition Groups_Heat Recovery Ventilator
Residential | Res ¦ High Efficiency Fireplace with Pilotless Ignition | 2034 | Economic | million_m3 | Before Competition Groups | 100.9606 | 0 | 0 | 3411.9704 | 0.02959 | 14 | Residential_2034_Economic_million_m3_Before Competition Groups_14 | High Efficiency Fireplace with Pilotless Ignition | 2.959% | 0 | 100.9606 | Residential_2034_Economic_million_m3_Before Competition Groups_High Efficiency Fireplace with Pilotless Ignition
Residential | Res ¦ Condensing Make Up Air Unit | 2034 | Achievable | million_m3 | Before Competition Groups | 41.884 | 0 | 0 | 1489.268 | 0.028124 | 12 | Residential_2034_Achievable_million_m3_Before Competition Groups_12 | Condensing Make Up Air Unit | 2.812% | 0 | 41.884 | Residential_2034_Achievable_million_m3_Before Competition Groups_Condensing Make Up Air Unit
Residential | Res ¦ High Efficiency Storage Water Heater | 2034 | Technical | million_m3 | Before Competition Groups | 105.2562 | 0 | 0 | 3946.9242 | 0.026668 | 13 | Residential_2034_Technical_million_m3_Before Competition Groups_13 | High Efficiency Storage Water Heater | 2.667% | 0 | 105.2562 | Residential_2034_Technical_million_m3_Before Competition Groups_High Efficiency Storage Water Heater
Residential | Res ¦ High Efficiency Condensing Furnace | 2034 | Technical | million_m3 | Before Competition Groups | 103.4693 | 0 | 0 | 3946.9242 | 0.026215 | 14 | Residential_2034_Technical_million_m3_Before Competition Groups_14 | High Efficiency Condensing Furnace | 2.622% | 0 | 103.4693 | Residential_2034_Technical_million_m3_Before Competition Groups_High Efficiency Condensing Furnace
Residential | Res ¦ Wall Insulation | 2034 | Achievable | million_m3 | Before Competition Groups | 38.8622 | 0 | 0 | 1489.268 | 0.026095 | 13 | Residential_2034_Achievable_million_m3_Before Competition Groups_13 | Wall Insulation | 2.609% | 0 | 38.8622 | Residential_2034_Achievable_million_m3_Before Competition Groups_Wall Insulation
Residential | Res ¦ Heat Recovery Ventilator | 2034 | Technical | million_m3 | Before Competition Groups | 102.6159 | 0 | 0 | 3946.9242 | 0.025999 | 15 | Residential_2034_Technical_million_m3_Before Competition Groups_15 | Heat Recovery Ventilator | 2.6% | 0 | 102.6159 | Residential_2034_Technical_million_m3_Before Competition Groups_Heat Recovery Ventilator
Residential | Res ¦ High Efficiency Fireplace with Pilotless Ignition | 2034 | Technical | million_m3 | Before Competition Groups | 100.9606 | 0 | 0 | 3946.9242 | 0.02558 | 16 | Residential_2034_Technical_million_m3_Before Competition Groups_16 | High Efficiency Fireplace with Pilotless Ignition | 2.558% | 0 | 100.9606 | Residential_2034_Technical_million_m3_Before Competition Groups_High Efficiency Fireplace with Pilotless Ignition
Residential | Res ¦ Attic Insulation | 2034 | Achievable | million_m3 | Before Competition Groups | 34.3377 | 0 | 0 | 1489.268 | 0.023057 | 14 | Residential_2034_Achievable_million_m3_Before Competition Groups_14 | Attic Insulation | 2.306% | 0 | 34.3377 | Residential_2034_Achievable_million_m3_Before Competition Groups_Attic Insulation
Residential | Res ¦ Advanced BAS/Controllers | 2034 | Economic | million_m3 | Before Competition Groups | 77.2378 | 0 | 0 | 3411.9704 | 0.022637 | 15 | Residential_2034_Economic_million_m3_Before Competition Groups_15 | Advanced BAS/Controllers | 2.264% | 0 | 77.2378 | Residential_2034_Economic_million_m3_Before Competition Groups_Advanced BAS/Controllers
Residential | Res ¦ Window Film | 2034 | Technical | million_m3 | Before Competition Groups | 87.194 | 0 | 0 | 3946.9242 | 0.022092 | 17 | Residential_2034_Technical_million_m3_Before Competition Groups_17 | Window Film | 2.209% | 0 | 87.194 | Residential_2034_Technical_million_m3_Before Competition Groups_Window Film
Residential | Res ¦ High Efficiency Storage Water Heater | 2034 | Economic | million_m3 | Before Competition Groups | 73.1426 | 0 | 0 | 3411.9704 | 0.021437 | 16 | Residential_2034_Economic_million_m3_Before Competition Groups_16 | High Efficiency Storage Water Heater | 2.144% | 0 | 73.1426 | Residential_2034_Economic_million_m3_Before Competition Groups_High Efficiency Storage Water Heater
Residential | Res ¦ Furnace Tune Up | 2034 | Technical | million_m3 | Before Competition Groups | 84.4757 | 0 | 0 | 3946.9242 | 0.021403 | 18 | Residential_2034_Technical_million_m3_Before Competition Groups_18 | Furnace Tune Up | 2.14% | 0 | 84.4757 | Residential_2034_Technical_million_m3_Before Competition Groups_Furnace Tune Up
Residential | Res ¦ Condensing Make Up Air Unit | 2034 | Economic | million_m3 | Before Competition Groups | 70.1518 | 0 | 0 | 3411.9704 | 0.02056 | 17 | Residential_2034_Economic_million_m3_Before Competition Groups_17 | Condensing Make Up Air Unit | 2.056% | 0 | 70.1518 | Residential_2034_Economic_million_m3_Before Competition Groups_Condensing Make Up Air Unit
Residential | Res ¦ Advanced BAS/Controllers | 2034 | Technical | million_m3 | Before Competition Groups | 77.2378 | 0 | 0 | 3946.9242 | 0.019569 | 19 | Residential_2034_Technical_million_m3_Before Competition Groups_19 | Advanced BAS/Controllers | 1.957% | 0 | 77.2378 | Residential_2034_Technical_million_m3_Before Competition Groups_Advanced BAS/Controllers
Residential | Res ¦ Basement Wall Insulation | 2034 | Achievable | million_m3 | Before Competition Groups | 28.5712 | 0 | 0 | 1489.268 | 0.019185 | 15 | Residential_2034_Achievable_million_m3_Before Competition Groups_15 | Basement Wall Insulation | 1.918% | 0 | 28.5712 | Residential_2034_Achievable_million_m3_Before Competition Groups_Basement Wall Insulation
Residential | Res ¦ Building Recommissioning, Operations and Maintenance (O&M) Improvements | 2034 | Economic | million_m3 | Before Competition Groups | 63.9063 | 0 | 0 | 3411.9704 | 0.01873 | 18 | Residential_2034_Economic_million_m3_Before Competition Groups_18 | Building Recommissioning, Operations and Maintenance (O&M) Improvements | 1.873% | 0 | 63.9063 | Residential_2034_Economic_million_m3_Before Competition Groups_Building Recommissioning, Operations and Maintenance (O&M) Improvements
Residential | Res ¦ Condensing Make Up Air Unit | 2034 | Technical | million_m3 | Before Competition Groups | 70.1518 | 0 | 0 | 3946.9242 | 0.017774 | 20 | Residential_2034_Technical_million_m3_Before Competition Groups_20 | Condensing Make Up Air Unit | 1.777% | 0 | 70.1518 | Residential_2034_Technical_million_m3_Before Competition Groups_Condensing Make Up Air Unit
Residential | Res ¦ Demand Control Ventilation | 2034 | Achievable | million_m3 | Before Competition Groups | 24.2017 | 0 | 0 | 1489.268 | 0.016251 | 16 | Residential_2034_Achievable_million_m3_Before Competition Groups_16 | Demand Control Ventilation | 1.625% | 0 | 24.2017 | Residential_2034_Achievable_million_m3_Before Competition Groups_Demand Control Ventilation
Residential | Res ¦ Building Recommissioning, Operations and Maintenance (O&M) Improvements | 2034 | Technical | million_m3 | Before Competition Groups | 63.9063 | 0 | 0 | 3946.9242 | 0.016191 | 21 | Residential_2034_Technical_million_m3_Before Competition Groups_21 | Building Recommissioning, Operations and Maintenance (O&M) Improvements | 1.619% | 0 | 63.9063 | Residential_2034_Technical_million_m3_Before Competition Groups_Building Recommissioning, Operations and Maintenance (O&M) Improvements
Residential | Res ¦ Ceiling Insulation | 2034 | Technical | million_m3 | Before Competition Groups | 62.7401 | 0 | 0 | 3946.9242 | 0.015896 | 22 | Residential_2034_Technical_million_m3_Before Competition Groups_22 | Ceiling Insulation | 1.59% | 0 | 62.7401 | Residential_2034_Technical_million_m3_Before Competition Groups_Ceiling Insulation
Residential | Res ¦ High Efficiency Storage Water Heater | 2034 | Achievable | million_m3 | Before Competition Groups | 22.5581 | 0 | 0 | 1489.268 | 0.015147 | 17 | Residential_2034_Achievable_million_m3_Before Competition Groups_17 | High Efficiency Storage Water Heater | 1.515% | 0 | 22.5581 | Residential_2034_Achievable_million_m3_Before Competition Groups_High Efficiency Storage Water Heater
Residential | Res ¦ Duct Insulation MF | 2034 | Economic | million_m3 | Before Competition Groups | 50.472 | 0 | 0 | 3411.9704 | 0.014793 | 19 | Residential_2034_Economic_million_m3_Before Competition Groups_19 | Duct Insulation MF | 1.479% | 0 | 50.472 | Residential_2034_Economic_million_m3_Before Competition Groups_Duct Insulation MF
Residential | Res ¦ Floor Insulation | 2034 | Economic | million_m3 | Before Competition Groups | 48.6755 | 0 | 0 | 3411.9704 | 0.014266 | 20 | Residential_2034_Economic_million_m3_Before Competition Groups_20 | Floor Insulation | 1.427% | 0 | 48.6755 | Residential_2034_Economic_million_m3_Before Competition Groups_Floor Insulation
Residential | Res ¦ Duct Insulation | 2034 | Economic | million_m3 | Before Competition Groups | 46.4926 | 0 | 0 | 3411.9704 | 0.013626 | 21 | Residential_2034_Economic_million_m3_Before Competition Groups_21 | Duct Insulation | 1.363% | 0 | 46.4926 | Residential_2034_Economic_million_m3_Before Competition Groups_Duct Insulation
Residential | Res ¦ Duct Insulation MF | 2034 | Technical | million_m3 | Before Competition Groups | 50.472 | 0 | 0 | 3946.9242 | 0.012788 | 23 | Residential_2034_Technical_million_m3_Before Competition Groups_23 | Duct Insulation MF | 1.279% | 0 | 50.472 | Residential_2034_Technical_million_m3_Before Competition Groups_Duct Insulation MF
Residential | Res ¦ Basement or Crawlspace Insulation | 2034 | Achievable | million_m3 | Before Competition Groups | 18.4868 | 0 | 0 | 1489.268 | 0.012413 | 18 | Residential_2034_Achievable_million_m3_Before Competition Groups_18 | Basement or Crawlspace Insulation | 1.241% | 0 | 18.4868 | Residential_2034_Achievable_million_m3_Before Competition Groups_Basement or Crawlspace Insulation
Residential | Res ¦ Floor Insulation | 2034 | Technical | million_m3 | Before Competition Groups | 48.6755 | 0 | 0 | 3946.9242 | 0.012333 | 24 | Residential_2034_Technical_million_m3_Before Competition Groups_24 | Floor Insulation | 1.233% | 0 | 48.6755 | Residential_2034_Technical_million_m3_Before Competition Groups_Floor Insulation
Residential | Res ¦ Solar Water Heating System | 2034 | Technical | million_m3 | Before Competition Groups | 46.7609 | 0 | 0 | 3946.9242 | 0.011847 | 25 | Residential_2034_Technical_million_m3_Before Competition Groups_25 | Solar Water Heating System | 1.185% | 0 | 46.7609 | Residential_2034_Technical_million_m3_Before Competition Groups_Solar Water Heating System
Residential | Res ¦ Duct Insulation | 2034 | Technical | million_m3 | Before Competition Groups | 46.4926 | 0 | 0 | 3946.9242 | 0.011779 | 26 | Residential_2034_Technical_million_m3_Before Competition Groups_26 | Duct Insulation | 1.178% | 0 | 46.4926 | Residential_2034_Technical_million_m3_Before Competition Groups_Duct Insulation
Residential | Res ¦ Demand Control Ventilation | 2034 | Economic | million_m3 | Before Competition Groups | 34.5693 | 0 | 0 | 3411.9704 | 0.010132 | 22 | Residential_2034_Economic_million_m3_Before Competition Groups_22 | Demand Control Ventilation | 1.013% | 0 | 34.5693 | Residential_2034_Economic_million_m3_Before Competition Groups_Demand Control Ventilation
Residential | Res ¦ Pool Cover | 2034 | Achievable | million_m3 | Before Competition Groups | 14.7901 | 0 | 0 | 1489.268 | 0.0099311 | 19 | Residential_2034_Achievable_million_m3_Before Competition Groups_19 | Pool Cover | 0.9931% | 0 | 14.7901 | Residential_2034_Achievable_million_m3_Before Competition Groups_Pool Cover
Residential | Res ¦ Demand Control Ventilation | 2034 | Technical | million_m3 | Before Competition Groups | 34.5693 | 0 | 0 | 3946.9242 | 0.0087585 | 27 | Residential_2034_Technical_million_m3_Before Competition Groups_27 | Demand Control Ventilation | 0.8759% | 0 | 34.5693 | Residential_2034_Technical_million_m3_Before Competition Groups_Demand Control Ventilation
Residential | Res ¦ Heat Recovery Ventilator | 2034 | Achievable | million_m3 | Before Competition Groups | 11.7996 | 0 | 0 | 1489.268 | 0.0079231 | 20 | Residential_2034_Achievable_million_m3_Before Competition Groups_20 | Heat Recovery Ventilator | 0.7923% | 0 | 11.7996 | Residential_2034_Achievable_million_m3_Before Competition Groups_Heat Recovery Ventilator
Residential | Res ¦ Duct Insulation MF | 2034 | Achievable | million_m3 | Before Competition Groups | 11.6091 | 0 | 0 | 1489.268 | 0.0077952 | 21 | Residential_2034_Achievable_million_m3_Before Competition Groups_21 | Duct Insulation MF | 0.7795% | 0 | 11.6091 | Residential_2034_Achievable_million_m3_Before Competition Groups_Duct Insulation MF
Residential | Res ¦ Floor Insulation | 2034 | Achievable | million_m3 | Before Competition Groups | 11.1911 | 0 | 0 | 1489.268 | 0.0075145 | 22 | Residential_2034_Achievable_million_m3_Before Competition Groups_22 | Floor Insulation | 0.7515% | 0 | 11.1911 | Residential_2034_Achievable_million_m3_Before Competition Groups_Floor Insulation
Residential | Res ¦ Duct Insulation | 2034 | Achievable | million_m3 | Before Competition Groups | 10.6803 | 0 | 0 | 1489.268 | 0.0071715 | 23 | Residential_2034_Achievable_million_m3_Before Competition Groups_23 | Duct Insulation | 0.7172% | 0 | 10.6803 | Residential_2034_Achievable_million_m3_Before Competition Groups_Duct Insulation
Residential | Res ¦ Early Hot Water Heater Replacement | 2034 | Technical | million_m3 | Before Competition Groups | 27.7654 | 0 | 0 | 3946.9242 | 0.0070347 | 28 | Residential_2034_Technical_million_m3_Before Competition Groups_28 | Early Hot Water Heater Replacement | 0.7035% | 0 | 27.7654 | Residential_2034_Technical_million_m3_Before Competition Groups_Early Hot Water Heater Replacement
Residential | Res ¦ Home Energy Reports | 2034 | Achievable | million_m3 | Before Competition Groups | 9.5554 | 0 | 0 | 1489.268 | 0.0064162 | 24 | Residential_2034_Achievable_million_m3_Before Competition Groups_24 | Home Energy Reports | 0.6416% | 0 | 9.5554 | Residential_2034_Achievable_million_m3_Before Competition Groups_Home Energy Reports
Residential | Res ¦ Drain Water Heat Recovery | 2034 | Technical | million_m3 | Before Competition Groups | 23.6804 | 0 | 0 | 3946.9242 | 0.0059997 | 29 | Residential_2034_Technical_million_m3_Before Competition Groups_29 | Drain Water Heat Recovery | 0.6% | 0 | 23.6804 | Residential_2034_Technical_million_m3_Before Competition Groups_Drain Water Heat Recovery
Residential | Res ¦ Home Energy Reports | 2034 | Technical | million_m3 | Before Competition Groups | 21.6283 | 0 | 0 | 3946.9242 | 0.0054798 | 30 | Residential_2034_Technical_million_m3_Before Competition Groups_30 | Home Energy Reports | 0.548% | 0 | 21.6283 | Residential_2034_Technical_million_m3_Before Competition Groups_Home Energy Reports
Residential | Res ¦ Home Energy Reports | 2034 | Economic | million_m3 | Before Competition Groups | 16.7215 | 0 | 0 | 3411.9704 | 0.0049008 | 23 | Residential_2034_Economic_million_m3_Before Competition Groups_23 | Home Energy Reports | 0.4901% | 0 | 16.7215 | Residential_2034_Economic_million_m3_Before Competition Groups_Home Energy Reports
Residential | Res ¦ Pool Cover | 2034 | Economic | million_m3 | Before Competition Groups | 15.4079 | 0 | 0 | 3411.9704 | 0.0045158 | 24 | Residential_2034_Economic_million_m3_Before Competition Groups_24 | Pool Cover | 0.4516% | 0 | 15.4079 | Residential_2034_Economic_million_m3_Before Competition Groups_Pool Cover
Residential | Res ¦ Water Heater Temperature Setback | 2034 | Achievable | million_m3 | Before Competition Groups | 6.6376 | 0 | 0 | 1489.268 | 0.0044569 | 25 | Residential_2034_Achievable_million_m3_Before Competition Groups_25 | Water Heater Temperature Setback | 0.4457% | 0 | 6.6376 | Residential_2034_Achievable_million_m3_Before Competition Groups_Water Heater Temperature Setback
Residential | Res ¦ Pool Cover | 2034 | Technical | million_m3 | Before Competition Groups | 15.4079 | 0 | 0 | 3946.9242 | 0.0039038 | 31 | Residential_2034_Technical_million_m3_Before Competition Groups_31 | Pool Cover | 0.3904% | 0 | 15.4079 | Residential_2034_Technical_million_m3_Before Competition Groups_Pool Cover
Residential | Res ¦ High Efficiency Gas Pool Heater | 2034 | Technical | million_m3 | Before Competition Groups | 11.183 | 0 | 0 | 3946.9242 | 0.0028334 | 32 | Residential_2034_Technical_million_m3_Before Competition Groups_32 | High Efficiency Gas Pool Heater | 0.2833% | 0 | 11.183 | Residential_2034_Technical_million_m3_Before Competition Groups_High Efficiency Gas Pool Heater
Residential | Res ¦ Wall Insulation MF | 2034 | Economic | million_m3 | Before Competition Groups | 7.813 | 0 | 0 | 3411.9704 | 0.0022899 | 25 | Residential_2034_Economic_million_m3_Before Competition Groups_25 | Wall Insulation MF | 0.229% | 0 | 7.813 | Residential_2034_Economic_million_m3_Before Competition Groups_Wall Insulation MF
Residential | Res ¦ Water Heater Temperature Setback | 2034 | Economic | million_m3 | Before Competition Groups | 6.9139 | 0 | 0 | 3411.9704 | 0.0020264 | 26 | Residential_2034_Economic_million_m3_Before Competition Groups_26 | Water Heater Temperature Setback | 0.2026% | 0 | 6.9139 | Residential_2034_Economic_million_m3_Before Competition Groups_Water Heater Temperature Setback
Residential | Res ¦ Wall Insulation MF | 2034 | Technical | million_m3 | Before Competition Groups | 7.813 | 0 | 0 | 3946.9242 | 0.0019795 | 33 | Residential_2034_Technical_million_m3_Before Competition Groups_33 | Wall Insulation MF | 0.198% | 0 | 7.813 | Residential_2034_Technical_million_m3_Before Competition Groups_Wall Insulation MF
Residential | Res ¦ Water Heater Temperature Setback | 2034 | Technical | million_m3 | Before Competition Groups | 6.9139 | 0 | 0 | 3946.9242 | 0.0017517 | 34 | Residential_2034_Technical_million_m3_Before Competition Groups_34 | Water Heater Temperature Setback | 0.1752% | 0 | 6.9139 | Residential_2034_Technical_million_m3_Before Competition Groups_Water Heater Temperature Setback
Residential | Res ¦ Ceiling Insulation | 2034 | Economic | million_m3 | Before Competition Groups | 5.7173 | 0 | 0 | 3411.9704 | 0.0016757 | 27 | Residential_2034_Economic_million_m3_Before Competition Groups_27 | Ceiling Insulation | 0.1676% | 0 | 5.7173 | Residential_2034_Economic_million_m3_Before Competition Groups_Ceiling Insulation
Residential | Res ¦ Wall Insulation MF | 2034 | Achievable | million_m3 | Before Competition Groups | 1.7978 | 0 | 0 | 1489.268 | 0.0012072 | 26 | Residential_2034_Achievable_million_m3_Before Competition Groups_26 | Wall Insulation MF | 0.1207% | 0 | 1.7978 | Residential_2034_Achievable_million_m3_Before Competition Groups_Wall Insulation MF
Residential | Res ¦ Clothes Drying Racks | 2034 | Achievable | million_m3 | Before Competition Groups | 1.1387 | 0 | 0 | 1489.268 | 0.00076458 | 27 | Residential_2034_Achievable_million_m3_Before Competition Groups_27 | Clothes Drying Racks | 0.07646% | 0 | 1.1387 | Residential_2034_Achievable_million_m3_Before Competition Groups_Clothes Drying Racks
Residential | Res ¦ Energy Star Clothes Washer | 2034 | Achievable | million_m3 | Before Competition Groups | 0.91161 | 0 | 0 | 1489.268 | 0.00061212 | 28 | Residential_2034_Achievable_million_m3_Before Competition Groups_28 | Energy Star Clothes Washer | 0.06121% | 0 | 0.91161 | Residential_2034_Achievable_million_m3_Before Competition Groups_Energy Star Clothes Washer
Residential | Res ¦ Energy Star Clothes Dryer | 2034 | Technical | million_m3 | Before Competition Groups | 1.9423 | 0 | 0 | 3946.9242 | 0.0004921 | 35 | Residential_2034_Technical_million_m3_Before Competition Groups_35 | Energy Star Clothes Dryer | 0.04921% | 0 | 1.9423 | Residential_2034_Technical_million_m3_Before Competition Groups_Energy Star Clothes Dryer
Residential | Res ¦ Ceiling Insulation | 2034 | Achievable | million_m3 | Before Competition Groups | 0.70192 | 0 | 0 | 1489.268 | 0.00047132 | 29 | Residential_2034_Achievable_million_m3_Before Competition Groups_29 | Ceiling Insulation | 0.04713% | 0 | 0.70192 | Residential_2034_Achievable_million_m3_Before Competition Groups_Ceiling Insulation
Residential | Res ¦ Drain Water Heat Recovery | 2034 | Achievable | million_m3 | Before Competition Groups | 0.58786 | 0 | 0 | 1489.268 | 0.00039473 | 30 | Residential_2034_Achievable_million_m3_Before Competition Groups_30 | Drain Water Heat Recovery | 0.03947% | 0 | 0.58786 | Residential_2034_Achievable_million_m3_Before Competition Groups_Drain Water Heat Recovery
Residential | Res ¦ Minimize Hot and Warm Clothes Wash | 2034 | Achievable | million_m3 | Before Competition Groups | 0.54497 | 0 | 0 | 1489.268 | 0.00036593 | 31 | Residential_2034_Achievable_million_m3_Before Competition Groups_31 | Minimize Hot and Warm Clothes Wash | 0.03659% | 0 | 0.54497 | Residential_2034_Achievable_million_m3_Before Competition Groups_Minimize Hot and Warm Clothes Wash
Residential | Res ¦ Drain Water Heat Recovery | 2034 | Economic | million_m3 | Before Competition Groups | 1.2131 | 0 | 0 | 3411.9704 | 0.00035553 | 28 | Residential_2034_Economic_million_m3_Before Competition Groups_28 | Drain Water Heat Recovery | 0.03555% | 0 | 1.2131 | Residential_2034_Economic_million_m3_Before Competition Groups_Drain Water Heat Recovery
Residential | Res ¦ Clothes Drying Racks | 2034 | Economic | million_m3 | Before Competition Groups | 1.1873 | 0 | 0 | 3411.9704 | 0.00034798 | 29 | Residential_2034_Economic_million_m3_Before Competition Groups_29 | Clothes Drying Racks | 0.0348% | 0 | 1.1873 | Residential_2034_Economic_million_m3_Before Competition Groups_Clothes Drying Racks
Residential | Res ¦ Minimize Hot and Warm Clothes Wash | 2034 | Economic | million_m3 | Before Competition Groups | 1.0317 | 0 | 0 | 3411.9704 | 0.00030238 | 30 | Residential_2034_Economic_million_m3_Before Competition Groups_30 | Minimize Hot and Warm Clothes Wash | 0.03024% | 0 | 1.0317 | Residential_2034_Economic_million_m3_Before Competition Groups_Minimize Hot and Warm Clothes Wash
Residential | Res ¦ Clothes Drying Racks | 2034 | Technical | million_m3 | Before Competition Groups | 1.1873 | 0 | 0 | 3946.9242 | 0.00030082 | 36 | Residential_2034_Technical_million_m3_Before Competition Groups_36 | Clothes Drying Racks | 0.03008% | 0 | 1.1873 | Residential_2034_Technical_million_m3_Before Competition Groups_Clothes Drying Racks
Residential | Res ¦ Energy Star Clothes Washer | 2034 | Economic | million_m3 | Before Competition Groups | 0.99214 | 0 | 0 | 3411.9704 | 0.00029078 | 31 | Residential_2034_Economic_million_m3_Before Competition Groups_31 | Energy Star Clothes Washer | 0.02908% | 0 | 0.99214 | Residential_2034_Economic_million_m3_Before Competition Groups_Energy Star Clothes Washer
Residential | Res ¦ Minimize Hot and Warm Clothes Wash | 2034 | Technical | million_m3 | Before Competition Groups | 1.0317 | 0 | 0 | 3946.9242 | 0.0002614 | 37 | Residential_2034_Technical_million_m3_Before Competition Groups_37 | Minimize Hot and Warm Clothes Wash | 0.02614% | 0 | 1.0317 | Residential_2034_Technical_million_m3_Before Competition Groups_Minimize Hot and Warm Clothes Wash
Residential | Res ¦ Energy Star Clothes Washer | 2034 | Technical | million_m3 | Before Competition Groups | 0.99214 | 0 | 0 | 3946.9242 | 0.00025137 | 38 | Residential_2034_Technical_million_m3_Before Competition Groups_38 | Energy Star Clothes Washer | 0.02514% | 0 | 0.99214 | Residential_2034_Technical_million_m3_Before Competition Groups_Energy Star Clothes Washer
Residential | Res ¦ Solar Water Preheat (Pools/DHW) | 2034 | Technical | million_m3 | Before Competition Groups | 0.12314 | 0 | 0 | 3946.9242 | 3.1199e-05 | 39 | Residential_2034_Technical_million_m3_Before Competition Groups_39 | Solar Water Preheat (Pools/DHW) | 0.00312% | 0 | 0.12314 | Residential_2034_Technical_million_m3_Before Competition Groups_Solar Water Preheat (Pools/DHW)
Residential | Res ¦ Furnace Tune Up | 2034 | Achievable | million_m3 | Before Competition Groups | 0 | 0 | 0 | 1489.268 | 0 | 32 | Residential_2034_Achievable_million_m3_Before Competition Groups_32 | Furnace Tune Up | 0% | 0 | 0 | Residential_2034_Achievable_million_m3_Before Competition Groups_Furnace Tune Up
Residential | Res ¦ Furnace Tune Up | 2034 | Economic | million_m3 | Before Competition Groups | 0 | 0 | 0 | 3411.9704 | 0 | 32 | Residential_2034_Economic_million_m3_Before Competition Groups_32 | Furnace Tune Up | 0% | 0 | 0 | Residential_2034_Economic_million_m3_Before Competition Groups_Furnace Tune Up
Residential | Res ¦ Tankless Water Heater | 2034 | Achievable | million_m3 | Before Competition Groups | 0 | 0 | 0 | 1489.268 | 0 | 33 | Residential_2034_Achievable_million_m3_Before Competition Groups_33 | Tankless Water Heater | 0% | 0 | 0 | Residential_2034_Achievable_million_m3_Before Competition Groups_Tankless Water Heater
Residential | Res ¦ Tankless Water Heater | 2034 | Economic | million_m3 | Before Competition Groups | 0 | 0 | 0 | 3411.9704 | 0 | 33 | Residential_2034_Economic_million_m3_Before Competition Groups_33 | Tankless Water Heater | 0% | 0 | 0 | Residential_2034_Economic_million_m3_Before Competition Groups_Tankless Water Heater
Residential | Res ¦ Air Sealing | 2035 | Economic | million_m3 | Before Competition Groups | 601.5812 | 0 | 0 | 3427.7598 | 0.1755 | 1 | Residential_2035_Economic_million_m3_Before Competition Groups_1 | Air Sealing | 17.55% | 0 | 601.5812 | Residential_2035_Economic_million_m3_Before Competition Groups_Air Sealing
Residential | Res ¦ Adaptive Thermostat | 2035 | Economic | million_m3 | Before Competition Groups | 523.8559 | 0 | 0 | 3427.7598 | 0.15283 | 2 | Residential_2035_Economic_million_m3_Before Competition Groups_2 | Adaptive Thermostat | 15.28% | 0 | 523.8559 | Residential_2035_Economic_million_m3_Before Competition Groups_Adaptive Thermostat
Residential | Res ¦ Air Sealing | 2035 | Technical | million_m3 | Before Competition Groups | 601.5812 | 0 | 0 | 3971.3381 | 0.15148 | 1 | Residential_2035_Technical_million_m3_Before Competition Groups_1 | Air Sealing | 15.15% | 0 | 601.5812 | Residential_2035_Technical_million_m3_Before Competition Groups_Air Sealing
Residential | Res ¦ Adaptive Thermostat | 2035 | Technical | million_m3 | Before Competition Groups | 523.8559 | 0 | 0 | 3971.3381 | 0.13191 | 2 | Residential_2035_Technical_million_m3_Before Competition Groups_2 | Adaptive Thermostat | 13.19% | 0 | 523.8559 | Residential_2035_Technical_million_m3_Before Competition Groups_Adaptive Thermostat
Residential | Res ¦ Comprehensive Draft Proofing | 2035 | Achievable | million_m3 | Before Competition Groups | 183.445 | 0 | 0 | 1625.5193 | 0.11285 | 1 | Residential_2035_Achievable_million_m3_Before Competition Groups_1 | Comprehensive Draft Proofing | 11.29% | 0 | 183.445 | Residential_2035_Achievable_million_m3_Before Competition Groups_Comprehensive Draft Proofing
Residential | Res ¦ Adaptive Thermostat | 2035 | Achievable | million_m3 | Before Competition Groups | 167.6445 | 0 | 0 | 1625.5193 | 0.10313 | 2 | Residential_2035_Achievable_million_m3_Before Competition Groups_2 | Adaptive Thermostat | 10.31% | 0 | 167.6445 | Residential_2035_Achievable_million_m3_Before Competition Groups_Adaptive Thermostat
Residential | Res ¦ Air Sealing | 2035 | Achievable | million_m3 | Before Competition Groups | 158.0454 | 0 | 0 | 1625.5193 | 0.097228 | 3 | Residential_2035_Achievable_million_m3_Before Competition Groups_3 | Air Sealing | 9.723% | 0 | 158.0454 | Residential_2035_Achievable_million_m3_Before Competition Groups_Air Sealing
Residential | Res ¦ DHW Recirculation Systems | 2035 | Achievable | million_m3 | Before Competition Groups | 140.1781 | 0 | 0 | 1625.5193 | 0.086236 | 4 | Residential_2035_Achievable_million_m3_Before Competition Groups_4 | DHW Recirculation Systems | 8.624% | 0 | 140.1781 | Residential_2035_Achievable_million_m3_Before Competition Groups_DHW Recirculation Systems
Residential | Res ¦ Energy Star Windows | 2035 | Achievable | million_m3 | Before Competition Groups | 137.3792 | 0 | 0 | 1625.5193 | 0.084514 | 5 | Residential_2035_Achievable_million_m3_Before Competition Groups_5 | Energy Star Windows | 8.451% | 0 | 137.3792 | Residential_2035_Achievable_million_m3_Before Competition Groups_Energy Star Windows
Residential | Res ¦ Energy Star Windows | 2035 | Economic | million_m3 | Before Competition Groups | 228.6904 | 0 | 0 | 3427.7598 | 0.066717 | 3 | Residential_2035_Economic_million_m3_Before Competition Groups_3 | Energy Star Windows | 6.672% | 0 | 228.6904 | Residential_2035_Economic_million_m3_Before Competition Groups_Energy Star Windows
Residential | Res ¦ Condensing Storage Water Heater | 2035 | Achievable | million_m3 | Before Competition Groups | 104.7528 | 0 | 0 | 1625.5193 | 0.064443 | 6 | Residential_2035_Achievable_million_m3_Before Competition Groups_6 | Condensing Storage Water Heater | 6.444% | 0 | 104.7528 | Residential_2035_Achievable_million_m3_Before Competition Groups_Condensing Storage Water Heater
Residential | Res ¦ Condensing Storage Water Heater | 2035 | Economic | million_m3 | Before Competition Groups | 201.7412 | 0 | 0 | 3427.7598 | 0.058855 | 4 | Residential_2035_Economic_million_m3_Before Competition Groups_4 | Condensing Storage Water Heater | 5.886% | 0 | 201.7412 | Residential_2035_Economic_million_m3_Before Competition Groups_Condensing Storage Water Heater
Residential | Res ¦ Condensing Boiler | 2035 | Achievable | million_m3 | Before Competition Groups | 95.3999 | 0 | 0 | 1625.5193 | 0.058689 | 7 | Residential_2035_Achievable_million_m3_Before Competition Groups_7 | Condensing Boiler | 5.869% | 0 | 95.3999 | Residential_2035_Achievable_million_m3_Before Competition Groups_Condensing Boiler
Residential | Res ¦ Energy Star Windows | 2035 | Technical | million_m3 | Before Competition Groups | 228.6904 | 0 | 0 | 3971.3381 | 0.057585 | 3 | Residential_2035_Technical_million_m3_Before Competition Groups_3 | Energy Star Windows | 5.759% | 0 | 228.6904 | Residential_2035_Technical_million_m3_Before Competition Groups_Energy Star Windows
Residential | Res ¦ High Efficiency Condensing Furnace | 2035 | Achievable | million_m3 | Before Competition Groups | 90.6827 | 0 | 0 | 1625.5193 | 0.055787 | 8 | Residential_2035_Achievable_million_m3_Before Competition Groups_8 | High Efficiency Condensing Furnace | 5.579% | 0 | 90.6827 | Residential_2035_Achievable_million_m3_Before Competition Groups_High Efficiency Condensing Furnace
Residential | Res ¦ Comprehensive Draft Proofing | 2035 | Economic | million_m3 | Before Competition Groups | 182.2635 | 0 | 0 | 3427.7598 | 0.053173 | 5 | Residential_2035_Economic_million_m3_Before Competition Groups_5 | Comprehensive Draft Proofing | 5.317% | 0 | 182.2635 | Residential_2035_Economic_million_m3_Before Competition Groups_Comprehensive Draft Proofing
Residential | Res ¦ High Efficiency Fireplace with Pilotless Ignition | 2035 | Achievable | million_m3 | Before Competition Groups | 83.4912 | 0 | 0 | 1625.5193 | 0.051363 | 9 | Residential_2035_Achievable_million_m3_Before Competition Groups_9 | High Efficiency Fireplace with Pilotless Ignition | 5.136% | 0 | 83.4912 | Residential_2035_Achievable_million_m3_Before Competition Groups_High Efficiency Fireplace with Pilotless Ignition
Residential | Res ¦ Condensing Storage Water Heater | 2035 | Technical | million_m3 | Before Competition Groups | 201.7412 | 0 | 0 | 3971.3381 | 0.050799 | 4 | Residential_2035_Technical_million_m3_Before Competition Groups_4 | Condensing Storage Water Heater | 5.08% | 0 | 201.7412 | Residential_2035_Technical_million_m3_Before Competition Groups_Condensing Storage Water Heater
Residential | Res ¦ Wall Insulation | 2035 | Economic | million_m3 | Before Competition Groups | 166.4132 | 0 | 0 | 3427.7598 | 0.048549 | 6 | Residential_2035_Economic_million_m3_Before Competition Groups_6 | Wall Insulation | 4.855% | 0 | 166.4132 | Residential_2035_Economic_million_m3_Before Competition Groups_Wall Insulation
Residential | Res ¦ Advanced BAS/Controllers | 2035 | Achievable | million_m3 | Before Competition Groups | 76.5096 | 0 | 0 | 1625.5193 | 0.047068 | 10 | Residential_2035_Achievable_million_m3_Before Competition Groups_10 | Advanced BAS/Controllers | 4.707% | 0 | 76.5096 | Residential_2035_Achievable_million_m3_Before Competition Groups_Advanced BAS/Controllers
Residential | Res ¦ Comprehensive Draft Proofing | 2035 | Technical | million_m3 | Before Competition Groups | 182.2635 | 0 | 0 | 3971.3381 | 0.045895 | 5 | Residential_2035_Technical_million_m3_Before Competition Groups_5 | Comprehensive Draft Proofing | 4.589% | 0 | 182.2635 | Residential_2035_Technical_million_m3_Before Competition Groups_Comprehensive Draft Proofing
Residential | Res ¦ Attic Insulation | 2035 | Economic | million_m3 | Before Competition Groups | 146.8985 | 0 | 0 | 3427.7598 | 0.042856 | 7 | Residential_2035_Economic_million_m3_Before Competition Groups_7 | Attic Insulation | 4.286% | 0 | 146.8985 | Residential_2035_Economic_million_m3_Before Competition Groups_Attic Insulation
Residential | Res ¦ Tankless Water Heater | 2035 | Technical | million_m3 | Before Competition Groups | 168.1795 | 0 | 0 | 3971.3381 | 0.042348 | 6 | Residential_2035_Technical_million_m3_Before Competition Groups_6 | Tankless Water Heater | 4.235% | 0 | 168.1795 | Residential_2035_Technical_million_m3_Before Competition Groups_Tankless Water Heater
Residential | Res ¦ Wall Insulation | 2035 | Technical | million_m3 | Before Competition Groups | 166.4132 | 0 | 0 | 3971.3381 | 0.041904 | 7 | Residential_2035_Technical_million_m3_Before Competition Groups_7 | Wall Insulation | 4.19% | 0 | 166.4132 | Residential_2035_Technical_million_m3_Before Competition Groups_Wall Insulation
Residential | Res ¦ DHW Recirculation Systems | 2035 | Economic | million_m3 | Before Competition Groups | 139.3082 | 0 | 0 | 3427.7598 | 0.040641 | 8 | Residential_2035_Economic_million_m3_Before Competition Groups_8 | DHW Recirculation Systems | 4.064% | 0 | 139.3082 | Residential_2035_Economic_million_m3_Before Competition Groups_DHW Recirculation Systems
Residential | Res ¦ Condensing Boiler | 2035 | Economic | million_m3 | Before Competition Groups | 135.0724 | 0 | 0 | 3427.7598 | 0.039405 | 9 | Residential_2035_Economic_million_m3_Before Competition Groups_9 | Condensing Boiler | 3.941% | 0 | 135.0724 | Residential_2035_Economic_million_m3_Before Competition Groups_Condensing Boiler
Residential | Res ¦ Building Recommissioning, Operations and Maintenance (O&M) Improvements | 2035 | Achievable | million_m3 | Before Competition Groups | 63.3042 | 0 | 0 | 1625.5193 | 0.038944 | 11 | Residential_2035_Achievable_million_m3_Before Competition Groups_11 | Building Recommissioning, Operations and Maintenance (O&M) Improvements | 3.894% | 0 | 63.3042 | Residential_2035_Achievable_million_m3_Before Competition Groups_Building Recommissioning, Operations and Maintenance (O&M) Improvements
Residential | Res ¦ Attic Insulation | 2035 | Technical | million_m3 | Before Competition Groups | 146.8985 | 0 | 0 | 3971.3381 | 0.03699 | 8 | Residential_2035_Technical_million_m3_Before Competition Groups_8 | Attic Insulation | 3.699% | 0 | 146.8985 | Residential_2035_Technical_million_m3_Before Competition Groups_Attic Insulation
Residential | Res ¦ Basement or Crawlspace Insulation | 2035 | Economic | million_m3 | Before Competition Groups | 124.8378 | 0 | 0 | 3427.7598 | 0.03642 | 10 | Residential_2035_Economic_million_m3_Before Competition Groups_10 | Basement or Crawlspace Insulation | 3.642% | 0 | 124.8378 | Residential_2035_Economic_million_m3_Before Competition Groups_Basement or Crawlspace Insulation
Residential | Res ¦ Basement Wall Insulation | 2035 | Economic | million_m3 | Before Competition Groups | 122.2201 | 0 | 0 | 3427.7598 | 0.035656 | 11 | Residential_2035_Economic_million_m3_Before Competition Groups_11 | Basement Wall Insulation | 3.566% | 0 | 122.2201 | Residential_2035_Economic_million_m3_Before Competition Groups_Basement Wall Insulation
Residential | Res ¦ DHW Recirculation Systems | 2035 | Technical | million_m3 | Before Competition Groups | 139.3082 | 0 | 0 | 3971.3381 | 0.035078 | 9 | Residential_2035_Technical_million_m3_Before Competition Groups_9 | DHW Recirculation Systems | 3.508% | 0 | 139.3082 | Residential_2035_Technical_million_m3_Before Competition Groups_DHW Recirculation Systems
Residential | Res ¦ Condensing Boiler | 2035 | Technical | million_m3 | Before Competition Groups | 135.0724 | 0 | 0 | 3971.3381 | 0.034012 | 10 | Residential_2035_Technical_million_m3_Before Competition Groups_10 | Condensing Boiler | 3.401% | 0 | 135.0724 | Residential_2035_Technical_million_m3_Before Competition Groups_Condensing Boiler
Residential | Res ¦ Heat Recovery Ventilator | 2035 | Economic | million_m3 | Before Competition Groups | 109.9218 | 0 | 0 | 3427.7598 | 0.032068 | 12 | Residential_2035_Economic_million_m3_Before Competition Groups_12 | Heat Recovery Ventilator | 3.207% | 0 | 109.9218 | Residential_2035_Economic_million_m3_Before Competition Groups_Heat Recovery Ventilator
Residential | Res ¦ High Efficiency Condensing Furnace | 2035 | Economic | million_m3 | Before Competition Groups | 109.5393 | 0 | 0 | 3427.7598 | 0.031957 | 13 | Residential_2035_Economic_million_m3_Before Competition Groups_13 | High Efficiency Condensing Furnace | 3.196% | 0 | 109.5393 | Residential_2035_Economic_million_m3_Before Competition Groups_High Efficiency Condensing Furnace
Residential | Res ¦ Basement or Crawlspace Insulation | 2035 | Technical | million_m3 | Before Competition Groups | 124.8378 | 0 | 0 | 3971.3381 | 0.031435 | 11 | Residential_2035_Technical_million_m3_Before Competition Groups_11 | Basement or Crawlspace Insulation | 3.143% | 0 | 124.8378 | Residential_2035_Technical_million_m3_Before Competition Groups_Basement or Crawlspace Insulation
Residential | Res ¦ High Efficiency Fireplace with Pilotless Ignition | 2035 | Economic | million_m3 | Before Competition Groups | 107.3511 | 0 | 0 | 3427.7598 | 0.031318 | 14 | Residential_2035_Economic_million_m3_Before Competition Groups_14 | High Efficiency Fireplace with Pilotless Ignition | 3.132% | 0 | 107.3511 | Residential_2035_Economic_million_m3_Before Competition Groups_High Efficiency Fireplace with Pilotless Ignition
Residential | Res ¦ Basement Wall Insulation | 2035 | Technical | million_m3 | Before Competition Groups | 122.2201 | 0 | 0 | 3971.3381 | 0.030776 | 12 | Residential_2035_Technical_million_m3_Before Competition Groups_12 | Basement Wall Insulation | 3.078% | 0 | 122.2201 | Residential_2035_Technical_million_m3_Before Competition Groups_Basement Wall Insulation
Residential | Res ¦ Condensing Make Up Air Unit | 2035 | Achievable | million_m3 | Before Competition Groups | 46.8061 | 0 | 0 | 1625.5193 | 0.028795 | 12 | Residential_2035_Achievable_million_m3_Before Competition Groups_12 | Condensing Make Up Air Unit | 2.879% | 0 | 46.8061 | Residential_2035_Achievable_million_m3_Before Competition Groups_Condensing Make Up Air Unit
Residential | Res ¦ High Efficiency Storage Water Heater | 2035 | Technical | million_m3 | Before Competition Groups | 111.5343 | 0 | 0 | 3971.3381 | 0.028085 | 13 | Residential_2035_Technical_million_m3_Before Competition Groups_13 | High Efficiency Storage Water Heater | 2.808% | 0 | 111.5343 | Residential_2035_Technical_million_m3_Before Competition Groups_High Efficiency Storage Water Heater
Residential | Res ¦ Heat Recovery Ventilator | 2035 | Technical | million_m3 | Before Competition Groups | 109.9218 | 0 | 0 | 3971.3381 | 0.027679 | 14 | Residential_2035_Technical_million_m3_Before Competition Groups_14 | Heat Recovery Ventilator | 2.768% | 0 | 109.9218 | Residential_2035_Technical_million_m3_Before Competition Groups_Heat Recovery Ventilator
Residential | Res ¦ High Efficiency Condensing Furnace | 2035 | Technical | million_m3 | Before Competition Groups | 109.8617 | 0 | 0 | 3971.3381 | 0.027664 | 15 | Residential_2035_Technical_million_m3_Before Competition Groups_15 | High Efficiency Condensing Furnace | 2.766% | 0 | 109.8617 | Residential_2035_Technical_million_m3_Before Competition Groups_High Efficiency Condensing Furnace
Residential | Res ¦ High Efficiency Fireplace with Pilotless Ignition | 2035 | Technical | million_m3 | Before Competition Groups | 107.3511 | 0 | 0 | 3971.3381 | 0.027031 | 16 | Residential_2035_Technical_million_m3_Before Competition Groups_16 | High Efficiency Fireplace with Pilotless Ignition | 2.703% | 0 | 107.3511 | Residential_2035_Technical_million_m3_Before Competition Groups_High Efficiency Fireplace with Pilotless Ignition
Residential | Res ¦ Wall Insulation | 2035 | Achievable | million_m3 | Before Competition Groups | 43.678 | 0 | 0 | 1625.5193 | 0.02687 | 13 | Residential_2035_Achievable_million_m3_Before Competition Groups_13 | Wall Insulation | 2.687% | 0 | 43.678 | Residential_2035_Achievable_million_m3_Before Competition Groups_Wall Insulation
Residential | Res ¦ Attic Insulation | 2035 | Achievable | million_m3 | Before Competition Groups | 38.5934 | 0 | 0 | 1625.5193 | 0.023742 | 14 | Residential_2035_Achievable_million_m3_Before Competition Groups_14 | Attic Insulation | 2.374% | 0 | 38.5934 | Residential_2035_Achievable_million_m3_Before Competition Groups_Attic Insulation
Residential | Res ¦ High Efficiency Storage Water Heater | 2035 | Economic | million_m3 | Before Competition Groups | 79.4207 | 0 | 0 | 3427.7598 | 0.02317 | 15 | Residential_2035_Economic_million_m3_Before Competition Groups_15 | High Efficiency Storage Water Heater | 2.317% | 0 | 79.4207 | Residential_2035_Economic_million_m3_Before Competition Groups_High Efficiency Storage Water Heater
Residential | Res ¦ Advanced BAS/Controllers | 2035 | Economic | million_m3 | Before Competition Groups | 76.0174 | 0 | 0 | 3427.7598 | 0.022177 | 16 | Residential_2035_Economic_million_m3_Before Competition Groups_16 | Advanced BAS/Controllers | 2.218% | 0 | 76.0174 | Residential_2035_Economic_million_m3_Before Competition Groups_Advanced BAS/Controllers
Residential | Res ¦ Condensing Make Up Air Unit | 2035 | Economic | million_m3 | Before Competition Groups | 74.7322 | 0 | 0 | 3427.7598 | 0.021802 | 17 | Residential_2035_Economic_million_m3_Before Competition Groups_17 | Condensing Make Up Air Unit | 2.18% | 0 | 74.7322 | Residential_2035_Economic_million_m3_Before Competition Groups_Condensing Make Up Air Unit
Residential | Res ¦ Window Film | 2035 | Technical | million_m3 | Before Competition Groups | 85.8163 | 0 | 0 | 3971.3381 | 0.021609 | 17 | Residential_2035_Technical_million_m3_Before Competition Groups_17 | Window Film | 2.161% | 0 | 85.8163 | Residential_2035_Technical_million_m3_Before Competition Groups_Window Film
Residential | Res ¦ Furnace Tune Up | 2035 | Technical | million_m3 | Before Competition Groups | 83.1409 | 0 | 0 | 3971.3381 | 0.020935 | 18 | Residential_2035_Technical_million_m3_Before Competition Groups_18 | Furnace Tune Up | 2.094% | 0 | 83.1409 | Residential_2035_Technical_million_m3_Before Competition Groups_Furnace Tune Up
Residential | Res ¦ Basement Wall Insulation | 2035 | Achievable | million_m3 | Before Competition Groups | 32.1122 | 0 | 0 | 1625.5193 | 0.019755 | 15 | Residential_2035_Achievable_million_m3_Before Competition Groups_15 | Basement Wall Insulation | 1.976% | 0 | 32.1122 | Residential_2035_Achievable_million_m3_Before Competition Groups_Basement Wall Insulation
Residential | Res ¦ Advanced BAS/Controllers | 2035 | Technical | million_m3 | Before Competition Groups | 76.0174 | 0 | 0 | 3971.3381 | 0.019142 | 19 | Residential_2035_Technical_million_m3_Before Competition Groups_19 | Advanced BAS/Controllers | 1.914% | 0 | 76.0174 | Residential_2035_Technical_million_m3_Before Competition Groups_Advanced BAS/Controllers
Residential | Res ¦ Condensing Make Up Air Unit | 2035 | Technical | million_m3 | Before Competition Groups | 74.7322 | 0 | 0 | 3971.3381 | 0.018818 | 20 | Residential_2035_Technical_million_m3_Before Competition Groups_20 | Condensing Make Up Air Unit | 1.882% | 0 | 74.7322 | Residential_2035_Technical_million_m3_Before Competition Groups_Condensing Make Up Air Unit
Residential | Res ¦ Building Recommissioning, Operations and Maintenance (O&M) Improvements | 2035 | Economic | million_m3 | Before Competition Groups | 62.8966 | 0 | 0 | 3427.7598 | 0.018349 | 18 | Residential_2035_Economic_million_m3_Before Competition Groups_18 | Building Recommissioning, Operations and Maintenance (O&M) Improvements | 1.835% | 0 | 62.8966 | Residential_2035_Economic_million_m3_Before Competition Groups_Building Recommissioning, Operations and Maintenance (O&M) Improvements
Residential | Res ¦ Demand Control Ventilation | 2035 | Achievable | million_m3 | Before Competition Groups | 25.8583 | 0 | 0 | 1625.5193 | 0.015908 | 16 | Residential_2035_Achievable_million_m3_Before Competition Groups_16 | Demand Control Ventilation | 1.591% | 0 | 25.8583 | Residential_2035_Achievable_million_m3_Before Competition Groups_Demand Control Ventilation
Residential | Res ¦ Building Recommissioning, Operations and Maintenance (O&M) Improvements | 2035 | Technical | million_m3 | Before Competition Groups | 62.8966 | 0 | 0 | 3971.3381 | 0.015838 | 21 | Residential_2035_Technical_million_m3_Before Competition Groups_21 | Building Recommissioning, Operations and Maintenance (O&M) Improvements | 1.584% | 0 | 62.8966 | Residential_2035_Technical_million_m3_Before Competition Groups_Building Recommissioning, Operations and Maintenance (O&M) Improvements
Residential | Res ¦ High Efficiency Storage Water Heater | 2035 | Achievable | million_m3 | Before Competition Groups | 25.7056 | 0 | 0 | 1625.5193 | 0.015814 | 17 | Residential_2035_Achievable_million_m3_Before Competition Groups_17 | High Efficiency Storage Water Heater | 1.581% | 0 | 25.7056 | Residential_2035_Achievable_million_m3_Before Competition Groups_High Efficiency Storage Water Heater
Residential | Res ¦ Ceiling Insulation | 2035 | Technical | million_m3 | Before Competition Groups | 61.7488 | 0 | 0 | 3971.3381 | 0.015549 | 22 | Residential_2035_Technical_million_m3_Before Competition Groups_22 | Ceiling Insulation | 1.555% | 0 | 61.7488 | Residential_2035_Technical_million_m3_Before Competition Groups_Ceiling Insulation
Residential | Res ¦ Duct Insulation MF | 2035 | Economic | million_m3 | Before Competition Groups | 49.6746 | 0 | 0 | 3427.7598 | 0.014492 | 19 | Residential_2035_Economic_million_m3_Before Competition Groups_19 | Duct Insulation MF | 1.449% | 0 | 49.6746 | Residential_2035_Economic_million_m3_Before Competition Groups_Duct Insulation MF
Residential | Res ¦ Floor Insulation | 2035 | Economic | million_m3 | Before Competition Groups | 47.9064 | 0 | 0 | 3427.7598 | 0.013976 | 20 | Residential_2035_Economic_million_m3_Before Competition Groups_20 | Floor Insulation | 1.398% | 0 | 47.9064 | Residential_2035_Economic_million_m3_Before Competition Groups_Floor Insulation
Residential | Res ¦ Duct Insulation | 2035 | Economic | million_m3 | Before Competition Groups | 45.758 | 0 | 0 | 3427.7598 | 0.013349 | 21 | Residential_2035_Economic_million_m3_Before Competition Groups_21 | Duct Insulation | 1.335% | 0 | 45.758 | Residential_2035_Economic_million_m3_Before Competition Groups_Duct Insulation
Residential | Res ¦ Basement or Crawlspace Insulation | 2035 | Achievable | million_m3 | Before Competition Groups | 21.41 | 0 | 0 | 1625.5193 | 0.013171 | 18 | Residential_2035_Achievable_million_m3_Before Competition Groups_18 | Basement or Crawlspace Insulation | 1.317% | 0 | 21.41 | Residential_2035_Achievable_million_m3_Before Competition Groups_Basement or Crawlspace Insulation
Residential | Res ¦ Duct Insulation MF | 2035 | Technical | million_m3 | Before Competition Groups | 49.6746 | 0 | 0 | 3971.3381 | 0.012508 | 23 | Residential_2035_Technical_million_m3_Before Competition Groups_23 | Duct Insulation MF | 1.251% | 0 | 49.6746 | Residential_2035_Technical_million_m3_Before Competition Groups_Duct Insulation MF
Residential | Res ¦ Solar Water Heating System | 2035 | Technical | million_m3 | Before Competition Groups | 49.5554 | 0 | 0 | 3971.3381 | 0.012478 | 24 | Residential_2035_Technical_million_m3_Before Competition Groups_24 | Solar Water Heating System | 1.248% | 0 | 49.5554 | Residential_2035_Technical_million_m3_Before Competition Groups_Solar Water Heating System
Residential | Res ¦ Floor Insulation | 2035 | Technical | million_m3 | Before Competition Groups | 47.9064 | 0 | 0 | 3971.3381 | 0.012063 | 25 | Residential_2035_Technical_million_m3_Before Competition Groups_25 | Floor Insulation | 1.206% | 0 | 47.9064 | Residential_2035_Technical_million_m3_Before Competition Groups_Floor Insulation
Residential | Res ¦ Duct Insulation | 2035 | Technical | million_m3 | Before Competition Groups | 45.758 | 0 | 0 | 3971.3381 | 0.011522 | 26 | Residential_2035_Technical_million_m3_Before Competition Groups_26 | Duct Insulation | 1.152% | 0 | 45.758 | Residential_2035_Technical_million_m3_Before Competition Groups_Duct Insulation
Residential | Res ¦ Demand Control Ventilation | 2035 | Economic | million_m3 | Before Competition Groups | 34.0231 | 0 | 0 | 3427.7598 | 0.0099257 | 22 | Residential_2035_Economic_million_m3_Before Competition Groups_22 | Demand Control Ventilation | 0.9926% | 0 | 34.0231 | Residential_2035_Economic_million_m3_Before Competition Groups_Demand Control Ventilation
Residential | Res ¦ Pool Cover | 2035 | Achievable | million_m3 | Before Competition Groups | 15.2605 | 0 | 0 | 1625.5193 | 0.0093881 | 19 | Residential_2035_Achievable_million_m3_Before Competition Groups_19 | Pool Cover | 0.9388% | 0 | 15.2605 | Residential_2035_Achievable_million_m3_Before Competition Groups_Pool Cover
Residential | Res ¦ Demand Control Ventilation | 2035 | Technical | million_m3 | Before Competition Groups | 34.0231 | 0 | 0 | 3971.3381 | 0.0085672 | 27 | Residential_2035_Technical_million_m3_Before Competition Groups_27 | Demand Control Ventilation | 0.8567% | 0 | 34.0231 | Residential_2035_Technical_million_m3_Before Competition Groups_Demand Control Ventilation
Residential | Res ¦ Heat Recovery Ventilator | 2035 | Achievable | million_m3 | Before Competition Groups | 13.7615 | 0 | 0 | 1625.5193 | 0.0084659 | 20 | Residential_2035_Achievable_million_m3_Before Competition Groups_20 | Heat Recovery Ventilator | 0.8466% | 0 | 13.7615 | Residential_2035_Achievable_million_m3_Before Competition Groups_Heat Recovery Ventilator
Residential | Res ¦ Duct Insulation MF | 2035 | Achievable | million_m3 | Before Competition Groups | 13.0478 | 0 | 0 | 1625.5193 | 0.0080269 | 21 | Residential_2035_Achievable_million_m3_Before Competition Groups_21 | Duct Insulation MF | 0.8027% | 0 | 13.0478 | Residential_2035_Achievable_million_m3_Before Competition Groups_Duct Insulation MF
Residential | Res ¦ Floor Insulation | 2035 | Achievable | million_m3 | Before Competition Groups | 12.578 | 0 | 0 | 1625.5193 | 0.0077378 | 22 | Residential_2035_Achievable_million_m3_Before Competition Groups_22 | Floor Insulation | 0.7738% | 0 | 12.578 | Residential_2035_Achievable_million_m3_Before Competition Groups_Floor Insulation
Residential | Res ¦ Duct Insulation | 2035 | Achievable | million_m3 | Before Competition Groups | 12.0046 | 0 | 0 | 1625.5193 | 0.0073851 | 23 | Residential_2035_Achievable_million_m3_Before Competition Groups_23 | Duct Insulation | 0.7385% | 0 | 12.0046 | Residential_2035_Achievable_million_m3_Before Competition Groups_Duct Insulation
Residential | Res ¦ Early Hot Water Heater Replacement | 2035 | Technical | million_m3 | Before Competition Groups | 27.3268 | 0 | 0 | 3971.3381 | 0.006881 | 28 | Residential_2035_Technical_million_m3_Before Competition Groups_28 | Early Hot Water Heater Replacement | 0.6881% | 0 | 27.3268 | Residential_2035_Technical_million_m3_Before Competition Groups_Early Hot Water Heater Replacement
Residential | Res ¦ Home Energy Reports | 2035 | Achievable | million_m3 | Before Competition Groups | 10.755 | 0 | 0 | 1625.5193 | 0.0066163 | 24 | Residential_2035_Achievable_million_m3_Before Competition Groups_24 | Home Energy Reports | 0.6616% | 0 | 10.755 | Residential_2035_Achievable_million_m3_Before Competition Groups_Home Energy Reports
Residential | Res ¦ Drain Water Heat Recovery | 2035 | Technical | million_m3 | Before Competition Groups | 23.3063 | 0 | 0 | 3971.3381 | 0.0058686 | 29 | Residential_2035_Technical_million_m3_Before Competition Groups_29 | Drain Water Heat Recovery | 0.5869% | 0 | 23.3063 | Residential_2035_Technical_million_m3_Before Competition Groups_Drain Water Heat Recovery
Residential | Res ¦ Home Energy Reports | 2035 | Technical | million_m3 | Before Competition Groups | 23.1539 | 0 | 0 | 3971.3381 | 0.0058302 | 30 | Residential_2035_Technical_million_m3_Before Competition Groups_30 | Home Energy Reports | 0.583% | 0 | 23.1539 | Residential_2035_Technical_million_m3_Before Competition Groups_Home Energy Reports
Residential | Res ¦ Home Energy Reports | 2035 | Economic | million_m3 | Before Competition Groups | 17.9292 | 0 | 0 | 3427.7598 | 0.0052306 | 23 | Residential_2035_Economic_million_m3_Before Competition Groups_23 | Home Energy Reports | 0.5231% | 0 | 17.9292 | Residential_2035_Economic_million_m3_Before Competition Groups_Home Energy Reports
Residential | Res ¦ Pool Cover | 2035 | Economic | million_m3 | Before Competition Groups | 15.1644 | 0 | 0 | 3427.7598 | 0.004424 | 24 | Residential_2035_Economic_million_m3_Before Competition Groups_24 | Pool Cover | 0.4424% | 0 | 15.1644 | Residential_2035_Economic_million_m3_Before Competition Groups_Pool Cover
Residential | Res ¦ Water Heater Temperature Setback | 2035 | Achievable | million_m3 | Before Competition Groups | 6.8485 | 0 | 0 | 1625.5193 | 0.0042131 | 25 | Residential_2035_Achievable_million_m3_Before Competition Groups_25 | Water Heater Temperature Setback | 0.4213% | 0 | 6.8485 | Residential_2035_Achievable_million_m3_Before Competition Groups_Water Heater Temperature Setback
Residential | Res ¦ Pool Cover | 2035 | Technical | million_m3 | Before Competition Groups | 15.1644 | 0 | 0 | 3971.3381 | 0.0038185 | 31 | Residential_2035_Technical_million_m3_Before Competition Groups_31 | Pool Cover | 0.3818% | 0 | 15.1644 | Residential_2035_Technical_million_m3_Before Competition Groups_Pool Cover
Residential | Res ¦ High Efficiency Gas Pool Heater | 2035 | Technical | million_m3 | Before Competition Groups | 11.4812 | 0 | 0 | 3971.3381 | 0.002891 | 32 | Residential_2035_Technical_million_m3_Before Competition Groups_32 | High Efficiency Gas Pool Heater | 0.2891% | 0 | 11.4812 | Residential_2035_Technical_million_m3_Before Competition Groups_High Efficiency Gas Pool Heater
Residential | Res ¦ Wall Insulation MF | 2035 | Economic | million_m3 | Before Competition Groups | 7.6896 | 0 | 0 | 3427.7598 | 0.0022433 | 25 | Residential_2035_Economic_million_m3_Before Competition Groups_25 | Wall Insulation MF | 0.2243% | 0 | 7.6896 | Residential_2035_Economic_million_m3_Before Competition Groups_Wall Insulation MF
Residential | Res ¦ Water Heater Temperature Setback | 2035 | Economic | million_m3 | Before Competition Groups | 6.8046 | 0 | 0 | 3427.7598 | 0.0019852 | 26 | Residential_2035_Economic_million_m3_Before Competition Groups_26 | Water Heater Temperature Setback | 0.1985% | 0 | 6.8046 | Residential_2035_Economic_million_m3_Before Competition Groups_Water Heater Temperature Setback
Residential | Res ¦ Wall Insulation MF | 2035 | Technical | million_m3 | Before Competition Groups | 7.6896 | 0 | 0 | 3971.3381 | 0.0019363 | 33 | Residential_2035_Technical_million_m3_Before Competition Groups_33 | Wall Insulation MF | 0.1936% | 0 | 7.6896 | Residential_2035_Technical_million_m3_Before Competition Groups_Wall Insulation MF
Residential | Res ¦ Water Heater Temperature Setback | 2035 | Technical | million_m3 | Before Competition Groups | 6.8046 | 0 | 0 | 3971.3381 | 0.0017134 | 34 | Residential_2035_Technical_million_m3_Before Competition Groups_34 | Water Heater Temperature Setback | 0.1713% | 0 | 6.8046 | Residential_2035_Technical_million_m3_Before Competition Groups_Water Heater Temperature Setback
Residential | Res ¦ Ceiling Insulation | 2035 | Economic | million_m3 | Before Competition Groups | 5.627 | 0 | 0 | 3427.7598 | 0.0016416 | 27 | Residential_2035_Economic_million_m3_Before Competition Groups_27 | Ceiling Insulation | 0.1642% | 0 | 5.627 | Residential_2035_Economic_million_m3_Before Competition Groups_Ceiling Insulation
Residential | Res ¦ Wall Insulation MF | 2035 | Achievable | million_m3 | Before Competition Groups | 2.0206 | 0 | 0 | 1625.5193 | 0.0012431 | 26 | Residential_2035_Achievable_million_m3_Before Competition Groups_26 | Wall Insulation MF | 0.1243% | 0 | 2.0206 | Residential_2035_Achievable_million_m3_Before Competition Groups_Wall Insulation MF
Residential | Res ¦ Clothes Drying Racks | 2035 | Achievable | million_m3 | Before Competition Groups | 1.1751 | 0 | 0 | 1625.5193 | 0.00072289 | 27 | Residential_2035_Achievable_million_m3_Before Competition Groups_27 | Clothes Drying Racks | 0.07229% | 0 | 1.1751 | Residential_2035_Achievable_million_m3_Before Competition Groups_Clothes Drying Racks
Residential | Res ¦ Energy Star Clothes Washer | 2035 | Achievable | million_m3 | Before Competition Groups | 0.95934 | 0 | 0 | 1625.5193 | 0.00059017 | 28 | Residential_2035_Achievable_million_m3_Before Competition Groups_28 | Energy Star Clothes Washer | 0.05902% | 0 | 0.95934 | Residential_2035_Achievable_million_m3_Before Competition Groups_Energy Star Clothes Washer
Residential | Res ¦ Energy Star Clothes Dryer | 2035 | Technical | million_m3 | Before Competition Groups | 2.0622 | 0 | 0 | 3971.3381 | 0.00051926 | 35 | Residential_2035_Technical_million_m3_Before Competition Groups_35 | Energy Star Clothes Dryer | 0.05193% | 0 | 2.0622 | Residential_2035_Technical_million_m3_Before Competition Groups_Energy Star Clothes Dryer
Residential | Res ¦ Ceiling Insulation | 2035 | Achievable | million_m3 | Before Competition Groups | 0.82459 | 0 | 0 | 1625.5193 | 0.00050728 | 29 | Residential_2035_Achievable_million_m3_Before Competition Groups_29 | Ceiling Insulation | 0.05073% | 0 | 0.82459 | Residential_2035_Achievable_million_m3_Before Competition Groups_Ceiling Insulation
Residential | Res ¦ Drain Water Heat Recovery | 2035 | Achievable | million_m3 | Before Competition Groups | 0.69712 | 0 | 0 | 1625.5193 | 0.00042886 | 30 | Residential_2035_Achievable_million_m3_Before Competition Groups_30 | Drain Water Heat Recovery | 0.04289% | 0 | 0.69712 | Residential_2035_Achievable_million_m3_Before Competition Groups_Drain Water Heat Recovery
Residential | Res ¦ Minimize Hot and Warm Clothes Wash | 2035 | Achievable | million_m3 | Before Competition Groups | 0.59039 | 0 | 0 | 1625.5193 | 0.0003632 | 31 | Residential_2035_Achievable_million_m3_Before Competition Groups_31 | Minimize Hot and Warm Clothes Wash | 0.03632% | 0 | 0.59039 | Residential_2035_Achievable_million_m3_Before Competition Groups_Minimize Hot and Warm Clothes Wash
Residential | Res ¦ Drain Water Heat Recovery | 2035 | Economic | million_m3 | Before Competition Groups | 1.1939 | 0 | 0 | 3427.7598 | 0.0003483 | 28 | Residential_2035_Economic_million_m3_Before Competition Groups_28 | Drain Water Heat Recovery | 0.03483% | 0 | 1.1939 | Residential_2035_Economic_million_m3_Before Competition Groups_Drain Water Heat Recovery
Residential | Res ¦ Clothes Drying Racks | 2035 | Economic | million_m3 | Before Competition Groups | 1.1685 | 0 | 0 | 3427.7598 | 0.00034091 | 29 | Residential_2035_Economic_million_m3_Before Competition Groups_29 | Clothes Drying Racks | 0.03409% | 0 | 1.1685 | Residential_2035_Economic_million_m3_Before Competition Groups_Clothes Drying Racks
Residential | Res ¦ Energy Star Clothes Washer | 2035 | Economic | million_m3 | Before Competition Groups | 1.0434 | 0 | 0 | 3427.7598 | 0.00030439 | 30 | Residential_2035_Economic_million_m3_Before Competition Groups_30 | Energy Star Clothes Washer | 0.03044% | 0 | 1.0434 | Residential_2035_Economic_million_m3_Before Competition Groups_Energy Star Clothes Washer
Residential | Res ¦ Minimize Hot and Warm Clothes Wash | 2035 | Economic | million_m3 | Before Competition Groups | 1.0154 | 0 | 0 | 3427.7598 | 0.00029623 | 31 | Residential_2035_Economic_million_m3_Before Competition Groups_31 | Minimize Hot and Warm Clothes Wash | 0.02962% | 0 | 1.0154 | Residential_2035_Economic_million_m3_Before Competition Groups_Minimize Hot and Warm Clothes Wash
Residential | Res ¦ Clothes Drying Racks | 2035 | Technical | million_m3 | Before Competition Groups | 1.1685 | 0 | 0 | 3971.3381 | 0.00029424 | 36 | Residential_2035_Technical_million_m3_Before Competition Groups_36 | Clothes Drying Racks | 0.02942% | 0 | 1.1685 | Residential_2035_Technical_million_m3_Before Competition Groups_Clothes Drying Racks
Residential | Res ¦ Energy Star Clothes Washer | 2035 | Technical | million_m3 | Before Competition Groups | 1.0434 | 0 | 0 | 3971.3381 | 0.00026273 | 37 | Residential_2035_Technical_million_m3_Before Competition Groups_37 | Energy Star Clothes Washer | 0.02627% | 0 | 1.0434 | Residential_2035_Technical_million_m3_Before Competition Groups_Energy Star Clothes Washer
Residential | Res ¦ Minimize Hot and Warm Clothes Wash | 2035 | Technical | million_m3 | Before Competition Groups | 1.0154 | 0 | 0 | 3971.3381 | 0.00025568 | 38 | Residential_2035_Technical_million_m3_Before Competition Groups_38 | Minimize Hot and Warm Clothes Wash | 0.02557% | 0 | 1.0154 | Residential_2035_Technical_million_m3_Before Competition Groups_Minimize Hot and Warm Clothes Wash
Residential | Res ¦ Solar Water Preheat (Pools/DHW) | 2035 | Technical | million_m3 | Before Competition Groups | 0.12119 | 0 | 0 | 3971.3381 | 3.0517e-05 | 39 | Residential_2035_Technical_million_m3_Before Competition Groups_39 | Solar Water Preheat (Pools/DHW) | 0.003052% | 0 | 0.12119 | Residential_2035_Technical_million_m3_Before Competition Groups_Solar Water Preheat (Pools/DHW)
Residential | Res ¦ Furnace Tune Up | 2035 | Achievable | million_m3 | Before Competition Groups | 0 | 0 | 0 | 1625.5193 | 0 | 32 | Residential_2035_Achievable_million_m3_Before Competition Groups_32 | Furnace Tune Up | 0% | 0 | 0 | Residential_2035_Achievable_million_m3_Before Competition Groups_Furnace Tune Up
Residential | Res ¦ Furnace Tune Up | 2035 | Economic | million_m3 | Before Competition Groups | 0 | 0 | 0 | 3427.7598 | 0 | 32 | Residential_2035_Economic_million_m3_Before Competition Groups_32 | Furnace Tune Up | 0% | 0 | 0 | Residential_2035_Economic_million_m3_Before Competition Groups_Furnace Tune Up
Residential | Res ¦ Tankless Water Heater | 2035 | Achievable | million_m3 | Before Competition Groups | 0 | 0 | 0 | 1625.5193 | 0 | 33 | Residential_2035_Achievable_million_m3_Before Competition Groups_33 | Tankless Water Heater | 0% | 0 | 0 | Residential_2035_Achievable_million_m3_Before Competition Groups_Tankless Water Heater
Residential | Res ¦ Tankless Water Heater | 2035 | Economic | million_m3 | Before Competition Groups | 0 | 0 | 0 | 3427.7598 | 0 | 33 | Residential_2035_Economic_million_m3_Before Competition Groups_33 | Tankless Water Heater | 0% | 0 | 0 | Residential_2035_Economic_million_m3_Before Competition Groups_Tankless Water Heater
Residential | Res ¦ Air Sealing | 2036 | Economic | million_m3 | Before Competition Groups | 592.0762 | 0 | 0 | 3441.7968 | 0.17203 | 1 | Residential_2036_Economic_million_m3_Before Competition Groups_1 | Air Sealing | 17.2% | 0 | 592.0762 | Residential_2036_Economic_million_m3_Before Competition Groups_Air Sealing
Residential | Res ¦ Adaptive Thermostat | 2036 | Economic | million_m3 | Before Competition Groups | 523.2692 | 0 | 0 | 3441.7968 | 0.15203 | 2 | Residential_2036_Economic_million_m3_Before Competition Groups_2 | Adaptive Thermostat | 15.2% | 0 | 523.2692 | Residential_2036_Economic_million_m3_Before Competition Groups_Adaptive Thermostat
Residential | Res ¦ Air Sealing | 2036 | Technical | million_m3 | Before Competition Groups | 592.0762 | 0 | 0 | 3993.4813 | 0.14826 | 1 | Residential_2036_Technical_million_m3_Before Competition Groups_1 | Air Sealing | 14.83% | 0 | 592.0762 | Residential_2036_Technical_million_m3_Before Competition Groups_Air Sealing
Residential | Res ¦ Adaptive Thermostat | 2036 | Technical | million_m3 | Before Competition Groups | 523.2692 | 0 | 0 | 3993.4813 | 0.13103 | 2 | Residential_2036_Technical_million_m3_Before Competition Groups_2 | Adaptive Thermostat | 13.1% | 0 | 523.2692 | Residential_2036_Technical_million_m3_Before Competition Groups_Adaptive Thermostat
Residential | Res ¦ Comprehensive Draft Proofing | 2036 | Achievable | million_m3 | Before Competition Groups | 187.5312 | 0 | 0 | 1756.4109 | 0.10677 | 1 | Residential_2036_Achievable_million_m3_Before Competition Groups_1 | Comprehensive Draft Proofing | 10.68% | 0 | 187.5312 | Residential_2036_Achievable_million_m3_Before Competition Groups_Comprehensive Draft Proofing
Residential | Res ¦ Adaptive Thermostat | 2036 | Achievable | million_m3 | Before Competition Groups | 185.5102 | 0 | 0 | 1756.4109 | 0.10562 | 2 | Residential_2036_Achievable_million_m3_Before Competition Groups_2 | Adaptive Thermostat | 10.56% | 0 | 185.5102 | Residential_2036_Achievable_million_m3_Before Competition Groups_Adaptive Thermostat
Residential | Res ¦ Air Sealing | 2036 | Achievable | million_m3 | Before Competition Groups | 176.1924 | 0 | 0 | 1756.4109 | 0.10031 | 3 | Residential_2036_Achievable_million_m3_Before Competition Groups_3 | Air Sealing | 10.03% | 0 | 176.1924 | Residential_2036_Achievable_million_m3_Before Competition Groups_Air Sealing
Residential | Res ¦ Energy Star Windows | 2036 | Achievable | million_m3 | Before Competition Groups | 155.2518 | 0 | 0 | 1756.4109 | 0.088391 | 4 | Residential_2036_Achievable_million_m3_Before Competition Groups_4 | Energy Star Windows | 8.839% | 0 | 155.2518 | Residential_2036_Achievable_million_m3_Before Competition Groups_Energy Star Windows
Residential | Res ¦ DHW Recirculation Systems | 2036 | Achievable | million_m3 | Before Competition Groups | 143.3068 | 0 | 0 | 1756.4109 | 0.081591 | 5 | Residential_2036_Achievable_million_m3_Before Competition Groups_5 | DHW Recirculation Systems | 8.159% | 0 | 143.3068 | Residential_2036_Achievable_million_m3_Before Competition Groups_DHW Recirculation Systems
Residential | Res ¦ Condensing Storage Water Heater | 2036 | Achievable | million_m3 | Before Competition Groups | 118.0003 | 0 | 0 | 1756.4109 | 0.067183 | 6 | Residential_2036_Achievable_million_m3_Before Competition Groups_6 | Condensing Storage Water Heater | 6.718% | 0 | 118.0003 | Residential_2036_Achievable_million_m3_Before Competition Groups_Condensing Storage Water Heater
Residential | Res ¦ Energy Star Windows | 2036 | Economic | million_m3 | Before Competition Groups | 225.0771 | 0 | 0 | 3441.7968 | 0.065395 | 3 | Residential_2036_Economic_million_m3_Before Competition Groups_3 | Energy Star Windows | 6.54% | 0 | 225.0771 | Residential_2036_Economic_million_m3_Before Competition Groups_Energy Star Windows
Residential | Res ¦ Condensing Storage Water Heater | 2036 | Economic | million_m3 | Before Competition Groups | 212.4564 | 0 | 0 | 3441.7968 | 0.061728 | 4 | Residential_2036_Economic_million_m3_Before Competition Groups_4 | Condensing Storage Water Heater | 6.173% | 0 | 212.4564 | Residential_2036_Economic_million_m3_Before Competition Groups_Condensing Storage Water Heater
Residential | Res ¦ Condensing Boiler | 2036 | Achievable | million_m3 | Before Competition Groups | 102.5478 | 0 | 0 | 1756.4109 | 0.058385 | 7 | Residential_2036_Achievable_million_m3_Before Competition Groups_7 | Condensing Boiler | 5.838% | 0 | 102.5478 | Residential_2036_Achievable_million_m3_Before Competition Groups_Condensing Boiler
Residential | Res ¦ Energy Star Windows | 2036 | Technical | million_m3 | Before Competition Groups | 225.0771 | 0 | 0 | 3993.4813 | 0.056361 | 3 | Residential_2036_Technical_million_m3_Before Competition Groups_3 | Energy Star Windows | 5.636% | 0 | 225.0771 | Residential_2036_Technical_million_m3_Before Competition Groups_Energy Star Windows
Residential | Res ¦ High Efficiency Condensing Furnace | 2036 | Achievable | million_m3 | Before Competition Groups | 96.7081 | 0 | 0 | 1756.4109 | 0.05506 | 8 | Residential_2036_Achievable_million_m3_Before Competition Groups_8 | High Efficiency Condensing Furnace | 5.506% | 0 | 96.7081 | Residential_2036_Achievable_million_m3_Before Competition Groups_High Efficiency Condensing Furnace
Residential | Res ¦ Condensing Storage Water Heater | 2036 | Technical | million_m3 | Before Competition Groups | 212.4564 | 0 | 0 | 3993.4813 | 0.053201 | 4 | Residential_2036_Technical_million_m3_Before Competition Groups_4 | Condensing Storage Water Heater | 5.32% | 0 | 212.4564 | Residential_2036_Technical_million_m3_Before Competition Groups_Condensing Storage Water Heater
Residential | Res ¦ Comprehensive Draft Proofing | 2036 | Economic | million_m3 | Before Competition Groups | 179.3837 | 0 | 0 | 3441.7968 | 0.052119 | 5 | Residential_2036_Economic_million_m3_Before Competition Groups_5 | Comprehensive Draft Proofing | 5.212% | 0 | 179.3837 | Residential_2036_Economic_million_m3_Before Competition Groups_Comprehensive Draft Proofing
Residential | Res ¦ High Efficiency Fireplace with Pilotless Ignition | 2036 | Achievable | million_m3 | Before Competition Groups | 89.7 | 0 | 0 | 1756.4109 | 0.05107 | 9 | Residential_2036_Achievable_million_m3_Before Competition Groups_9 | High Efficiency Fireplace with Pilotless Ignition | 5.107% | 0 | 89.7 | Residential_2036_Achievable_million_m3_Before Competition Groups_High Efficiency Fireplace with Pilotless Ignition
Residential | Res ¦ Wall Insulation | 2036 | Economic | million_m3 | Before Competition Groups | 163.7839 | 0 | 0 | 3441.7968 | 0.047587 | 6 | Residential_2036_Economic_million_m3_Before Competition Groups_6 | Wall Insulation | 4.759% | 0 | 163.7839 | Residential_2036_Economic_million_m3_Before Competition Groups_Wall Insulation
Residential | Res ¦ Comprehensive Draft Proofing | 2036 | Technical | million_m3 | Before Competition Groups | 179.3837 | 0 | 0 | 3993.4813 | 0.044919 | 5 | Residential_2036_Technical_million_m3_Before Competition Groups_5 | Comprehensive Draft Proofing | 4.492% | 0 | 179.3837 | Residential_2036_Technical_million_m3_Before Competition Groups_Comprehensive Draft Proofing
Residential | Res ¦ Advanced BAS/Controllers | 2036 | Achievable | million_m3 | Before Competition Groups | 78.214 | 0 | 0 | 1756.4109 | 0.044531 | 10 | Residential_2036_Achievable_million_m3_Before Competition Groups_10 | Advanced BAS/Controllers | 4.453% | 0 | 78.214 | Residential_2036_Achievable_million_m3_Before Competition Groups_Advanced BAS/Controllers
Residential | Res ¦ Tankless Water Heater | 2036 | Technical | million_m3 | Before Competition Groups | 177.2625 | 0 | 0 | 3993.4813 | 0.044388 | 6 | Residential_2036_Technical_million_m3_Before Competition Groups_6 | Tankless Water Heater | 4.439% | 0 | 177.2625 | Residential_2036_Technical_million_m3_Before Competition Groups_Tankless Water Heater
Residential | Res ¦ Attic Insulation | 2036 | Economic | million_m3 | Before Competition Groups | 144.5775 | 0 | 0 | 3441.7968 | 0.042006 | 7 | Residential_2036_Economic_million_m3_Before Competition Groups_7 | Attic Insulation | 4.201% | 0 | 144.5775 | Residential_2036_Economic_million_m3_Before Competition Groups_Attic Insulation
Residential | Res ¦ Wall Insulation | 2036 | Technical | million_m3 | Before Competition Groups | 163.7839 | 0 | 0 | 3993.4813 | 0.041013 | 7 | Residential_2036_Technical_million_m3_Before Competition Groups_7 | Wall Insulation | 4.101% | 0 | 163.7839 | Residential_2036_Technical_million_m3_Before Competition Groups_Wall Insulation
Residential | Res ¦ Condensing Boiler | 2036 | Economic | million_m3 | Before Competition Groups | 140.6336 | 0 | 0 | 3441.7968 | 0.040861 | 8 | Residential_2036_Economic_million_m3_Before Competition Groups_8 | Condensing Boiler | 4.086% | 0 | 140.6336 | Residential_2036_Economic_million_m3_Before Competition Groups_Condensing Boiler
Residential | Res ¦ DHW Recirculation Systems | 2036 | Economic | million_m3 | Before Competition Groups | 137.1071 | 0 | 0 | 3441.7968 | 0.039836 | 9 | Residential_2036_Economic_million_m3_Before Competition Groups_9 | DHW Recirculation Systems | 3.984% | 0 | 137.1071 | Residential_2036_Economic_million_m3_Before Competition Groups_DHW Recirculation Systems
Residential | Res ¦ Building Recommissioning, Operations and Maintenance (O&M) Improvements | 2036 | Achievable | million_m3 | Before Competition Groups | 64.7143 | 0 | 0 | 1756.4109 | 0.036845 | 11 | Residential_2036_Achievable_million_m3_Before Competition Groups_11 | Building Recommissioning, Operations and Maintenance (O&M) Improvements | 3.684% | 0 | 64.7143 | Residential_2036_Achievable_million_m3_Before Competition Groups_Building Recommissioning, Operations and Maintenance (O&M) Improvements
Residential | Res ¦ Attic Insulation | 2036 | Technical | million_m3 | Before Competition Groups | 144.5775 | 0 | 0 | 3993.4813 | 0.036203 | 8 | Residential_2036_Technical_million_m3_Before Competition Groups_8 | Attic Insulation | 3.62% | 0 | 144.5775 | Residential_2036_Technical_million_m3_Before Competition Groups_Attic Insulation
Residential | Res ¦ Basement or Crawlspace Insulation | 2036 | Economic | million_m3 | Before Competition Groups | 122.8654 | 0 | 0 | 3441.7968 | 0.035698 | 10 | Residential_2036_Economic_million_m3_Before Competition Groups_10 | Basement or Crawlspace Insulation | 3.57% | 0 | 122.8654 | Residential_2036_Economic_million_m3_Before Competition Groups_Basement or Crawlspace Insulation
Residential | Res ¦ Condensing Boiler | 2036 | Technical | million_m3 | Before Competition Groups | 140.6336 | 0 | 0 | 3993.4813 | 0.035216 | 9 | Residential_2036_Technical_million_m3_Before Competition Groups_9 | Condensing Boiler | 3.522% | 0 | 140.6336 | Residential_2036_Technical_million_m3_Before Competition Groups_Condensing Boiler
Residential | Res ¦ Basement Wall Insulation | 2036 | Economic | million_m3 | Before Competition Groups | 120.2891 | 0 | 0 | 3441.7968 | 0.034949 | 11 | Residential_2036_Economic_million_m3_Before Competition Groups_11 | Basement Wall Insulation | 3.495% | 0 | 120.2891 | Residential_2036_Economic_million_m3_Before Competition Groups_Basement Wall Insulation
Residential | Res ¦ DHW Recirculation Systems | 2036 | Technical | million_m3 | Before Competition Groups | 137.1071 | 0 | 0 | 3993.4813 | 0.034333 | 10 | Residential_2036_Technical_million_m3_Before Competition Groups_10 | DHW Recirculation Systems | 3.433% | 0 | 137.1071 | Residential_2036_Technical_million_m3_Before Competition Groups_DHW Recirculation Systems
Residential | Res ¦ Heat Recovery Ventilator | 2036 | Economic | million_m3 | Before Competition Groups | 117.0228 | 0 | 0 | 3441.7968 | 0.034 | 12 | Residential_2036_Economic_million_m3_Before Competition Groups_12 | Heat Recovery Ventilator | 3.4% | 0 | 117.0228 | Residential_2036_Economic_million_m3_Before Competition Groups_Heat Recovery Ventilator
Residential | Res ¦ High Efficiency Condensing Furnace | 2036 | Economic | million_m3 | Before Competition Groups | 115.6744 | 0 | 0 | 3441.7968 | 0.033609 | 13 | Residential_2036_Economic_million_m3_Before Competition Groups_13 | High Efficiency Condensing Furnace | 3.361% | 0 | 115.6744 | Residential_2036_Economic_million_m3_Before Competition Groups_High Efficiency Condensing Furnace
Residential | Res ¦ High Efficiency Fireplace with Pilotless Ignition | 2036 | Economic | million_m3 | Before Competition Groups | 113.5309 | 0 | 0 | 3441.7968 | 0.032986 | 14 | Residential_2036_Economic_million_m3_Before Competition Groups_14 | High Efficiency Fireplace with Pilotless Ignition | 3.299% | 0 | 113.5309 | Residential_2036_Economic_million_m3_Before Competition Groups_High Efficiency Fireplace with Pilotless Ignition
Residential | Res ¦ Basement or Crawlspace Insulation | 2036 | Technical | million_m3 | Before Competition Groups | 122.8654 | 0 | 0 | 3993.4813 | 0.030766 | 11 | Residential_2036_Technical_million_m3_Before Competition Groups_11 | Basement or Crawlspace Insulation | 3.077% | 0 | 122.8654 | Residential_2036_Technical_million_m3_Before Competition Groups_Basement or Crawlspace Insulation
Residential | Res ¦ Basement Wall Insulation | 2036 | Technical | million_m3 | Before Competition Groups | 120.2891 | 0 | 0 | 3993.4813 | 0.030121 | 12 | Residential_2036_Technical_million_m3_Before Competition Groups_12 | Basement Wall Insulation | 3.012% | 0 | 120.2891 | Residential_2036_Technical_million_m3_Before Competition Groups_Basement Wall Insulation
Residential | Res ¦ High Efficiency Storage Water Heater | 2036 | Technical | million_m3 | Before Competition Groups | 117.556 | 0 | 0 | 3993.4813 | 0.029437 | 13 | Residential_2036_Technical_million_m3_Before Competition Groups_13 | High Efficiency Storage Water Heater | 2.944% | 0 | 117.556 | Residential_2036_Technical_million_m3_Before Competition Groups_High Efficiency Storage Water Heater
Residential | Res ¦ Condensing Make Up Air Unit | 2036 | Achievable | million_m3 | Before Competition Groups | 51.531 | 0 | 0 | 1756.4109 | 0.029339 | 12 | Residential_2036_Achievable_million_m3_Before Competition Groups_12 | Condensing Make Up Air Unit | 2.934% | 0 | 51.531 | Residential_2036_Achievable_million_m3_Before Competition Groups_Condensing Make Up Air Unit
Residential | Res ¦ Heat Recovery Ventilator | 2036 | Technical | million_m3 | Before Competition Groups | 117.0228 | 0 | 0 | 3993.4813 | 0.029303 | 14 | Residential_2036_Technical_million_m3_Before Competition Groups_14 | Heat Recovery Ventilator | 2.93% | 0 | 117.0228 | Residential_2036_Technical_million_m3_Before Competition Groups_Heat Recovery Ventilator
Residential | Res ¦ High Efficiency Condensing Furnace | 2036 | Technical | million_m3 | Before Competition Groups | 116.015 | 0 | 0 | 3993.4813 | 0.029051 | 15 | Residential_2036_Technical_million_m3_Before Competition Groups_15 | High Efficiency Condensing Furnace | 2.905% | 0 | 116.015 | Residential_2036_Technical_million_m3_Before Competition Groups_High Efficiency Condensing Furnace
Residential | Res ¦ High Efficiency Fireplace with Pilotless Ignition | 2036 | Technical | million_m3 | Before Competition Groups | 113.5309 | 0 | 0 | 3993.4813 | 0.028429 | 16 | Residential_2036_Technical_million_m3_Before Competition Groups_16 | High Efficiency Fireplace with Pilotless Ignition | 2.843% | 0 | 113.5309 | Residential_2036_Technical_million_m3_Before Competition Groups_High Efficiency Fireplace with Pilotless Ignition
Residential | Res ¦ Wall Insulation | 2036 | Achievable | million_m3 | Before Competition Groups | 48.6926 | 0 | 0 | 1756.4109 | 0.027723 | 13 | Residential_2036_Achievable_million_m3_Before Competition Groups_13 | Wall Insulation | 2.772% | 0 | 48.6926 | Residential_2036_Achievable_million_m3_Before Competition Groups_Wall Insulation
Residential | Res ¦ High Efficiency Storage Water Heater | 2036 | Economic | million_m3 | Before Competition Groups | 85.4424 | 0 | 0 | 3441.7968 | 0.024825 | 15 | Residential_2036_Economic_million_m3_Before Competition Groups_15 | High Efficiency Storage Water Heater | 2.482% | 0 | 85.4424 | Residential_2036_Economic_million_m3_Before Competition Groups_High Efficiency Storage Water Heater
Residential | Res ¦ Attic Insulation | 2036 | Achievable | million_m3 | Before Competition Groups | 43.0247 | 0 | 0 | 1756.4109 | 0.024496 | 14 | Residential_2036_Achievable_million_m3_Before Competition Groups_14 | Attic Insulation | 2.45% | 0 | 43.0247 | Residential_2036_Achievable_million_m3_Before Competition Groups_Attic Insulation
Residential | Res ¦ Condensing Make Up Air Unit | 2036 | Economic | million_m3 | Before Competition Groups | 79.0538 | 0 | 0 | 3441.7968 | 0.022969 | 16 | Residential_2036_Economic_million_m3_Before Competition Groups_16 | Condensing Make Up Air Unit | 2.297% | 0 | 79.0538 | Residential_2036_Economic_million_m3_Before Competition Groups_Condensing Make Up Air Unit
Residential | Res ¦ Advanced BAS/Controllers | 2036 | Economic | million_m3 | Before Competition Groups | 74.8164 | 0 | 0 | 3441.7968 | 0.021738 | 17 | Residential_2036_Economic_million_m3_Before Competition Groups_17 | Advanced BAS/Controllers | 2.174% | 0 | 74.8164 | Residential_2036_Economic_million_m3_Before Competition Groups_Advanced BAS/Controllers
Residential | Res ¦ Window Film | 2036 | Technical | million_m3 | Before Competition Groups | 84.4604 | 0 | 0 | 3993.4813 | 0.02115 | 17 | Residential_2036_Technical_million_m3_Before Competition Groups_17 | Window Film | 2.115% | 0 | 84.4604 | Residential_2036_Technical_million_m3_Before Competition Groups_Window Film
Residential | Res ¦ Furnace Tune Up | 2036 | Technical | million_m3 | Before Competition Groups | 81.8273 | 0 | 0 | 3993.4813 | 0.02049 | 18 | Residential_2036_Technical_million_m3_Before Competition Groups_18 | Furnace Tune Up | 2.049% | 0 | 81.8273 | Residential_2036_Technical_million_m3_Before Competition Groups_Furnace Tune Up
Residential | Res ¦ Basement Wall Insulation | 2036 | Achievable | million_m3 | Before Competition Groups | 35.7993 | 0 | 0 | 1756.4109 | 0.020382 | 15 | Residential_2036_Achievable_million_m3_Before Competition Groups_15 | Basement Wall Insulation | 2.038% | 0 | 35.7993 | Residential_2036_Achievable_million_m3_Before Competition Groups_Basement Wall Insulation
Residential | Res ¦ Condensing Make Up Air Unit | 2036 | Technical | million_m3 | Before Competition Groups | 79.0538 | 0 | 0 | 3993.4813 | 0.019796 | 19 | Residential_2036_Technical_million_m3_Before Competition Groups_19 | Condensing Make Up Air Unit | 1.98% | 0 | 79.0538 | Residential_2036_Technical_million_m3_Before Competition Groups_Condensing Make Up Air Unit
Residential | Res ¦ Advanced BAS/Controllers | 2036 | Technical | million_m3 | Before Competition Groups | 74.8164 | 0 | 0 | 3993.4813 | 0.018735 | 20 | Residential_2036_Technical_million_m3_Before Competition Groups_20 | Advanced BAS/Controllers | 1.873% | 0 | 74.8164 | Residential_2036_Technical_million_m3_Before Competition Groups_Advanced BAS/Controllers
Residential | Res ¦ Building Recommissioning, Operations and Maintenance (O&M) Improvements | 2036 | Economic | million_m3 | Before Competition Groups | 61.9028 | 0 | 0 | 3441.7968 | 0.017986 | 18 | Residential_2036_Economic_million_m3_Before Competition Groups_18 | Building Recommissioning, Operations and Maintenance (O&M) Improvements | 1.799% | 0 | 61.9028 | Residential_2036_Economic_million_m3_Before Competition Groups_Building Recommissioning, Operations and Maintenance (O&M) Improvements
Residential | Res ¦ High Efficiency Storage Water Heater | 2036 | Achievable | million_m3 | Before Competition Groups | 28.9386 | 0 | 0 | 1756.4109 | 0.016476 | 16 | Residential_2036_Achievable_million_m3_Before Competition Groups_16 | High Efficiency Storage Water Heater | 1.648% | 0 | 28.9386 | Residential_2036_Achievable_million_m3_Before Competition Groups_High Efficiency Storage Water Heater
Residential | Res ¦ Demand Control Ventilation | 2036 | Achievable | million_m3 | Before Competition Groups | 27.3241 | 0 | 0 | 1756.4109 | 0.015557 | 17 | Residential_2036_Achievable_million_m3_Before Competition Groups_17 | Demand Control Ventilation | 1.556% | 0 | 27.3241 | Residential_2036_Achievable_million_m3_Before Competition Groups_Demand Control Ventilation
Residential | Res ¦ Building Recommissioning, Operations and Maintenance (O&M) Improvements | 2036 | Technical | million_m3 | Before Competition Groups | 61.9028 | 0 | 0 | 3993.4813 | 0.015501 | 21 | Residential_2036_Technical_million_m3_Before Competition Groups_21 | Building Recommissioning, Operations and Maintenance (O&M) Improvements | 1.55% | 0 | 61.9028 | Residential_2036_Technical_million_m3_Before Competition Groups_Building Recommissioning, Operations and Maintenance (O&M) Improvements
Residential | Res ¦ Ceiling Insulation | 2036 | Technical | million_m3 | Before Competition Groups | 60.7732 | 0 | 0 | 3993.4813 | 0.015218 | 22 | Residential_2036_Technical_million_m3_Before Competition Groups_22 | Ceiling Insulation | 1.522% | 0 | 60.7732 | Residential_2036_Technical_million_m3_Before Competition Groups_Ceiling Insulation
Residential | Res ¦ Duct Insulation MF | 2036 | Economic | million_m3 | Before Competition Groups | 48.8897 | 0 | 0 | 3441.7968 | 0.014205 | 19 | Residential_2036_Economic_million_m3_Before Competition Groups_19 | Duct Insulation MF | 1.42% | 0 | 48.8897 | Residential_2036_Economic_million_m3_Before Competition Groups_Duct Insulation MF
Residential | Res ¦ Basement or Crawlspace Insulation | 2036 | Achievable | million_m3 | Before Competition Groups | 24.5094 | 0 | 0 | 1756.4109 | 0.013954 | 18 | Residential_2036_Achievable_million_m3_Before Competition Groups_18 | Basement or Crawlspace Insulation | 1.395% | 0 | 24.5094 | Residential_2036_Achievable_million_m3_Before Competition Groups_Basement or Crawlspace Insulation
Residential | Res ¦ Floor Insulation | 2036 | Economic | million_m3 | Before Competition Groups | 47.1495 | 0 | 0 | 3441.7968 | 0.013699 | 20 | Residential_2036_Economic_million_m3_Before Competition Groups_20 | Floor Insulation | 1.37% | 0 | 47.1495 | Residential_2036_Economic_million_m3_Before Competition Groups_Floor Insulation
Residential | Res ¦ Duct Insulation | 2036 | Economic | million_m3 | Before Competition Groups | 45.035 | 0 | 0 | 3441.7968 | 0.013085 | 21 | Residential_2036_Economic_million_m3_Before Competition Groups_21 | Duct Insulation | 1.308% | 0 | 45.035 | Residential_2036_Economic_million_m3_Before Competition Groups_Duct Insulation
Residential | Res ¦ Solar Water Heating System | 2036 | Technical | million_m3 | Before Competition Groups | 52.2318 | 0 | 0 | 3993.4813 | 0.013079 | 23 | Residential_2036_Technical_million_m3_Before Competition Groups_23 | Solar Water Heating System | 1.308% | 0 | 52.2318 | Residential_2036_Technical_million_m3_Before Competition Groups_Solar Water Heating System
Residential | Res ¦ Duct Insulation MF | 2036 | Technical | million_m3 | Before Competition Groups | 48.8897 | 0 | 0 | 3993.4813 | 0.012242 | 24 | Residential_2036_Technical_million_m3_Before Competition Groups_24 | Duct Insulation MF | 1.224% | 0 | 48.8897 | Residential_2036_Technical_million_m3_Before Competition Groups_Duct Insulation MF
Residential | Res ¦ Floor Insulation | 2036 | Technical | million_m3 | Before Competition Groups | 47.1495 | 0 | 0 | 3993.4813 | 0.011807 | 25 | Residential_2036_Technical_million_m3_Before Competition Groups_25 | Floor Insulation | 1.181% | 0 | 47.1495 | Residential_2036_Technical_million_m3_Before Competition Groups_Floor Insulation
Residential | Res ¦ Duct Insulation | 2036 | Technical | million_m3 | Before Competition Groups | 45.035 | 0 | 0 | 3993.4813 | 0.011277 | 26 | Residential_2036_Technical_million_m3_Before Competition Groups_26 | Duct Insulation | 1.128% | 0 | 45.035 | Residential_2036_Technical_million_m3_Before Competition Groups_Duct Insulation
Residential | Res ¦ Demand Control Ventilation | 2036 | Economic | million_m3 | Before Competition Groups | 33.4855 | 0 | 0 | 3441.7968 | 0.0097291 | 22 | Residential_2036_Economic_million_m3_Before Competition Groups_22 | Demand Control Ventilation | 0.9729% | 0 | 33.4855 | Residential_2036_Economic_million_m3_Before Competition Groups_Demand Control Ventilation
Residential | Res ¦ Pool Cover | 2036 | Achievable | million_m3 | Before Competition Groups | 15.6008 | 0 | 0 | 1756.4109 | 0.0088822 | 19 | Residential_2036_Achievable_million_m3_Before Competition Groups_19 | Pool Cover | 0.8882% | 0 | 15.6008 | Residential_2036_Achievable_million_m3_Before Competition Groups_Pool Cover
Residential | Res ¦ Heat Recovery Ventilator | 2036 | Achievable | million_m3 | Before Competition Groups | 15.5597 | 0 | 0 | 1756.4109 | 0.0088588 | 20 | Residential_2036_Achievable_million_m3_Before Competition Groups_20 | Heat Recovery Ventilator | 0.8859% | 0 | 15.5597 | Residential_2036_Achievable_million_m3_Before Competition Groups_Heat Recovery Ventilator
Residential | Res ¦ Demand Control Ventilation | 2036 | Technical | million_m3 | Before Competition Groups | 33.4855 | 0 | 0 | 3993.4813 | 0.008385 | 27 | Residential_2036_Technical_million_m3_Before Competition Groups_27 | Demand Control Ventilation | 0.8385% | 0 | 33.4855 | Residential_2036_Technical_million_m3_Before Competition Groups_Demand Control Ventilation
Residential | Res ¦ Duct Insulation MF | 2036 | Achievable | million_m3 | Before Competition Groups | 14.546 | 0 | 0 | 1756.4109 | 0.0082816 | 21 | Residential_2036_Achievable_million_m3_Before Competition Groups_21 | Duct Insulation MF | 0.8282% | 0 | 14.546 | Residential_2036_Achievable_million_m3_Before Competition Groups_Duct Insulation MF
Residential | Res ¦ Floor Insulation | 2036 | Achievable | million_m3 | Before Competition Groups | 14.0221 | 0 | 0 | 1756.4109 | 0.0079834 | 22 | Residential_2036_Achievable_million_m3_Before Competition Groups_22 | Floor Insulation | 0.7983% | 0 | 14.0221 | Residential_2036_Achievable_million_m3_Before Competition Groups_Floor Insulation
Residential | Res ¦ Duct Insulation | 2036 | Achievable | million_m3 | Before Competition Groups | 13.3837 | 0 | 0 | 1756.4109 | 0.0076199 | 23 | Residential_2036_Achievable_million_m3_Before Competition Groups_23 | Duct Insulation | 0.762% | 0 | 13.3837 | Residential_2036_Achievable_million_m3_Before Competition Groups_Duct Insulation
Residential | Res ¦ Home Energy Reports | 2036 | Achievable | million_m3 | Before Competition Groups | 11.9547 | 0 | 0 | 1756.4109 | 0.0068063 | 24 | Residential_2036_Achievable_million_m3_Before Competition Groups_24 | Home Energy Reports | 0.6806% | 0 | 11.9547 | Residential_2036_Achievable_million_m3_Before Competition Groups_Home Energy Reports
Residential | Res ¦ Early Hot Water Heater Replacement | 2036 | Technical | million_m3 | Before Competition Groups | 26.895 | 0 | 0 | 3993.4813 | 0.0067347 | 28 | Residential_2036_Technical_million_m3_Before Competition Groups_28 | Early Hot Water Heater Replacement | 0.6735% | 0 | 26.895 | Residential_2036_Technical_million_m3_Before Competition Groups_Early Hot Water Heater Replacement
Residential | Res ¦ Home Energy Reports | 2036 | Technical | million_m3 | Before Competition Groups | 24.6527 | 0 | 0 | 3993.4813 | 0.0061732 | 29 | Residential_2036_Technical_million_m3_Before Competition Groups_29 | Home Energy Reports | 0.6173% | 0 | 24.6527 | Residential_2036_Technical_million_m3_Before Competition Groups_Home Energy Reports
Residential | Res ¦ Drain Water Heat Recovery | 2036 | Technical | million_m3 | Before Competition Groups | 22.938 | 0 | 0 | 3993.4813 | 0.0057439 | 30 | Residential_2036_Technical_million_m3_Before Competition Groups_30 | Drain Water Heat Recovery | 0.5744% | 0 | 22.938 | Residential_2036_Technical_million_m3_Before Competition Groups_Drain Water Heat Recovery
Residential | Res ¦ Home Energy Reports | 2036 | Economic | million_m3 | Before Competition Groups | 19.1305 | 0 | 0 | 3441.7968 | 0.0055583 | 23 | Residential_2036_Economic_million_m3_Before Competition Groups_23 | Home Energy Reports | 0.5558% | 0 | 19.1305 | Residential_2036_Economic_million_m3_Before Competition Groups_Home Energy Reports
Residential | Res ¦ Pool Cover | 2036 | Economic | million_m3 | Before Competition Groups | 14.9248 | 0 | 0 | 3441.7968 | 0.0043363 | 24 | Residential_2036_Economic_million_m3_Before Competition Groups_24 | Pool Cover | 0.4336% | 0 | 14.9248 | Residential_2036_Economic_million_m3_Before Competition Groups_Pool Cover
Residential | Res ¦ Water Heater Temperature Setback | 2036 | Achievable | million_m3 | Before Competition Groups | 7.0011 | 0 | 0 | 1756.4109 | 0.003986 | 25 | Residential_2036_Achievable_million_m3_Before Competition Groups_25 | Water Heater Temperature Setback | 0.3986% | 0 | 7.0011 | Residential_2036_Achievable_million_m3_Before Competition Groups_Water Heater Temperature Setback
Residential | Res ¦ Pool Cover | 2036 | Technical | million_m3 | Before Competition Groups | 14.9248 | 0 | 0 | 3993.4813 | 0.0037373 | 31 | Residential_2036_Technical_million_m3_Before Competition Groups_31 | Pool Cover | 0.3737% | 0 | 14.9248 | Residential_2036_Technical_million_m3_Before Competition Groups_Pool Cover
Residential | Res ¦ High Efficiency Gas Pool Heater | 2036 | Technical | million_m3 | Before Competition Groups | 11.7367 | 0 | 0 | 3993.4813 | 0.002939 | 32 | Residential_2036_Technical_million_m3_Before Competition Groups_32 | High Efficiency Gas Pool Heater | 0.2939% | 0 | 11.7367 | Residential_2036_Technical_million_m3_Before Competition Groups_High Efficiency Gas Pool Heater
Residential | Res ¦ Wall Insulation MF | 2036 | Economic | million_m3 | Before Competition Groups | 7.5681 | 0 | 0 | 3441.7968 | 0.0021989 | 25 | Residential_2036_Economic_million_m3_Before Competition Groups_25 | Wall Insulation MF | 0.2199% | 0 | 7.5681 | Residential_2036_Economic_million_m3_Before Competition Groups_Wall Insulation MF
Residential | Res ¦ Water Heater Temperature Setback | 2036 | Economic | million_m3 | Before Competition Groups | 6.6971 | 0 | 0 | 3441.7968 | 0.0019458 | 26 | Residential_2036_Economic_million_m3_Before Competition Groups_26 | Water Heater Temperature Setback | 0.1946% | 0 | 6.6971 | Residential_2036_Economic_million_m3_Before Competition Groups_Water Heater Temperature Setback
Residential | Res ¦ Wall Insulation MF | 2036 | Technical | million_m3 | Before Competition Groups | 7.5681 | 0 | 0 | 3993.4813 | 0.0018951 | 33 | Residential_2036_Technical_million_m3_Before Competition Groups_33 | Wall Insulation MF | 0.1895% | 0 | 7.5681 | Residential_2036_Technical_million_m3_Before Competition Groups_Wall Insulation MF
Residential | Res ¦ Water Heater Temperature Setback | 2036 | Technical | million_m3 | Before Competition Groups | 6.6971 | 0 | 0 | 3993.4813 | 0.001677 | 34 | Residential_2036_Technical_million_m3_Before Competition Groups_34 | Water Heater Temperature Setback | 0.1677% | 0 | 6.6971 | Residential_2036_Technical_million_m3_Before Competition Groups_Water Heater Temperature Setback
Residential | Res ¦ Ceiling Insulation | 2036 | Economic | million_m3 | Before Competition Groups | 5.5381 | 0 | 0 | 3441.7968 | 0.0016091 | 27 | Residential_2036_Economic_million_m3_Before Competition Groups_27 | Ceiling Insulation | 0.1609% | 0 | 5.5381 | Residential_2036_Economic_million_m3_Before Competition Groups_Ceiling Insulation
Residential | Res ¦ Wall Insulation MF | 2036 | Achievable | million_m3 | Before Competition Groups | 2.2526 | 0 | 0 | 1756.4109 | 0.0012825 | 26 | Residential_2036_Achievable_million_m3_Before Competition Groups_26 | Wall Insulation MF | 0.1283% | 0 | 2.2526 | Residential_2036_Achievable_million_m3_Before Competition Groups_Wall Insulation MF
Residential | Res ¦ Clothes Drying Racks | 2036 | Achievable | million_m3 | Before Competition Groups | 1.2014 | 0 | 0 | 1756.4109 | 0.00068403 | 27 | Residential_2036_Achievable_million_m3_Before Competition Groups_27 | Clothes Drying Racks | 0.0684% | 0 | 1.2014 | Residential_2036_Achievable_million_m3_Before Competition Groups_Clothes Drying Racks
Residential | Res ¦ Energy Star Clothes Washer | 2036 | Achievable | million_m3 | Before Competition Groups | 1.0039 | 0 | 0 | 1756.4109 | 0.00057154 | 28 | Residential_2036_Achievable_million_m3_Before Competition Groups_28 | Energy Star Clothes Washer | 0.05715% | 0 | 1.0039 | Residential_2036_Achievable_million_m3_Before Competition Groups_Energy Star Clothes Washer
Residential | Res ¦ Energy Star Clothes Dryer | 2036 | Technical | million_m3 | Before Competition Groups | 2.177 | 0 | 0 | 3993.4813 | 0.00054515 | 35 | Residential_2036_Technical_million_m3_Before Competition Groups_35 | Energy Star Clothes Dryer | 0.05451% | 0 | 2.177 | Residential_2036_Technical_million_m3_Before Competition Groups_Energy Star Clothes Dryer
Residential | Res ¦ Ceiling Insulation | 2036 | Achievable | million_m3 | Before Competition Groups | 0.95542 | 0 | 0 | 1756.4109 | 0.00054396 | 29 | Residential_2036_Achievable_million_m3_Before Competition Groups_29 | Ceiling Insulation | 0.0544% | 0 | 0.95542 | Residential_2036_Achievable_million_m3_Before Competition Groups_Ceiling Insulation
Residential | Res ¦ Drain Water Heat Recovery | 2036 | Achievable | million_m3 | Before Competition Groups | 0.79706 | 0 | 0 | 1756.4109 | 0.0004538 | 30 | Residential_2036_Achievable_million_m3_Before Competition Groups_30 | Drain Water Heat Recovery | 0.04538% | 0 | 0.79706 | Residential_2036_Achievable_million_m3_Before Competition Groups_Drain Water Heat Recovery
Residential | Res ¦ Minimize Hot and Warm Clothes Wash | 2036 | Achievable | million_m3 | Before Competition Groups | 0.6358 | 0 | 0 | 1756.4109 | 0.00036199 | 31 | Residential_2036_Achievable_million_m3_Before Competition Groups_31 | Minimize Hot and Warm Clothes Wash | 0.0362% | 0 | 0.6358 | Residential_2036_Achievable_million_m3_Before Competition Groups_Minimize Hot and Warm Clothes Wash
Residential | Res ¦ Drain Water Heat Recovery | 2036 | Economic | million_m3 | Before Competition Groups | 1.175 | 0 | 0 | 3441.7968 | 0.0003414 | 28 | Residential_2036_Economic_million_m3_Before Competition Groups_28 | Drain Water Heat Recovery | 0.03414% | 0 | 1.175 | Residential_2036_Economic_million_m3_Before Competition Groups_Drain Water Heat Recovery
Residential | Res ¦ Clothes Drying Racks | 2036 | Economic | million_m3 | Before Competition Groups | 1.1501 | 0 | 0 | 3441.7968 | 0.00033415 | 29 | Residential_2036_Economic_million_m3_Before Competition Groups_29 | Clothes Drying Racks | 0.03342% | 0 | 1.1501 | Residential_2036_Economic_million_m3_Before Competition Groups_Clothes Drying Racks
Residential | Res ¦ Energy Star Clothes Washer | 2036 | Economic | million_m3 | Before Competition Groups | 1.0914 | 0 | 0 | 3441.7968 | 0.0003171 | 30 | Residential_2036_Economic_million_m3_Before Competition Groups_30 | Energy Star Clothes Washer | 0.03171% | 0 | 1.0914 | Residential_2036_Economic_million_m3_Before Competition Groups_Energy Star Clothes Washer
Residential | Res ¦ Minimize Hot and Warm Clothes Wash | 2036 | Economic | million_m3 | Before Competition Groups | 0.99936 | 0 | 0 | 3441.7968 | 0.00029036 | 31 | Residential_2036_Economic_million_m3_Before Competition Groups_31 | Minimize Hot and Warm Clothes Wash | 0.02904% | 0 | 0.99936 | Residential_2036_Economic_million_m3_Before Competition Groups_Minimize Hot and Warm Clothes Wash
Residential | Res ¦ Clothes Drying Racks | 2036 | Technical | million_m3 | Before Competition Groups | 1.1501 | 0 | 0 | 3993.4813 | 0.00028799 | 36 | Residential_2036_Technical_million_m3_Before Competition Groups_36 | Clothes Drying Racks | 0.0288% | 0 | 1.1501 | Residential_2036_Technical_million_m3_Before Competition Groups_Clothes Drying Racks
Residential | Res ¦ Energy Star Clothes Washer | 2036 | Technical | million_m3 | Before Competition Groups | 1.0914 | 0 | 0 | 3993.4813 | 0.00027329 | 37 | Residential_2036_Technical_million_m3_Before Competition Groups_37 | Energy Star Clothes Washer | 0.02733% | 0 | 1.0914 | Residential_2036_Technical_million_m3_Before Competition Groups_Energy Star Clothes Washer
Residential | Res ¦ Minimize Hot and Warm Clothes Wash | 2036 | Technical | million_m3 | Before Competition Groups | 0.99936 | 0 | 0 | 3993.4813 | 0.00025025 | 38 | Residential_2036_Technical_million_m3_Before Competition Groups_38 | Minimize Hot and Warm Clothes Wash | 0.02502% | 0 | 0.99936 | Residential_2036_Technical_million_m3_Before Competition Groups_Minimize Hot and Warm Clothes Wash
Residential | Res ¦ Solar Water Preheat (Pools/DHW) | 2036 | Technical | million_m3 | Before Competition Groups | 0.11928 | 0 | 0 | 3993.4813 | 2.9868e-05 | 39 | Residential_2036_Technical_million_m3_Before Competition Groups_39 | Solar Water Preheat (Pools/DHW) | 0.002987% | 0 | 0.11928 | Residential_2036_Technical_million_m3_Before Competition Groups_Solar Water Preheat (Pools/DHW)
Residential | Res ¦ Furnace Tune Up | 2036 | Achievable | million_m3 | Before Competition Groups | 0 | 0 | 0 | 1756.4109 | 0 | 32 | Residential_2036_Achievable_million_m3_Before Competition Groups_32 | Furnace Tune Up | 0% | 0 | 0 | Residential_2036_Achievable_million_m3_Before Competition Groups_Furnace Tune Up
Residential | Res ¦ Furnace Tune Up | 2036 | Economic | million_m3 | Before Competition Groups | 0 | 0 | 0 | 3441.7968 | 0 | 32 | Residential_2036_Economic_million_m3_Before Competition Groups_32 | Furnace Tune Up | 0% | 0 | 0 | Residential_2036_Economic_million_m3_Before Competition Groups_Furnace Tune Up
Residential | Res ¦ Tankless Water Heater | 2036 | Achievable | million_m3 | Before Competition Groups | 0 | 0 | 0 | 1756.4109 | 0 | 33 | Residential_2036_Achievable_million_m3_Before Competition Groups_33 | Tankless Water Heater | 0% | 0 | 0 | Residential_2036_Achievable_million_m3_Before Competition Groups_Tankless Water Heater
Residential | Res ¦ Tankless Water Heater | 2036 | Economic | million_m3 | Before Competition Groups | 0 | 0 | 0 | 3441.7968 | 0 | 33 | Residential_2036_Economic_million_m3_Before Competition Groups_33 | Tankless Water Heater | 0% | 0 | 0 | Residential_2036_Economic_million_m3_Before Competition Groups_Tankless Water Heater
Residential | Res ¦ Air Sealing | 2037 | Economic | million_m3 | Before Competition Groups | 582.7214 | 0 | 0 | 3463.186 | 0.16826 | 1 | Residential_2037_Economic_million_m3_Before Competition Groups_1 | Air Sealing | 16.83% | 0 | 582.7214 | Residential_2037_Economic_million_m3_Before Competition Groups_Air Sealing
Residential | Res ¦ Adaptive Thermostat | 2037 | Economic | million_m3 | Before Competition Groups | 522.6434 | 0 | 0 | 3463.186 | 0.15091 | 2 | Residential_2037_Economic_million_m3_Before Competition Groups_2 | Adaptive Thermostat | 15.09% | 0 | 522.6434 | Residential_2037_Economic_million_m3_Before Competition Groups_Adaptive Thermostat
Residential | Res ¦ Air Sealing | 2037 | Technical | million_m3 | Before Competition Groups | 582.7214 | 0 | 0 | 4013.7857 | 0.14518 | 1 | Residential_2037_Technical_million_m3_Before Competition Groups_1 | Air Sealing | 14.52% | 0 | 582.7214 | Residential_2037_Technical_million_m3_Before Competition Groups_Air Sealing
Residential | Res ¦ Adaptive Thermostat | 2037 | Technical | million_m3 | Before Competition Groups | 522.6434 | 0 | 0 | 4013.7857 | 0.13021 | 2 | Residential_2037_Technical_million_m3_Before Competition Groups_2 | Adaptive Thermostat | 13.02% | 0 | 522.6434 | Residential_2037_Technical_million_m3_Before Competition Groups_Adaptive Thermostat
Residential | Res ¦ Adaptive Thermostat | 2037 | Achievable | million_m3 | Before Competition Groups | 203.8288 | 0 | 0 | 1883.2374 | 0.10823 | 1 | Residential_2037_Achievable_million_m3_Before Competition Groups_1 | Adaptive Thermostat | 10.82% | 0 | 203.8288 | Residential_2037_Achievable_million_m3_Before Competition Groups_Adaptive Thermostat
Residential | Res ¦ Air Sealing | 2037 | Achievable | million_m3 | Before Competition Groups | 194.9512 | 0 | 0 | 1883.2374 | 0.10352 | 2 | Residential_2037_Achievable_million_m3_Before Competition Groups_2 | Air Sealing | 10.35% | 0 | 194.9512 | Residential_2037_Achievable_million_m3_Before Competition Groups_Air Sealing
Residential | Res ¦ Comprehensive Draft Proofing | 2037 | Achievable | million_m3 | Before Competition Groups | 190.4303 | 0 | 0 | 1883.2374 | 0.10112 | 3 | Residential_2037_Achievable_million_m3_Before Competition Groups_3 | Comprehensive Draft Proofing | 10.11% | 0 | 190.4303 | Residential_2037_Achievable_million_m3_Before Competition Groups_Comprehensive Draft Proofing
Residential | Res ¦ Energy Star Windows | 2037 | Achievable | million_m3 | Before Competition Groups | 170.9491 | 0 | 0 | 1883.2374 | 0.090774 | 4 | Residential_2037_Achievable_million_m3_Before Competition Groups_4 | Energy Star Windows | 9.077% | 0 | 170.9491 | Residential_2037_Achievable_million_m3_Before Competition Groups_Energy Star Windows
Residential | Res ¦ DHW Recirculation Systems | 2037 | Achievable | million_m3 | Before Competition Groups | 145.5272 | 0 | 0 | 1883.2374 | 0.077275 | 5 | Residential_2037_Achievable_million_m3_Before Competition Groups_5 | DHW Recirculation Systems | 7.727% | 0 | 145.5272 | Residential_2037_Achievable_million_m3_Before Competition Groups_DHW Recirculation Systems
Residential | Res ¦ Condensing Storage Water Heater | 2037 | Achievable | million_m3 | Before Competition Groups | 130.9297 | 0 | 0 | 1883.2374 | 0.069524 | 6 | Residential_2037_Achievable_million_m3_Before Competition Groups_6 | Condensing Storage Water Heater | 6.952% | 0 | 130.9297 | Residential_2037_Achievable_million_m3_Before Competition Groups_Condensing Storage Water Heater
Residential | Res ¦ Condensing Storage Water Heater | 2037 | Economic | million_m3 | Before Competition Groups | 222.6856 | 0 | 0 | 3463.186 | 0.064301 | 3 | Residential_2037_Economic_million_m3_Before Competition Groups_3 | Condensing Storage Water Heater | 6.43% | 0 | 222.6856 | Residential_2037_Economic_million_m3_Before Competition Groups_Condensing Storage Water Heater
Residential | Res ¦ Energy Star Windows | 2037 | Economic | million_m3 | Before Competition Groups | 221.5209 | 0 | 0 | 3463.186 | 0.063964 | 4 | Residential_2037_Economic_million_m3_Before Competition Groups_4 | Energy Star Windows | 6.396% | 0 | 221.5209 | Residential_2037_Economic_million_m3_Before Competition Groups_Energy Star Windows
Residential | Res ¦ Condensing Boiler | 2037 | Achievable | million_m3 | Before Competition Groups | 109.3245 | 0 | 0 | 1883.2374 | 0.058051 | 7 | Residential_2037_Achievable_million_m3_Before Competition Groups_7 | Condensing Boiler | 5.805% | 0 | 109.3245 | Residential_2037_Achievable_million_m3_Before Competition Groups_Condensing Boiler
Residential | Res ¦ Condensing Storage Water Heater | 2037 | Technical | million_m3 | Before Competition Groups | 222.6856 | 0 | 0 | 4013.7857 | 0.05548 | 3 | Residential_2037_Technical_million_m3_Before Competition Groups_3 | Condensing Storage Water Heater | 5.548% | 0 | 222.6856 | Residential_2037_Technical_million_m3_Before Competition Groups_Condensing Storage Water Heater
Residential | Res ¦ Energy Star Windows | 2037 | Technical | million_m3 | Before Competition Groups | 221.5209 | 0 | 0 | 4013.7857 | 0.05519 | 4 | Residential_2037_Technical_million_m3_Before Competition Groups_4 | Energy Star Windows | 5.519% | 0 | 221.5209 | Residential_2037_Technical_million_m3_Before Competition Groups_Energy Star Windows
Residential | Res ¦ High Efficiency Condensing Furnace | 2037 | Achievable | million_m3 | Before Competition Groups | 102.4654 | 0 | 0 | 1883.2374 | 0.054409 | 8 | Residential_2037_Achievable_million_m3_Before Competition Groups_8 | High Efficiency Condensing Furnace | 5.441% | 0 | 102.4654 | Residential_2037_Achievable_million_m3_Before Competition Groups_High Efficiency Condensing Furnace
Residential | Res ¦ Comprehensive Draft Proofing | 2037 | Economic | million_m3 | Before Competition Groups | 176.5495 | 0 | 0 | 3463.186 | 0.050979 | 5 | Residential_2037_Economic_million_m3_Before Competition Groups_5 | Comprehensive Draft Proofing | 5.098% | 0 | 176.5495 | Residential_2037_Economic_million_m3_Before Competition Groups_Comprehensive Draft Proofing
Residential | Res ¦ High Efficiency Fireplace with Pilotless Ignition | 2037 | Achievable | million_m3 | Before Competition Groups | 95.6593 | 0 | 0 | 1883.2374 | 0.050795 | 9 | Residential_2037_Achievable_million_m3_Before Competition Groups_9 | High Efficiency Fireplace with Pilotless Ignition | 5.08% | 0 | 95.6593 | Residential_2037_Achievable_million_m3_Before Competition Groups_High Efficiency Fireplace with Pilotless Ignition
Residential | Res ¦ Wall Insulation | 2037 | Economic | million_m3 | Before Competition Groups | 161.1961 | 0 | 0 | 3463.186 | 0.046546 | 6 | Residential_2037_Economic_million_m3_Before Competition Groups_6 | Wall Insulation | 4.655% | 0 | 161.1961 | Residential_2037_Economic_million_m3_Before Competition Groups_Wall Insulation
Residential | Res ¦ Tankless Water Heater | 2037 | Technical | million_m3 | Before Competition Groups | 185.9316 | 0 | 0 | 4013.7857 | 0.046323 | 5 | Residential_2037_Technical_million_m3_Before Competition Groups_5 | Tankless Water Heater | 4.632% | 0 | 185.9316 | Residential_2037_Technical_million_m3_Before Competition Groups_Tankless Water Heater
Residential | Res ¦ Comprehensive Draft Proofing | 2037 | Technical | million_m3 | Before Competition Groups | 176.5495 | 0 | 0 | 4013.7857 | 0.043986 | 6 | Residential_2037_Technical_million_m3_Before Competition Groups_6 | Comprehensive Draft Proofing | 4.399% | 0 | 176.5495 | Residential_2037_Technical_million_m3_Before Competition Groups_Comprehensive Draft Proofing
Residential | Res ¦ Advanced BAS/Controllers | 2037 | Achievable | million_m3 | Before Competition Groups | 79.4232 | 0 | 0 | 1883.2374 | 0.042174 | 10 | Residential_2037_Achievable_million_m3_Before Competition Groups_10 | Advanced BAS/Controllers | 4.217% | 0 | 79.4232 | Residential_2037_Achievable_million_m3_Before Competition Groups_Advanced BAS/Controllers
Residential | Res ¦ Condensing Boiler | 2037 | Economic | million_m3 | Before Competition Groups | 145.9983 | 0 | 0 | 3463.186 | 0.042157 | 7 | Residential_2037_Economic_million_m3_Before Competition Groups_7 | Condensing Boiler | 4.216% | 0 | 145.9983 | Residential_2037_Economic_million_m3_Before Competition Groups_Condensing Boiler
Residential | Res ¦ Attic Insulation | 2037 | Economic | million_m3 | Before Competition Groups | 142.2932 | 0 | 0 | 3463.186 | 0.041087 | 8 | Residential_2037_Economic_million_m3_Before Competition Groups_8 | Attic Insulation | 4.109% | 0 | 142.2932 | Residential_2037_Economic_million_m3_Before Competition Groups_Attic Insulation
Residential | Res ¦ Wall Insulation | 2037 | Technical | million_m3 | Before Competition Groups | 161.1961 | 0 | 0 | 4013.7857 | 0.040161 | 7 | Residential_2037_Technical_million_m3_Before Competition Groups_7 | Wall Insulation | 4.016% | 0 | 161.1961 | Residential_2037_Technical_million_m3_Before Competition Groups_Wall Insulation
Residential | Res ¦ DHW Recirculation Systems | 2037 | Economic | million_m3 | Before Competition Groups | 134.9408 | 0 | 0 | 3463.186 | 0.038964 | 9 | Residential_2037_Economic_million_m3_Before Competition Groups_9 | DHW Recirculation Systems | 3.896% | 0 | 134.9408 | Residential_2037_Economic_million_m3_Before Competition Groups_DHW Recirculation Systems
Residential | Res ¦ Condensing Boiler | 2037 | Technical | million_m3 | Before Competition Groups | 145.9983 | 0 | 0 | 4013.7857 | 0.036374 | 8 | Residential_2037_Technical_million_m3_Before Competition Groups_8 | Condensing Boiler | 3.637% | 0 | 145.9983 | Residential_2037_Technical_million_m3_Before Competition Groups_Condensing Boiler
Residential | Res ¦ Heat Recovery Ventilator | 2037 | Economic | million_m3 | Before Competition Groups | 123.9581 | 0 | 0 | 3463.186 | 0.035793 | 10 | Residential_2037_Economic_million_m3_Before Competition Groups_10 | Heat Recovery Ventilator | 3.579% | 0 | 123.9581 | Residential_2037_Economic_million_m3_Before Competition Groups_Heat Recovery Ventilator
Residential | Res ¦ Attic Insulation | 2037 | Technical | million_m3 | Before Competition Groups | 142.2932 | 0 | 0 | 4013.7857 | 0.035451 | 9 | Residential_2037_Technical_million_m3_Before Competition Groups_9 | Attic Insulation | 3.545% | 0 | 142.2932 | Residential_2037_Technical_million_m3_Before Competition Groups_Attic Insulation
Residential | Res ¦ High Efficiency Condensing Furnace | 2037 | Economic | million_m3 | Before Competition Groups | 121.5579 | 0 | 0 | 3463.186 | 0.0351 | 11 | Residential_2037_Economic_million_m3_Before Competition Groups_11 | High Efficiency Condensing Furnace | 3.51% | 0 | 121.5579 | Residential_2037_Economic_million_m3_Before Competition Groups_High Efficiency Condensing Furnace
Residential | Res ¦ Basement or Crawlspace Insulation | 2037 | Economic | million_m3 | Before Competition Groups | 120.9241 | 0 | 0 | 3463.186 | 0.034917 | 12 | Residential_2037_Economic_million_m3_Before Competition Groups_12 | Basement or Crawlspace Insulation | 3.492% | 0 | 120.9241 | Residential_2037_Economic_million_m3_Before Competition Groups_Basement or Crawlspace Insulation
Residential | Res ¦ Building Recommissioning, Operations and Maintenance (O&M) Improvements | 2037 | Achievable | million_m3 | Before Competition Groups | 65.7148 | 0 | 0 | 1883.2374 | 0.034895 | 11 | Residential_2037_Achievable_million_m3_Before Competition Groups_11 | Building Recommissioning, Operations and Maintenance (O&M) Improvements | 3.489% | 0 | 65.7148 | Residential_2037_Achievable_million_m3_Before Competition Groups_Building Recommissioning, Operations and Maintenance (O&M) Improvements
Residential | Res ¦ High Efficiency Fireplace with Pilotless Ignition | 2037 | Economic | million_m3 | Before Competition Groups | 119.4746 | 0 | 0 | 3463.186 | 0.034498 | 13 | Residential_2037_Economic_million_m3_Before Competition Groups_13 | High Efficiency Fireplace with Pilotless Ignition | 3.45% | 0 | 119.4746 | Residential_2037_Economic_million_m3_Before Competition Groups_High Efficiency Fireplace with Pilotless Ignition
Residential | Res ¦ Basement Wall Insulation | 2037 | Economic | million_m3 | Before Competition Groups | 118.3885 | 0 | 0 | 3463.186 | 0.034185 | 14 | Residential_2037_Economic_million_m3_Before Competition Groups_14 | Basement Wall Insulation | 3.418% | 0 | 118.3885 | Residential_2037_Economic_million_m3_Before Competition Groups_Basement Wall Insulation
Residential | Res ¦ DHW Recirculation Systems | 2037 | Technical | million_m3 | Before Competition Groups | 134.9408 | 0 | 0 | 4013.7857 | 0.033619 | 10 | Residential_2037_Technical_million_m3_Before Competition Groups_10 | DHW Recirculation Systems | 3.362% | 0 | 134.9408 | Residential_2037_Technical_million_m3_Before Competition Groups_DHW Recirculation Systems
Residential | Res ¦ Heat Recovery Ventilator | 2037 | Technical | million_m3 | Before Competition Groups | 123.9581 | 0 | 0 | 4013.7857 | 0.030883 | 11 | Residential_2037_Technical_million_m3_Before Competition Groups_11 | Heat Recovery Ventilator | 3.088% | 0 | 123.9581 | Residential_2037_Technical_million_m3_Before Competition Groups_Heat Recovery Ventilator
Residential | Res ¦ High Efficiency Storage Water Heater | 2037 | Technical | million_m3 | Before Competition Groups | 123.3023 | 0 | 0 | 4013.7857 | 0.03072 | 12 | Residential_2037_Technical_million_m3_Before Competition Groups_12 | High Efficiency Storage Water Heater | 3.072% | 0 | 123.3023 | Residential_2037_Technical_million_m3_Before Competition Groups_High Efficiency Storage Water Heater
Residential | Res ¦ High Efficiency Condensing Furnace | 2037 | Technical | million_m3 | Before Competition Groups | 121.9159 | 0 | 0 | 4013.7857 | 0.030374 | 13 | Residential_2037_Technical_million_m3_Before Competition Groups_13 | High Efficiency Condensing Furnace | 3.037% | 0 | 121.9159 | Residential_2037_Technical_million_m3_Before Competition Groups_High Efficiency Condensing Furnace
Residential | Res ¦ Basement or Crawlspace Insulation | 2037 | Technical | million_m3 | Before Competition Groups | 120.9241 | 0 | 0 | 4013.7857 | 0.030127 | 14 | Residential_2037_Technical_million_m3_Before Competition Groups_14 | Basement or Crawlspace Insulation | 3.013% | 0 | 120.9241 | Residential_2037_Technical_million_m3_Before Competition Groups_Basement or Crawlspace Insulation
Residential | Res ¦ Condensing Make Up Air Unit | 2037 | Achievable | million_m3 | Before Competition Groups | 56.1218 | 0 | 0 | 1883.2374 | 0.029801 | 12 | Residential_2037_Achievable_million_m3_Before Competition Groups_12 | Condensing Make Up Air Unit | 2.98% | 0 | 56.1218 | Residential_2037_Achievable_million_m3_Before Competition Groups_Condensing Make Up Air Unit
Residential | Res ¦ High Efficiency Fireplace with Pilotless Ignition | 2037 | Technical | million_m3 | Before Competition Groups | 119.4746 | 0 | 0 | 4013.7857 | 0.029766 | 15 | Residential_2037_Technical_million_m3_Before Competition Groups_15 | High Efficiency Fireplace with Pilotless Ignition | 2.977% | 0 | 119.4746 | Residential_2037_Technical_million_m3_Before Competition Groups_High Efficiency Fireplace with Pilotless Ignition
Residential | Res ¦ Basement Wall Insulation | 2037 | Technical | million_m3 | Before Competition Groups | 118.3885 | 0 | 0 | 4013.7857 | 0.029495 | 16 | Residential_2037_Technical_million_m3_Before Competition Groups_16 | Basement Wall Insulation | 2.95% | 0 | 118.3885 | Residential_2037_Technical_million_m3_Before Competition Groups_Basement Wall Insulation
Residential | Res ¦ Wall Insulation | 2037 | Achievable | million_m3 | Before Competition Groups | 53.8765 | 0 | 0 | 1883.2374 | 0.028608 | 13 | Residential_2037_Achievable_million_m3_Before Competition Groups_13 | Wall Insulation | 2.861% | 0 | 53.8765 | Residential_2037_Achievable_million_m3_Before Competition Groups_Wall Insulation
Residential | Res ¦ High Efficiency Storage Water Heater | 2037 | Economic | million_m3 | Before Competition Groups | 91.1887 | 0 | 0 | 3463.186 | 0.026331 | 15 | Residential_2037_Economic_million_m3_Before Competition Groups_15 | High Efficiency Storage Water Heater | 2.633% | 0 | 91.1887 | Residential_2037_Economic_million_m3_Before Competition Groups_High Efficiency Storage Water Heater
Residential | Res ¦ Attic Insulation | 2037 | Achievable | million_m3 | Before Competition Groups | 47.6055 | 0 | 0 | 1883.2374 | 0.025279 | 14 | Residential_2037_Achievable_million_m3_Before Competition Groups_14 | Attic Insulation | 2.528% | 0 | 47.6055 | Residential_2037_Achievable_million_m3_Before Competition Groups_Attic Insulation
Residential | Res ¦ Condensing Make Up Air Unit | 2037 | Economic | million_m3 | Before Competition Groups | 83.2198 | 0 | 0 | 3463.186 | 0.02403 | 16 | Residential_2037_Economic_million_m3_Before Competition Groups_16 | Condensing Make Up Air Unit | 2.403% | 0 | 83.2198 | Residential_2037_Economic_million_m3_Before Competition Groups_Condensing Make Up Air Unit
Residential | Res ¦ Advanced BAS/Controllers | 2037 | Economic | million_m3 | Before Competition Groups | 73.6343 | 0 | 0 | 3463.186 | 0.021262 | 17 | Residential_2037_Economic_million_m3_Before Competition Groups_17 | Advanced BAS/Controllers | 2.126% | 0 | 73.6343 | Residential_2037_Economic_million_m3_Before Competition Groups_Advanced BAS/Controllers
Residential | Res ¦ Basement Wall Insulation | 2037 | Achievable | million_m3 | Before Competition Groups | 39.6108 | 0 | 0 | 1883.2374 | 0.021033 | 15 | Residential_2037_Achievable_million_m3_Before Competition Groups_15 | Basement Wall Insulation | 2.103% | 0 | 39.6108 | Residential_2037_Achievable_million_m3_Before Competition Groups_Basement Wall Insulation
Residential | Res ¦ Condensing Make Up Air Unit | 2037 | Technical | million_m3 | Before Competition Groups | 83.2198 | 0 | 0 | 4013.7857 | 0.020733 | 17 | Residential_2037_Technical_million_m3_Before Competition Groups_17 | Condensing Make Up Air Unit | 2.073% | 0 | 83.2198 | Residential_2037_Technical_million_m3_Before Competition Groups_Condensing Make Up Air Unit
Residential | Res ¦ Window Film | 2037 | Technical | million_m3 | Before Competition Groups | 83.1259 | 0 | 0 | 4013.7857 | 0.02071 | 18 | Residential_2037_Technical_million_m3_Before Competition Groups_18 | Window Film | 2.071% | 0 | 83.1259 | Residential_2037_Technical_million_m3_Before Competition Groups_Window Film
Residential | Res ¦ Furnace Tune Up | 2037 | Technical | million_m3 | Before Competition Groups | 80.5344 | 0 | 0 | 4013.7857 | 0.020064 | 19 | Residential_2037_Technical_million_m3_Before Competition Groups_19 | Furnace Tune Up | 2.006% | 0 | 80.5344 | Residential_2037_Technical_million_m3_Before Competition Groups_Furnace Tune Up
Residential | Res ¦ Advanced BAS/Controllers | 2037 | Technical | million_m3 | Before Competition Groups | 73.6343 | 0 | 0 | 4013.7857 | 0.018345 | 20 | Residential_2037_Technical_million_m3_Before Competition Groups_20 | Advanced BAS/Controllers | 1.835% | 0 | 73.6343 | Residential_2037_Technical_million_m3_Before Competition Groups_Advanced BAS/Controllers
Residential | Res ¦ Building Recommissioning, Operations and Maintenance (O&M) Improvements | 2037 | Economic | million_m3 | Before Competition Groups | 60.9247 | 0 | 0 | 3463.186 | 0.017592 | 18 | Residential_2037_Economic_million_m3_Before Competition Groups_18 | Building Recommissioning, Operations and Maintenance (O&M) Improvements | 1.759% | 0 | 60.9247 | Residential_2037_Economic_million_m3_Before Competition Groups_Building Recommissioning, Operations and Maintenance (O&M) Improvements
Residential | Res ¦ High Efficiency Storage Water Heater | 2037 | Achievable | million_m3 | Before Competition Groups | 31.6921 | 0 | 0 | 1883.2374 | 0.016828 | 16 | Residential_2037_Achievable_million_m3_Before Competition Groups_16 | High Efficiency Storage Water Heater | 1.683% | 0 | 31.6921 | Residential_2037_Achievable_million_m3_Before Competition Groups_High Efficiency Storage Water Heater
Residential | Res ¦ Demand Control Ventilation | 2037 | Achievable | million_m3 | Before Competition Groups | 28.6011 | 0 | 0 | 1883.2374 | 0.015187 | 17 | Residential_2037_Achievable_million_m3_Before Competition Groups_17 | Demand Control Ventilation | 1.519% | 0 | 28.6011 | Residential_2037_Achievable_million_m3_Before Competition Groups_Demand Control Ventilation
Residential | Res ¦ Building Recommissioning, Operations and Maintenance (O&M) Improvements | 2037 | Technical | million_m3 | Before Competition Groups | 60.9247 | 0 | 0 | 4013.7857 | 0.015179 | 21 | Residential_2037_Technical_million_m3_Before Competition Groups_21 | Building Recommissioning, Operations and Maintenance (O&M) Improvements | 1.518% | 0 | 60.9247 | Residential_2037_Technical_million_m3_Before Competition Groups_Building Recommissioning, Operations and Maintenance (O&M) Improvements
Residential | Res ¦ Ceiling Insulation | 2037 | Technical | million_m3 | Before Competition Groups | 59.813 | 0 | 0 | 4013.7857 | 0.014902 | 22 | Residential_2037_Technical_million_m3_Before Competition Groups_22 | Ceiling Insulation | 1.49% | 0 | 59.813 | Residential_2037_Technical_million_m3_Before Competition Groups_Ceiling Insulation
Residential | Res ¦ Basement or Crawlspace Insulation | 2037 | Achievable | million_m3 | Before Competition Groups | 27.7764 | 0 | 0 | 1883.2374 | 0.014749 | 18 | Residential_2037_Achievable_million_m3_Before Competition Groups_18 | Basement or Crawlspace Insulation | 1.475% | 0 | 27.7764 | Residential_2037_Achievable_million_m3_Before Competition Groups_Basement or Crawlspace Insulation
Residential | Res ¦ Duct Insulation MF | 2037 | Economic | million_m3 | Before Competition Groups | 48.1173 | 0 | 0 | 3463.186 | 0.013894 | 19 | Residential_2037_Economic_million_m3_Before Competition Groups_19 | Duct Insulation MF | 1.389% | 0 | 48.1173 | Residential_2037_Economic_million_m3_Before Competition Groups_Duct Insulation MF
Residential | Res ¦ Solar Water Heating System | 2037 | Technical | million_m3 | Before Competition Groups | 54.7862 | 0 | 0 | 4013.7857 | 0.01365 | 23 | Residential_2037_Technical_million_m3_Before Competition Groups_23 | Solar Water Heating System | 1.365% | 0 | 54.7862 | Residential_2037_Technical_million_m3_Before Competition Groups_Solar Water Heating System
Residential | Res ¦ Floor Insulation | 2037 | Economic | million_m3 | Before Competition Groups | 46.4045 | 0 | 0 | 3463.186 | 0.013399 | 20 | Residential_2037_Economic_million_m3_Before Competition Groups_20 | Floor Insulation | 1.34% | 0 | 46.4045 | Residential_2037_Economic_million_m3_Before Competition Groups_Floor Insulation
Residential | Res ¦ Duct Insulation | 2037 | Economic | million_m3 | Before Competition Groups | 44.3235 | 0 | 0 | 3463.186 | 0.012798 | 21 | Residential_2037_Economic_million_m3_Before Competition Groups_21 | Duct Insulation | 1.28% | 0 | 44.3235 | Residential_2037_Economic_million_m3_Before Competition Groups_Duct Insulation
Residential | Res ¦ Duct Insulation MF | 2037 | Technical | million_m3 | Before Competition Groups | 48.1173 | 0 | 0 | 4013.7857 | 0.011988 | 24 | Residential_2037_Technical_million_m3_Before Competition Groups_24 | Duct Insulation MF | 1.199% | 0 | 48.1173 | Residential_2037_Technical_million_m3_Before Competition Groups_Duct Insulation MF
Residential | Res ¦ Floor Insulation | 2037 | Technical | million_m3 | Before Competition Groups | 46.4045 | 0 | 0 | 4013.7857 | 0.011561 | 25 | Residential_2037_Technical_million_m3_Before Competition Groups_25 | Floor Insulation | 1.156% | 0 | 46.4045 | Residential_2037_Technical_million_m3_Before Competition Groups_Floor Insulation
Residential | Res ¦ Duct Insulation | 2037 | Technical | million_m3 | Before Competition Groups | 44.3235 | 0 | 0 | 4013.7857 | 0.011043 | 26 | Residential_2037_Technical_million_m3_Before Competition Groups_26 | Duct Insulation | 1.104% | 0 | 44.3235 | Residential_2037_Technical_million_m3_Before Competition Groups_Duct Insulation
Residential | Res ¦ Demand Control Ventilation | 2037 | Economic | million_m3 | Before Competition Groups | 32.9564 | 0 | 0 | 3463.186 | 0.0095162 | 22 | Residential_2037_Economic_million_m3_Before Competition Groups_22 | Demand Control Ventilation | 0.9516% | 0 | 32.9564 | Residential_2037_Economic_million_m3_Before Competition Groups_Demand Control Ventilation
Residential | Res ¦ Heat Recovery Ventilator | 2037 | Achievable | million_m3 | Before Competition Groups | 17.365 | 0 | 0 | 1883.2374 | 0.0092208 | 19 | Residential_2037_Achievable_million_m3_Before Competition Groups_19 | Heat Recovery Ventilator | 0.9221% | 0 | 17.365 | Residential_2037_Achievable_million_m3_Before Competition Groups_Heat Recovery Ventilator
Residential | Res ¦ Duct Insulation MF | 2037 | Achievable | million_m3 | Before Competition Groups | 16.0946 | 0 | 0 | 1883.2374 | 0.0085462 | 20 | Residential_2037_Achievable_million_m3_Before Competition Groups_20 | Duct Insulation MF | 0.8546% | 0 | 16.0946 | Residential_2037_Achievable_million_m3_Before Competition Groups_Duct Insulation MF
Residential | Res ¦ Pool Cover | 2037 | Achievable | million_m3 | Before Competition Groups | 15.8423 | 0 | 0 | 1883.2374 | 0.0084123 | 21 | Residential_2037_Achievable_million_m3_Before Competition Groups_21 | Pool Cover | 0.8412% | 0 | 15.8423 | Residential_2037_Achievable_million_m3_Before Competition Groups_Pool Cover
Residential | Res ¦ Floor Insulation | 2037 | Achievable | million_m3 | Before Competition Groups | 15.5149 | 0 | 0 | 1883.2374 | 0.0082384 | 22 | Residential_2037_Achievable_million_m3_Before Competition Groups_22 | Floor Insulation | 0.8238% | 0 | 15.5149 | Residential_2037_Achievable_million_m3_Before Competition Groups_Floor Insulation
Residential | Res ¦ Demand Control Ventilation | 2037 | Technical | million_m3 | Before Competition Groups | 32.9564 | 0 | 0 | 4013.7857 | 0.0082108 | 27 | Residential_2037_Technical_million_m3_Before Competition Groups_27 | Demand Control Ventilation | 0.8211% | 0 | 32.9564 | Residential_2037_Technical_million_m3_Before Competition Groups_Demand Control Ventilation
Residential | Res ¦ Duct Insulation | 2037 | Achievable | million_m3 | Before Competition Groups | 14.8094 | 0 | 0 | 1883.2374 | 0.0078638 | 23 | Residential_2037_Achievable_million_m3_Before Competition Groups_23 | Duct Insulation | 0.7864% | 0 | 14.8094 | Residential_2037_Achievable_million_m3_Before Competition Groups_Duct Insulation
Residential | Res ¦ Home Energy Reports | 2037 | Achievable | million_m3 | Before Competition Groups | 13.1226 | 0 | 0 | 1883.2374 | 0.0069681 | 24 | Residential_2037_Achievable_million_m3_Before Competition Groups_24 | Home Energy Reports | 0.6968% | 0 | 13.1226 | Residential_2037_Achievable_million_m3_Before Competition Groups_Home Energy Reports
Residential | Res ¦ Early Hot Water Heater Replacement | 2037 | Technical | million_m3 | Before Competition Groups | 26.4701 | 0 | 0 | 4013.7857 | 0.0065948 | 28 | Residential_2037_Technical_million_m3_Before Competition Groups_28 | Early Hot Water Heater Replacement | 0.6595% | 0 | 26.4701 | Residential_2037_Technical_million_m3_Before Competition Groups_Early Hot Water Heater Replacement
Residential | Res ¦ Home Energy Reports | 2037 | Technical | million_m3 | Before Competition Groups | 26.1148 | 0 | 0 | 4013.7857 | 0.0065063 | 29 | Residential_2037_Technical_million_m3_Before Competition Groups_29 | Home Energy Reports | 0.6506% | 0 | 26.1148 | Residential_2037_Technical_million_m3_Before Competition Groups_Home Energy Reports
Residential | Res ¦ Home Energy Reports | 2037 | Economic | million_m3 | Before Competition Groups | 20.3075 | 0 | 0 | 3463.186 | 0.0058638 | 23 | Residential_2037_Economic_million_m3_Before Competition Groups_23 | Home Energy Reports | 0.5864% | 0 | 20.3075 | Residential_2037_Economic_million_m3_Before Competition Groups_Home Energy Reports
Residential | Res ¦ Drain Water Heat Recovery | 2037 | Technical | million_m3 | Before Competition Groups | 22.5756 | 0 | 0 | 4013.7857 | 0.0056245 | 30 | Residential_2037_Technical_million_m3_Before Competition Groups_30 | Drain Water Heat Recovery | 0.5625% | 0 | 22.5756 | Residential_2037_Technical_million_m3_Before Competition Groups_Drain Water Heat Recovery
Residential | Res ¦ Pool Cover | 2037 | Economic | million_m3 | Before Competition Groups | 14.689 | 0 | 0 | 3463.186 | 0.0042415 | 24 | Residential_2037_Economic_million_m3_Before Competition Groups_24 | Pool Cover | 0.4241% | 0 | 14.689 | Residential_2037_Economic_million_m3_Before Competition Groups_Pool Cover
Residential | Res ¦ Water Heater Temperature Setback | 2037 | Achievable | million_m3 | Before Competition Groups | 7.1094 | 0 | 0 | 1883.2374 | 0.0037751 | 25 | Residential_2037_Achievable_million_m3_Before Competition Groups_25 | Water Heater Temperature Setback | 0.3775% | 0 | 7.1094 | Residential_2037_Achievable_million_m3_Before Competition Groups_Water Heater Temperature Setback
Residential | Res ¦ Pool Cover | 2037 | Technical | million_m3 | Before Competition Groups | 14.689 | 0 | 0 | 4013.7857 | 0.0036596 | 31 | Residential_2037_Technical_million_m3_Before Competition Groups_31 | Pool Cover | 0.366% | 0 | 14.689 | Residential_2037_Technical_million_m3_Before Competition Groups_Pool Cover
Residential | Res ¦ High Efficiency Gas Pool Heater | 2037 | Technical | million_m3 | Before Competition Groups | 11.9557 | 0 | 0 | 4013.7857 | 0.0029787 | 32 | Residential_2037_Technical_million_m3_Before Competition Groups_32 | High Efficiency Gas Pool Heater | 0.2979% | 0 | 11.9557 | Residential_2037_Technical_million_m3_Before Competition Groups_High Efficiency Gas Pool Heater
Residential | Res ¦ Tankless Water Heater | 2037 | Economic | million_m3 | Before Competition Groups | 8.6691 | 0 | 0 | 3463.186 | 0.0025032 | 25 | Residential_2037_Economic_million_m3_Before Competition Groups_25 | Tankless Water Heater | 0.2503% | 0 | 8.6691 | Residential_2037_Economic_million_m3_Before Competition Groups_Tankless Water Heater
Residential | Res ¦ Wall Insulation MF | 2037 | Economic | million_m3 | Before Competition Groups | 7.4485 | 0 | 0 | 3463.186 | 0.0021508 | 26 | Residential_2037_Economic_million_m3_Before Competition Groups_26 | Wall Insulation MF | 0.2151% | 0 | 7.4485 | Residential_2037_Economic_million_m3_Before Competition Groups_Wall Insulation MF
Residential | Res ¦ Water Heater Temperature Setback | 2037 | Economic | million_m3 | Before Competition Groups | 6.5913 | 0 | 0 | 3463.186 | 0.0019033 | 27 | Residential_2037_Economic_million_m3_Before Competition Groups_27 | Water Heater Temperature Setback | 0.1903% | 0 | 6.5913 | Residential_2037_Economic_million_m3_Before Competition Groups_Water Heater Temperature Setback
Residential | Res ¦ Wall Insulation MF | 2037 | Technical | million_m3 | Before Competition Groups | 7.4485 | 0 | 0 | 4013.7857 | 0.0018557 | 33 | Residential_2037_Technical_million_m3_Before Competition Groups_33 | Wall Insulation MF | 0.1856% | 0 | 7.4485 | Residential_2037_Technical_million_m3_Before Competition Groups_Wall Insulation MF
Residential | Res ¦ Water Heater Temperature Setback | 2037 | Technical | million_m3 | Before Competition Groups | 6.5913 | 0 | 0 | 4013.7857 | 0.0016422 | 34 | Residential_2037_Technical_million_m3_Before Competition Groups_34 | Water Heater Temperature Setback | 0.1642% | 0 | 6.5913 | Residential_2037_Technical_million_m3_Before Competition Groups_Water Heater Temperature Setback
Residential | Res ¦ Ceiling Insulation | 2037 | Economic | million_m3 | Before Competition Groups | 5.4506 | 0 | 0 | 3463.186 | 0.0015739 | 28 | Residential_2037_Economic_million_m3_Before Competition Groups_28 | Ceiling Insulation | 0.1574% | 0 | 5.4506 | Residential_2037_Economic_million_m3_Before Competition Groups_Ceiling Insulation
Residential | Res ¦ Wall Insulation MF | 2037 | Achievable | million_m3 | Before Competition Groups | 2.4925 | 0 | 0 | 1883.2374 | 0.0013235 | 26 | Residential_2037_Achievable_million_m3_Before Competition Groups_26 | Wall Insulation MF | 0.1324% | 0 | 2.4925 | Residential_2037_Achievable_million_m3_Before Competition Groups_Wall Insulation MF
Residential | Res ¦ Tankless Water Heater | 2037 | Achievable | million_m3 | Before Competition Groups | 1.4924 | 0 | 0 | 1883.2374 | 0.00079246 | 27 | Residential_2037_Achievable_million_m3_Before Competition Groups_27 | Tankless Water Heater | 0.07925% | 0 | 1.4924 | Residential_2037_Achievable_million_m3_Before Competition Groups_Tankless Water Heater
Residential | Res ¦ Clothes Drying Racks | 2037 | Achievable | million_m3 | Before Competition Groups | 1.2202 | 0 | 0 | 1883.2374 | 0.00064791 | 28 | Residential_2037_Achievable_million_m3_Before Competition Groups_28 | Clothes Drying Racks | 0.06479% | 0 | 1.2202 | Residential_2037_Achievable_million_m3_Before Competition Groups_Clothes Drying Racks
Residential | Res ¦ Ceiling Insulation | 2037 | Achievable | million_m3 | Before Competition Groups | 1.0942 | 0 | 0 | 1883.2374 | 0.00058103 | 29 | Residential_2037_Achievable_million_m3_Before Competition Groups_29 | Ceiling Insulation | 0.0581% | 0 | 1.0942 | Residential_2037_Achievable_million_m3_Before Competition Groups_Ceiling Insulation
Residential | Res ¦ Energy Star Clothes Dryer | 2037 | Technical | million_m3 | Before Competition Groups | 2.287 | 0 | 0 | 4013.7857 | 0.00056978 | 35 | Residential_2037_Technical_million_m3_Before Competition Groups_35 | Energy Star Clothes Dryer | 0.05698% | 0 | 2.287 | Residential_2037_Technical_million_m3_Before Competition Groups_Energy Star Clothes Dryer
Residential | Res ¦ Energy Star Clothes Washer | 2037 | Achievable | million_m3 | Before Competition Groups | 1.0455 | 0 | 0 | 1883.2374 | 0.00055518 | 30 | Residential_2037_Achievable_million_m3_Before Competition Groups_30 | Energy Star Clothes Washer | 0.05552% | 0 | 1.0455 | Residential_2037_Achievable_million_m3_Before Competition Groups_Energy Star Clothes Washer
Residential | Res ¦ Drain Water Heat Recovery | 2037 | Achievable | million_m3 | Before Competition Groups | 0.88391 | 0 | 0 | 1883.2374 | 0.00046936 | 31 | Residential_2037_Achievable_million_m3_Before Competition Groups_31 | Drain Water Heat Recovery | 0.04694% | 0 | 0.88391 | Residential_2037_Achievable_million_m3_Before Competition Groups_Drain Water Heat Recovery
Residential | Res ¦ Minimize Hot and Warm Clothes Wash | 2037 | Achievable | million_m3 | Before Competition Groups | 0.66305 | 0 | 0 | 1883.2374 | 0.00035208 | 32 | Residential_2037_Achievable_million_m3_Before Competition Groups_32 | Minimize Hot and Warm Clothes Wash | 0.03521% | 0 | 0.66305 | Residential_2037_Achievable_million_m3_Before Competition Groups_Minimize Hot and Warm Clothes Wash
Residential | Res ¦ Drain Water Heat Recovery | 2037 | Economic | million_m3 | Before Competition Groups | 1.1565 | 0 | 0 | 3463.186 | 0.00033393 | 29 | Residential_2037_Economic_million_m3_Before Competition Groups_29 | Drain Water Heat Recovery | 0.03339% | 0 | 1.1565 | Residential_2037_Economic_million_m3_Before Competition Groups_Drain Water Heat Recovery
Residential | Res ¦ Energy Star Clothes Washer | 2037 | Economic | million_m3 | Before Competition Groups | 1.1365 | 0 | 0 | 3463.186 | 0.00032817 | 30 | Residential_2037_Economic_million_m3_Before Competition Groups_30 | Energy Star Clothes Washer | 0.03282% | 0 | 1.1365 | Residential_2037_Economic_million_m3_Before Competition Groups_Energy Star Clothes Washer
Residential | Res ¦ Clothes Drying Racks | 2037 | Economic | million_m3 | Before Competition Groups | 1.1319 | 0 | 0 | 3463.186 | 0.00032684 | 31 | Residential_2037_Economic_million_m3_Before Competition Groups_31 | Clothes Drying Racks | 0.03268% | 0 | 1.1319 | Residential_2037_Economic_million_m3_Before Competition Groups_Clothes Drying Racks
Residential | Res ¦ Minimize Hot and Warm Clothes Wash | 2037 | Economic | million_m3 | Before Competition Groups | 0.98357 | 0 | 0 | 3463.186 | 0.00028401 | 32 | Residential_2037_Economic_million_m3_Before Competition Groups_32 | Minimize Hot and Warm Clothes Wash | 0.0284% | 0 | 0.98357 | Residential_2037_Economic_million_m3_Before Competition Groups_Minimize Hot and Warm Clothes Wash
Residential | Res ¦ Energy Star Clothes Washer | 2037 | Technical | million_m3 | Before Competition Groups | 1.1365 | 0 | 0 | 4013.7857 | 0.00028315 | 36 | Residential_2037_Technical_million_m3_Before Competition Groups_36 | Energy Star Clothes Washer | 0.02832% | 0 | 1.1365 | Residential_2037_Technical_million_m3_Before Competition Groups_Energy Star Clothes Washer
Residential | Res ¦ Clothes Drying Racks | 2037 | Technical | million_m3 | Before Competition Groups | 1.1319 | 0 | 0 | 4013.7857 | 0.00028201 | 37 | Residential_2037_Technical_million_m3_Before Competition Groups_37 | Clothes Drying Racks | 0.0282% | 0 | 1.1319 | Residential_2037_Technical_million_m3_Before Competition Groups_Clothes Drying Racks
Residential | Res ¦ Minimize Hot and Warm Clothes Wash | 2037 | Technical | million_m3 | Before Competition Groups | 0.98357 | 0 | 0 | 4013.7857 | 0.00024505 | 38 | Residential_2037_Technical_million_m3_Before Competition Groups_38 | Minimize Hot and Warm Clothes Wash | 0.0245% | 0 | 0.98357 | Residential_2037_Technical_million_m3_Before Competition Groups_Minimize Hot and Warm Clothes Wash
Residential | Res ¦ Solar Water Preheat (Pools/DHW) | 2037 | Technical | million_m3 | Before Competition Groups | 0.11739 | 0 | 0 | 4013.7857 | 2.9248e-05 | 39 | Residential_2037_Technical_million_m3_Before Competition Groups_39 | Solar Water Preheat (Pools/DHW) | 0.002925% | 0 | 0.11739 | Residential_2037_Technical_million_m3_Before Competition Groups_Solar Water Preheat (Pools/DHW)
Residential | Res ¦ Furnace Tune Up | 2037 | Achievable | million_m3 | Before Competition Groups | 0 | 0 | 0 | 1883.2374 | 0 | 33 | Residential_2037_Achievable_million_m3_Before Competition Groups_33 | Furnace Tune Up | 0% | 0 | 0 | Residential_2037_Achievable_million_m3_Before Competition Groups_Furnace Tune Up
Residential | Res ¦ Furnace Tune Up | 2037 | Economic | million_m3 | Before Competition Groups | 0 | 0 | 0 | 3463.186 | 0 | 33 | Residential_2037_Economic_million_m3_Before Competition Groups_33 | Furnace Tune Up | 0% | 0 | 0 | Residential_2037_Economic_million_m3_Before Competition Groups_Furnace Tune Up
Residential | Res ¦ Air Sealing | 2038 | Economic | million_m3 | Before Competition Groups | 573.5144 | 0 | 0 | 3482.8958 | 0.16467 | 1 | Residential_2038_Economic_million_m3_Before Competition Groups_1 | Air Sealing | 16.47% | 0 | 573.5144 | Residential_2038_Economic_million_m3_Before Competition Groups_Air Sealing
Residential | Res ¦ Adaptive Thermostat | 2038 | Economic | million_m3 | Before Competition Groups | 521.9752 | 0 | 0 | 3482.8958 | 0.14987 | 2 | Residential_2038_Economic_million_m3_Before Competition Groups_2 | Adaptive Thermostat | 14.99% | 0 | 521.9752 | Residential_2038_Economic_million_m3_Before Competition Groups_Adaptive Thermostat
Residential | Res ¦ Air Sealing | 2038 | Technical | million_m3 | Before Competition Groups | 573.5144 | 0 | 0 | 4032.3193 | 0.14223 | 1 | Residential_2038_Technical_million_m3_Before Competition Groups_1 | Air Sealing | 14.22% | 0 | 573.5144 | Residential_2038_Technical_million_m3_Before Competition Groups_Air Sealing
Residential | Res ¦ Adaptive Thermostat | 2038 | Technical | million_m3 | Before Competition Groups | 521.9752 | 0 | 0 | 4032.3193 | 0.12945 | 2 | Residential_2038_Technical_million_m3_Before Competition Groups_2 | Adaptive Thermostat | 12.94% | 0 | 521.9752 | Residential_2038_Technical_million_m3_Before Competition Groups_Adaptive Thermostat
Residential | Res ¦ Adaptive Thermostat | 2038 | Achievable | million_m3 | Before Competition Groups | 222.4891 | 0 | 0 | 2006.3042 | 0.11089 | 1 | Residential_2038_Achievable_million_m3_Before Competition Groups_1 | Adaptive Thermostat | 11.09% | 0 | 222.4891 | Residential_2038_Achievable_million_m3_Before Competition Groups_Adaptive Thermostat
Residential | Res ¦ Air Sealing | 2038 | Achievable | million_m3 | Before Competition Groups | 214.1928 | 0 | 0 | 2006.3042 | 0.10676 | 2 | Residential_2038_Achievable_million_m3_Before Competition Groups_2 | Air Sealing | 10.68% | 0 | 214.1928 | Residential_2038_Achievable_million_m3_Before Competition Groups_Air Sealing
Residential | Res ¦ Comprehensive Draft Proofing | 2038 | Achievable | million_m3 | Before Competition Groups | 192.4576 | 0 | 0 | 2006.3042 | 0.095926 | 3 | Residential_2038_Achievable_million_m3_Before Competition Groups_3 | Comprehensive Draft Proofing | 9.593% | 0 | 192.4576 | Residential_2038_Achievable_million_m3_Before Competition Groups_Comprehensive Draft Proofing
Residential | Res ¦ Energy Star Windows | 2038 | Achievable | million_m3 | Before Competition Groups | 184.1389 | 0 | 0 | 2006.3042 | 0.09178 | 4 | Residential_2038_Achievable_million_m3_Before Competition Groups_4 | Energy Star Windows | 9.178% | 0 | 184.1389 | Residential_2038_Achievable_million_m3_Before Competition Groups_Energy Star Windows
Residential | Res ¦ DHW Recirculation Systems | 2038 | Achievable | million_m3 | Before Competition Groups | 147.0804 | 0 | 0 | 2006.3042 | 0.073309 | 5 | Residential_2038_Achievable_million_m3_Before Competition Groups_5 | DHW Recirculation Systems | 7.331% | 0 | 147.0804 | Residential_2038_Achievable_million_m3_Before Competition Groups_DHW Recirculation Systems
Residential | Res ¦ Condensing Storage Water Heater | 2038 | Achievable | million_m3 | Before Competition Groups | 143.4292 | 0 | 0 | 2006.3042 | 0.071489 | 6 | Residential_2038_Achievable_million_m3_Before Competition Groups_6 | Condensing Storage Water Heater | 7.149% | 0 | 143.4292 | Residential_2038_Achievable_million_m3_Before Competition Groups_Condensing Storage Water Heater
Residential | Res ¦ Condensing Storage Water Heater | 2038 | Economic | million_m3 | Before Competition Groups | 232.4485 | 0 | 0 | 3482.8958 | 0.06674 | 3 | Residential_2038_Economic_million_m3_Before Competition Groups_3 | Condensing Storage Water Heater | 6.674% | 0 | 232.4485 | Residential_2038_Economic_million_m3_Before Competition Groups_Condensing Storage Water Heater
Residential | Res ¦ Energy Star Windows | 2038 | Economic | million_m3 | Before Competition Groups | 218.0208 | 0 | 0 | 3482.8958 | 0.062598 | 4 | Residential_2038_Economic_million_m3_Before Competition Groups_4 | Energy Star Windows | 6.26% | 0 | 218.0208 | Residential_2038_Economic_million_m3_Before Competition Groups_Energy Star Windows
Residential | Res ¦ Condensing Boiler | 2038 | Achievable | million_m3 | Before Competition Groups | 115.7559 | 0 | 0 | 2006.3042 | 0.057696 | 7 | Residential_2038_Achievable_million_m3_Before Competition Groups_7 | Condensing Boiler | 5.77% | 0 | 115.7559 | Residential_2038_Achievable_million_m3_Before Competition Groups_Condensing Boiler
Residential | Res ¦ Condensing Storage Water Heater | 2038 | Technical | million_m3 | Before Competition Groups | 232.4485 | 0 | 0 | 4032.3193 | 0.057646 | 3 | Residential_2038_Technical_million_m3_Before Competition Groups_3 | Condensing Storage Water Heater | 5.765% | 0 | 232.4485 | Residential_2038_Technical_million_m3_Before Competition Groups_Condensing Storage Water Heater
Residential | Res ¦ Energy Star Windows | 2038 | Technical | million_m3 | Before Competition Groups | 218.0208 | 0 | 0 | 4032.3193 | 0.054068 | 4 | Residential_2038_Technical_million_m3_Before Competition Groups_4 | Energy Star Windows | 5.407% | 0 | 218.0208 | Residential_2038_Technical_million_m3_Before Competition Groups_Energy Star Windows
Residential | Res ¦ High Efficiency Condensing Furnace | 2038 | Achievable | million_m3 | Before Competition Groups | 107.9596 | 0 | 0 | 2006.3042 | 0.05381 | 8 | Residential_2038_Achievable_million_m3_Before Competition Groups_8 | High Efficiency Condensing Furnace | 5.381% | 0 | 107.9596 | Residential_2038_Achievable_million_m3_Before Competition Groups_High Efficiency Condensing Furnace
Residential | Res ¦ High Efficiency Fireplace with Pilotless Ignition | 2038 | Achievable | million_m3 | Before Competition Groups | 101.3683 | 0 | 0 | 2006.3042 | 0.050525 | 9 | Residential_2038_Achievable_million_m3_Before Competition Groups_9 | High Efficiency Fireplace with Pilotless Ignition | 5.052% | 0 | 101.3683 | Residential_2038_Achievable_million_m3_Before Competition Groups_High Efficiency Fireplace with Pilotless Ignition
Residential | Res ¦ Comprehensive Draft Proofing | 2038 | Economic | million_m3 | Before Competition Groups | 173.76 | 0 | 0 | 3482.8958 | 0.04989 | 5 | Residential_2038_Economic_million_m3_Before Competition Groups_5 | Comprehensive Draft Proofing | 4.989% | 0 | 173.76 | Residential_2038_Economic_million_m3_Before Competition Groups_Comprehensive Draft Proofing
Residential | Res ¦ Tankless Water Heater | 2038 | Technical | million_m3 | Before Competition Groups | 194.2081 | 0 | 0 | 4032.3193 | 0.048163 | 5 | Residential_2038_Technical_million_m3_Before Competition Groups_5 | Tankless Water Heater | 4.816% | 0 | 194.2081 | Residential_2038_Technical_million_m3_Before Competition Groups_Tankless Water Heater
Residential | Res ¦ Wall Insulation | 2038 | Economic | million_m3 | Before Competition Groups | 158.6492 | 0 | 0 | 3482.8958 | 0.045551 | 6 | Residential_2038_Economic_million_m3_Before Competition Groups_6 | Wall Insulation | 4.555% | 0 | 158.6492 | Residential_2038_Economic_million_m3_Before Competition Groups_Wall Insulation
Residential | Res ¦ Condensing Boiler | 2038 | Economic | million_m3 | Before Competition Groups | 151.168 | 0 | 0 | 3482.8958 | 0.043403 | 7 | Residential_2038_Economic_million_m3_Before Competition Groups_7 | Condensing Boiler | 4.34% | 0 | 151.168 | Residential_2038_Economic_million_m3_Before Competition Groups_Condensing Boiler
Residential | Res ¦ Comprehensive Draft Proofing | 2038 | Technical | million_m3 | Before Competition Groups | 173.76 | 0 | 0 | 4032.3193 | 0.043092 | 6 | Residential_2038_Technical_million_m3_Before Competition Groups_6 | Comprehensive Draft Proofing | 4.309% | 0 | 173.76 | Residential_2038_Technical_million_m3_Before Competition Groups_Comprehensive Draft Proofing
Residential | Res ¦ Attic Insulation | 2038 | Economic | million_m3 | Before Competition Groups | 140.045 | 0 | 0 | 3482.8958 | 0.040209 | 8 | Residential_2038_Economic_million_m3_Before Competition Groups_8 | Attic Insulation | 4.021% | 0 | 140.045 | Residential_2038_Economic_million_m3_Before Competition Groups_Attic Insulation
Residential | Res ¦ Advanced BAS/Controllers | 2038 | Achievable | million_m3 | Before Competition Groups | 80.2688 | 0 | 0 | 2006.3042 | 0.040008 | 10 | Residential_2038_Achievable_million_m3_Before Competition Groups_10 | Advanced BAS/Controllers | 4.001% | 0 | 80.2688 | Residential_2038_Achievable_million_m3_Before Competition Groups_Advanced BAS/Controllers
Residential | Res ¦ Wall Insulation | 2038 | Technical | million_m3 | Before Competition Groups | 158.6492 | 0 | 0 | 4032.3193 | 0.039344 | 7 | Residential_2038_Technical_million_m3_Before Competition Groups_7 | Wall Insulation | 3.934% | 0 | 158.6492 | Residential_2038_Technical_million_m3_Before Competition Groups_Wall Insulation
Residential | Res ¦ DHW Recirculation Systems | 2038 | Economic | million_m3 | Before Competition Groups | 132.8088 | 0 | 0 | 3482.8958 | 0.038132 | 9 | Residential_2038_Economic_million_m3_Before Competition Groups_9 | DHW Recirculation Systems | 3.813% | 0 | 132.8088 | Residential_2038_Economic_million_m3_Before Competition Groups_DHW Recirculation Systems
Residential | Res ¦ Heat Recovery Ventilator | 2038 | Economic | million_m3 | Before Competition Groups | 130.722 | 0 | 0 | 3482.8958 | 0.037533 | 10 | Residential_2038_Economic_million_m3_Before Competition Groups_10 | Heat Recovery Ventilator | 3.753% | 0 | 130.722 | Residential_2038_Economic_million_m3_Before Competition Groups_Heat Recovery Ventilator
Residential | Res ¦ Condensing Boiler | 2038 | Technical | million_m3 | Before Competition Groups | 151.168 | 0 | 0 | 4032.3193 | 0.037489 | 8 | Residential_2038_Technical_million_m3_Before Competition Groups_8 | Condensing Boiler | 3.749% | 0 | 151.168 | Residential_2038_Technical_million_m3_Before Competition Groups_Condensing Boiler
Residential | Res ¦ High Efficiency Condensing Furnace | 2038 | Economic | million_m3 | Before Competition Groups | 127.1979 | 0 | 0 | 3482.8958 | 0.036521 | 11 | Residential_2038_Economic_million_m3_Before Competition Groups_11 | High Efficiency Condensing Furnace | 3.652% | 0 | 127.1979 | Residential_2038_Economic_million_m3_Before Competition Groups_High Efficiency Condensing Furnace
Residential | Res ¦ High Efficiency Fireplace with Pilotless Ignition | 2038 | Economic | million_m3 | Before Competition Groups | 125.1888 | 0 | 0 | 3482.8958 | 0.035944 | 12 | Residential_2038_Economic_million_m3_Before Competition Groups_12 | High Efficiency Fireplace with Pilotless Ignition | 3.594% | 0 | 125.1888 | Residential_2038_Economic_million_m3_Before Competition Groups_High Efficiency Fireplace with Pilotless Ignition
Residential | Res ¦ Attic Insulation | 2038 | Technical | million_m3 | Before Competition Groups | 140.045 | 0 | 0 | 4032.3193 | 0.034731 | 9 | Residential_2038_Technical_million_m3_Before Competition Groups_9 | Attic Insulation | 3.473% | 0 | 140.045 | Residential_2038_Technical_million_m3_Before Competition Groups_Attic Insulation
Residential | Res ¦ Basement or Crawlspace Insulation | 2038 | Economic | million_m3 | Before Competition Groups | 119.0135 | 0 | 0 | 3482.8958 | 0.034171 | 13 | Residential_2038_Economic_million_m3_Before Competition Groups_13 | Basement or Crawlspace Insulation | 3.417% | 0 | 119.0135 | Residential_2038_Economic_million_m3_Before Competition Groups_Basement or Crawlspace Insulation
Residential | Res ¦ Basement Wall Insulation | 2038 | Economic | million_m3 | Before Competition Groups | 116.5179 | 0 | 0 | 3482.8958 | 0.033454 | 14 | Residential_2038_Economic_million_m3_Before Competition Groups_14 | Basement Wall Insulation | 3.345% | 0 | 116.5179 | Residential_2038_Economic_million_m3_Before Competition Groups_Basement Wall Insulation
Residential | Res ¦ Building Recommissioning, Operations and Maintenance (O&M) Improvements | 2038 | Achievable | million_m3 | Before Competition Groups | 66.4144 | 0 | 0 | 2006.3042 | 0.033103 | 11 | Residential_2038_Achievable_million_m3_Before Competition Groups_11 | Building Recommissioning, Operations and Maintenance (O&M) Improvements | 3.31% | 0 | 66.4144 | Residential_2038_Achievable_million_m3_Before Competition Groups_Building Recommissioning, Operations and Maintenance (O&M) Improvements
Residential | Res ¦ DHW Recirculation Systems | 2038 | Technical | million_m3 | Before Competition Groups | 132.8088 | 0 | 0 | 4032.3193 | 0.032936 | 10 | Residential_2038_Technical_million_m3_Before Competition Groups_10 | DHW Recirculation Systems | 3.294% | 0 | 132.8088 | Residential_2038_Technical_million_m3_Before Competition Groups_DHW Recirculation Systems
Residential | Res ¦ Heat Recovery Ventilator | 2038 | Technical | million_m3 | Before Competition Groups | 130.722 | 0 | 0 | 4032.3193 | 0.032419 | 11 | Residential_2038_Technical_million_m3_Before Competition Groups_11 | Heat Recovery Ventilator | 3.242% | 0 | 130.722 | Residential_2038_Technical_million_m3_Before Competition Groups_Heat Recovery Ventilator
Residential | Res ¦ High Efficiency Storage Water Heater | 2038 | Technical | million_m3 | Before Competition Groups | 128.7877 | 0 | 0 | 4032.3193 | 0.031939 | 12 | Residential_2038_Technical_million_m3_Before Competition Groups_12 | High Efficiency Storage Water Heater | 3.194% | 0 | 128.7877 | Residential_2038_Technical_million_m3_Before Competition Groups_High Efficiency Storage Water Heater
Residential | Res ¦ High Efficiency Condensing Furnace | 2038 | Technical | million_m3 | Before Competition Groups | 127.5727 | 0 | 0 | 4032.3193 | 0.031638 | 13 | Residential_2038_Technical_million_m3_Before Competition Groups_13 | High Efficiency Condensing Furnace | 3.164% | 0 | 127.5727 | Residential_2038_Technical_million_m3_Before Competition Groups_High Efficiency Condensing Furnace
Residential | Res ¦ High Efficiency Fireplace with Pilotless Ignition | 2038 | Technical | million_m3 | Before Competition Groups | 125.1888 | 0 | 0 | 4032.3193 | 0.031046 | 14 | Residential_2038_Technical_million_m3_Before Competition Groups_14 | High Efficiency Fireplace with Pilotless Ignition | 3.105% | 0 | 125.1888 | Residential_2038_Technical_million_m3_Before Competition Groups_High Efficiency Fireplace with Pilotless Ignition
Residential | Res ¦ Condensing Make Up Air Unit | 2038 | Achievable | million_m3 | Before Competition Groups | 60.5591 | 0 | 0 | 2006.3042 | 0.030184 | 12 | Residential_2038_Achievable_million_m3_Before Competition Groups_12 | Condensing Make Up Air Unit | 3.018% | 0 | 60.5591 | Residential_2038_Achievable_million_m3_Before Competition Groups_Condensing Make Up Air Unit
Residential | Res ¦ Basement or Crawlspace Insulation | 2038 | Technical | million_m3 | Before Competition Groups | 119.0135 | 0 | 0 | 4032.3193 | 0.029515 | 15 | Residential_2038_Technical_million_m3_Before Competition Groups_15 | Basement or Crawlspace Insulation | 2.951% | 0 | 119.0135 | Residential_2038_Technical_million_m3_Before Competition Groups_Basement or Crawlspace Insulation
Residential | Res ¦ Wall Insulation | 2038 | Achievable | million_m3 | Before Competition Groups | 59.194 | 0 | 0 | 2006.3042 | 0.029504 | 13 | Residential_2038_Achievable_million_m3_Before Competition Groups_13 | Wall Insulation | 2.95% | 0 | 59.194 | Residential_2038_Achievable_million_m3_Before Competition Groups_Wall Insulation
Residential | Res ¦ Basement Wall Insulation | 2038 | Technical | million_m3 | Before Competition Groups | 116.5179 | 0 | 0 | 4032.3193 | 0.028896 | 16 | Residential_2038_Technical_million_m3_Before Competition Groups_16 | Basement Wall Insulation | 2.89% | 0 | 116.5179 | Residential_2038_Technical_million_m3_Before Competition Groups_Basement Wall Insulation
Residential | Res ¦ High Efficiency Storage Water Heater | 2038 | Economic | million_m3 | Before Competition Groups | 96.674 | 0 | 0 | 3482.8958 | 0.027757 | 15 | Residential_2038_Economic_million_m3_Before Competition Groups_15 | High Efficiency Storage Water Heater | 2.776% | 0 | 96.674 | Residential_2038_Economic_million_m3_Before Competition Groups_High Efficiency Storage Water Heater
Residential | Res ¦ Attic Insulation | 2038 | Achievable | million_m3 | Before Competition Groups | 52.3041 | 0 | 0 | 2006.3042 | 0.02607 | 14 | Residential_2038_Achievable_million_m3_Before Competition Groups_14 | Attic Insulation | 2.607% | 0 | 52.3041 | Residential_2038_Achievable_million_m3_Before Competition Groups_Attic Insulation
Residential | Res ¦ Condensing Make Up Air Unit | 2038 | Economic | million_m3 | Before Competition Groups | 87.2329 | 0 | 0 | 3482.8958 | 0.025046 | 16 | Residential_2038_Economic_million_m3_Before Competition Groups_16 | Condensing Make Up Air Unit | 2.505% | 0 | 87.2329 | Residential_2038_Economic_million_m3_Before Competition Groups_Condensing Make Up Air Unit
Residential | Res ¦ Basement Wall Insulation | 2038 | Achievable | million_m3 | Before Competition Groups | 43.5204 | 0 | 0 | 2006.3042 | 0.021692 | 15 | Residential_2038_Achievable_million_m3_Before Competition Groups_15 | Basement Wall Insulation | 2.169% | 0 | 43.5204 | Residential_2038_Achievable_million_m3_Before Competition Groups_Basement Wall Insulation
Residential | Res ¦ Condensing Make Up Air Unit | 2038 | Technical | million_m3 | Before Competition Groups | 87.2329 | 0 | 0 | 4032.3193 | 0.021633 | 17 | Residential_2038_Technical_million_m3_Before Competition Groups_17 | Condensing Make Up Air Unit | 2.163% | 0 | 87.2329 | Residential_2038_Technical_million_m3_Before Competition Groups_Condensing Make Up Air Unit
Residential | Res ¦ Advanced BAS/Controllers | 2038 | Economic | million_m3 | Before Competition Groups | 72.4709 | 0 | 0 | 3482.8958 | 0.020808 | 17 | Residential_2038_Economic_million_m3_Before Competition Groups_17 | Advanced BAS/Controllers | 2.081% | 0 | 72.4709 | Residential_2038_Economic_million_m3_Before Competition Groups_Advanced BAS/Controllers
Residential | Res ¦ Window Film | 2038 | Technical | million_m3 | Before Competition Groups | 81.8125 | 0 | 0 | 4032.3193 | 0.020289 | 18 | Residential_2038_Technical_million_m3_Before Competition Groups_18 | Window Film | 2.029% | 0 | 81.8125 | Residential_2038_Technical_million_m3_Before Competition Groups_Window Film
Residential | Res ¦ Furnace Tune Up | 2038 | Technical | million_m3 | Before Competition Groups | 79.262 | 0 | 0 | 4032.3193 | 0.019657 | 19 | Residential_2038_Technical_million_m3_Before Competition Groups_19 | Furnace Tune Up | 1.966% | 0 | 79.262 | Residential_2038_Technical_million_m3_Before Competition Groups_Furnace Tune Up
Residential | Res ¦ Advanced BAS/Controllers | 2038 | Technical | million_m3 | Before Competition Groups | 72.4709 | 0 | 0 | 4032.3193 | 0.017972 | 20 | Residential_2038_Technical_million_m3_Before Competition Groups_20 | Advanced BAS/Controllers | 1.797% | 0 | 72.4709 | Residential_2038_Technical_million_m3_Before Competition Groups_Advanced BAS/Controllers
Residential | Res ¦ Building Recommissioning, Operations and Maintenance (O&M) Improvements | 2038 | Economic | million_m3 | Before Competition Groups | 59.9621 | 0 | 0 | 3482.8958 | 0.017216 | 18 | Residential_2038_Economic_million_m3_Before Competition Groups_18 | Building Recommissioning, Operations and Maintenance (O&M) Improvements | 1.722% | 0 | 59.9621 | Residential_2038_Economic_million_m3_Before Competition Groups_Building Recommissioning, Operations and Maintenance (O&M) Improvements
Residential | Res ¦ High Efficiency Storage Water Heater | 2038 | Achievable | million_m3 | Before Competition Groups | 33.6398 | 0 | 0 | 2006.3042 | 0.016767 | 16 | Residential_2038_Achievable_million_m3_Before Competition Groups_16 | High Efficiency Storage Water Heater | 1.677% | 0 | 33.6398 | Residential_2038_Achievable_million_m3_Before Competition Groups_High Efficiency Storage Water Heater
Residential | Res ¦ Basement or Crawlspace Insulation | 2038 | Achievable | million_m3 | Before Competition Groups | 31.1983 | 0 | 0 | 2006.3042 | 0.01555 | 17 | Residential_2038_Achievable_million_m3_Before Competition Groups_17 | Basement or Crawlspace Insulation | 1.555% | 0 | 31.1983 | Residential_2038_Achievable_million_m3_Before Competition Groups_Basement or Crawlspace Insulation
Residential | Res ¦ Building Recommissioning, Operations and Maintenance (O&M) Improvements | 2038 | Technical | million_m3 | Before Competition Groups | 59.9621 | 0 | 0 | 4032.3193 | 0.01487 | 21 | Residential_2038_Technical_million_m3_Before Competition Groups_21 | Building Recommissioning, Operations and Maintenance (O&M) Improvements | 1.487% | 0 | 59.9621 | Residential_2038_Technical_million_m3_Before Competition Groups_Building Recommissioning, Operations and Maintenance (O&M) Improvements
Residential | Res ¦ Demand Control Ventilation | 2038 | Achievable | million_m3 | Before Competition Groups | 29.6974 | 0 | 0 | 2006.3042 | 0.014802 | 18 | Residential_2038_Achievable_million_m3_Before Competition Groups_18 | Demand Control Ventilation | 1.48% | 0 | 29.6974 | Residential_2038_Achievable_million_m3_Before Competition Groups_Demand Control Ventilation
Residential | Res ¦ Ceiling Insulation | 2038 | Technical | million_m3 | Before Competition Groups | 58.8679 | 0 | 0 | 4032.3193 | 0.014599 | 22 | Residential_2038_Technical_million_m3_Before Competition Groups_22 | Ceiling Insulation | 1.46% | 0 | 58.8679 | Residential_2038_Technical_million_m3_Before Competition Groups_Ceiling Insulation
Residential | Res ¦ Solar Water Heating System | 2038 | Technical | million_m3 | Before Competition Groups | 57.2249 | 0 | 0 | 4032.3193 | 0.014192 | 23 | Residential_2038_Technical_million_m3_Before Competition Groups_23 | Solar Water Heating System | 1.419% | 0 | 57.2249 | Residential_2038_Technical_million_m3_Before Competition Groups_Solar Water Heating System
Residential | Res ¦ Duct Insulation MF | 2038 | Economic | million_m3 | Before Competition Groups | 47.357 | 0 | 0 | 3482.8958 | 0.013597 | 19 | Residential_2038_Economic_million_m3_Before Competition Groups_19 | Duct Insulation MF | 1.36% | 0 | 47.357 | Residential_2038_Economic_million_m3_Before Competition Groups_Duct Insulation MF
Residential | Res ¦ Floor Insulation | 2038 | Economic | million_m3 | Before Competition Groups | 45.6713 | 0 | 0 | 3482.8958 | 0.013113 | 20 | Residential_2038_Economic_million_m3_Before Competition Groups_20 | Floor Insulation | 1.311% | 0 | 45.6713 | Residential_2038_Economic_million_m3_Before Competition Groups_Floor Insulation
Residential | Res ¦ Duct Insulation | 2038 | Economic | million_m3 | Before Competition Groups | 43.6232 | 0 | 0 | 3482.8958 | 0.012525 | 21 | Residential_2038_Economic_million_m3_Before Competition Groups_21 | Duct Insulation | 1.252% | 0 | 43.6232 | Residential_2038_Economic_million_m3_Before Competition Groups_Duct Insulation
Residential | Res ¦ Duct Insulation MF | 2038 | Technical | million_m3 | Before Competition Groups | 47.357 | 0 | 0 | 4032.3193 | 0.011744 | 24 | Residential_2038_Technical_million_m3_Before Competition Groups_24 | Duct Insulation MF | 1.174% | 0 | 47.357 | Residential_2038_Technical_million_m3_Before Competition Groups_Duct Insulation MF
Residential | Res ¦ Floor Insulation | 2038 | Technical | million_m3 | Before Competition Groups | 45.6713 | 0 | 0 | 4032.3193 | 0.011326 | 25 | Residential_2038_Technical_million_m3_Before Competition Groups_25 | Floor Insulation | 1.133% | 0 | 45.6713 | Residential_2038_Technical_million_m3_Before Competition Groups_Floor Insulation
Residential | Res ¦ Duct Insulation | 2038 | Technical | million_m3 | Before Competition Groups | 43.6232 | 0 | 0 | 4032.3193 | 0.010818 | 26 | Residential_2038_Technical_million_m3_Before Competition Groups_26 | Duct Insulation | 1.082% | 0 | 43.6232 | Residential_2038_Technical_million_m3_Before Competition Groups_Duct Insulation
Residential | Res ¦ Heat Recovery Ventilator | 2038 | Achievable | million_m3 | Before Competition Groups | 19.1604 | 0 | 0 | 2006.3042 | 0.0095501 | 19 | Residential_2038_Achievable_million_m3_Before Competition Groups_19 | Heat Recovery Ventilator | 0.955% | 0 | 19.1604 | Residential_2038_Achievable_million_m3_Before Competition Groups_Heat Recovery Ventilator
Residential | Res ¦ Demand Control Ventilation | 2038 | Economic | million_m3 | Before Competition Groups | 32.4357 | 0 | 0 | 3482.8958 | 0.0093129 | 22 | Residential_2038_Economic_million_m3_Before Competition Groups_22 | Demand Control Ventilation | 0.9313% | 0 | 32.4357 | Residential_2038_Economic_million_m3_Before Competition Groups_Demand Control Ventilation
Residential | Res ¦ Duct Insulation MF | 2038 | Achievable | million_m3 | Before Competition Groups | 17.6831 | 0 | 0 | 2006.3042 | 0.0088138 | 20 | Residential_2038_Achievable_million_m3_Before Competition Groups_20 | Duct Insulation MF | 0.8814% | 0 | 17.6831 | Residential_2038_Achievable_million_m3_Before Competition Groups_Duct Insulation MF
Residential | Res ¦ Floor Insulation | 2038 | Achievable | million_m3 | Before Competition Groups | 17.0462 | 0 | 0 | 2006.3042 | 0.0084963 | 21 | Residential_2038_Achievable_million_m3_Before Competition Groups_21 | Floor Insulation | 0.8496% | 0 | 17.0462 | Residential_2038_Achievable_million_m3_Before Competition Groups_Floor Insulation
Residential | Res ¦ Duct Insulation | 2038 | Achievable | million_m3 | Before Competition Groups | 16.2719 | 0 | 0 | 2006.3042 | 0.0081104 | 22 | Residential_2038_Achievable_million_m3_Before Competition Groups_22 | Duct Insulation | 0.811% | 0 | 16.2719 | Residential_2038_Achievable_million_m3_Before Competition Groups_Duct Insulation
Residential | Res ¦ Demand Control Ventilation | 2038 | Technical | million_m3 | Before Competition Groups | 32.4357 | 0 | 0 | 4032.3193 | 0.0080439 | 27 | Residential_2038_Technical_million_m3_Before Competition Groups_27 | Demand Control Ventilation | 0.8044% | 0 | 32.4357 | Residential_2038_Technical_million_m3_Before Competition Groups_Demand Control Ventilation
Residential | Res ¦ Pool Cover | 2038 | Achievable | million_m3 | Before Competition Groups | 16.0113 | 0 | 0 | 2006.3042 | 0.0079805 | 23 | Residential_2038_Achievable_million_m3_Before Competition Groups_23 | Pool Cover | 0.798% | 0 | 16.0113 | Residential_2038_Achievable_million_m3_Before Competition Groups_Pool Cover
Residential | Res ¦ Home Energy Reports | 2038 | Achievable | million_m3 | Before Competition Groups | 14.2584 | 0 | 0 | 2006.3042 | 0.0071068 | 24 | Residential_2038_Achievable_million_m3_Before Competition Groups_24 | Home Energy Reports | 0.7107% | 0 | 14.2584 | Residential_2038_Achievable_million_m3_Before Competition Groups_Home Energy Reports
Residential | Res ¦ Home Energy Reports | 2038 | Technical | million_m3 | Before Competition Groups | 27.5402 | 0 | 0 | 4032.3193 | 0.0068299 | 28 | Residential_2038_Technical_million_m3_Before Competition Groups_28 | Home Energy Reports | 0.683% | 0 | 27.5402 | Residential_2038_Technical_million_m3_Before Competition Groups_Home Energy Reports
Residential | Res ¦ Early Hot Water Heater Replacement | 2038 | Technical | million_m3 | Before Competition Groups | 26.0518 | 0 | 0 | 4032.3193 | 0.0064608 | 29 | Residential_2038_Technical_million_m3_Before Competition Groups_29 | Early Hot Water Heater Replacement | 0.6461% | 0 | 26.0518 | Residential_2038_Technical_million_m3_Before Competition Groups_Early Hot Water Heater Replacement
Residential | Res ¦ Home Energy Reports | 2038 | Economic | million_m3 | Before Competition Groups | 21.4544 | 0 | 0 | 3482.8958 | 0.0061599 | 23 | Residential_2038_Economic_million_m3_Before Competition Groups_23 | Home Energy Reports | 0.616% | 0 | 21.4544 | Residential_2038_Economic_million_m3_Before Competition Groups_Home Energy Reports
Residential | Res ¦ Drain Water Heat Recovery | 2038 | Technical | million_m3 | Before Competition Groups | 22.2189 | 0 | 0 | 4032.3193 | 0.0055102 | 30 | Residential_2038_Technical_million_m3_Before Competition Groups_30 | Drain Water Heat Recovery | 0.551% | 0 | 22.2189 | Residential_2038_Technical_million_m3_Before Competition Groups_Drain Water Heat Recovery
Residential | Res ¦ Tankless Water Heater | 2038 | Economic | million_m3 | Before Competition Groups | 16.9456 | 0 | 0 | 3482.8958 | 0.0048654 | 24 | Residential_2038_Economic_million_m3_Before Competition Groups_24 | Tankless Water Heater | 0.4865% | 0 | 16.9456 | Residential_2038_Economic_million_m3_Before Competition Groups_Tankless Water Heater
Residential | Res ¦ Pool Cover | 2038 | Economic | million_m3 | Before Competition Groups | 14.4569 | 0 | 0 | 3482.8958 | 0.0041508 | 25 | Residential_2038_Economic_million_m3_Before Competition Groups_25 | Pool Cover | 0.4151% | 0 | 14.4569 | Residential_2038_Economic_million_m3_Before Competition Groups_Pool Cover
Residential | Res ¦ Pool Cover | 2038 | Technical | million_m3 | Before Competition Groups | 14.4569 | 0 | 0 | 4032.3193 | 0.0035853 | 31 | Residential_2038_Technical_million_m3_Before Competition Groups_31 | Pool Cover | 0.3585% | 0 | 14.4569 | Residential_2038_Technical_million_m3_Before Competition Groups_Pool Cover
Residential | Res ¦ Water Heater Temperature Setback | 2038 | Achievable | million_m3 | Before Competition Groups | 7.1851 | 0 | 0 | 2006.3042 | 0.0035813 | 25 | Residential_2038_Achievable_million_m3_Before Competition Groups_25 | Water Heater Temperature Setback | 0.3581% | 0 | 7.1851 | Residential_2038_Achievable_million_m3_Before Competition Groups_Water Heater Temperature Setback
Residential | Res ¦ High Efficiency Gas Pool Heater | 2038 | Technical | million_m3 | Before Competition Groups | 12.1435 | 0 | 0 | 4032.3193 | 0.0030115 | 32 | Residential_2038_Technical_million_m3_Before Competition Groups_32 | High Efficiency Gas Pool Heater | 0.3012% | 0 | 12.1435 | Residential_2038_Technical_million_m3_Before Competition Groups_High Efficiency Gas Pool Heater
Residential | Res ¦ Tankless Water Heater | 2038 | Achievable | million_m3 | Before Competition Groups | 5.0904 | 0 | 0 | 2006.3042 | 0.0025372 | 26 | Residential_2038_Achievable_million_m3_Before Competition Groups_26 | Tankless Water Heater | 0.2537% | 0 | 5.0904 | Residential_2038_Achievable_million_m3_Before Competition Groups_Tankless Water Heater
Residential | Res ¦ Wall Insulation MF | 2038 | Economic | million_m3 | Before Competition Groups | 7.3308 | 0 | 0 | 3482.8958 | 0.0021048 | 26 | Residential_2038_Economic_million_m3_Before Competition Groups_26 | Wall Insulation MF | 0.2105% | 0 | 7.3308 | Residential_2038_Economic_million_m3_Before Competition Groups_Wall Insulation MF
Residential | Res ¦ Water Heater Temperature Setback | 2038 | Economic | million_m3 | Before Competition Groups | 6.4872 | 0 | 0 | 3482.8958 | 0.0018626 | 27 | Residential_2038_Economic_million_m3_Before Competition Groups_27 | Water Heater Temperature Setback | 0.1863% | 0 | 6.4872 | Residential_2038_Economic_million_m3_Before Competition Groups_Water Heater Temperature Setback
Residential | Res ¦ Wall Insulation MF | 2038 | Technical | million_m3 | Before Competition Groups | 7.3308 | 0 | 0 | 4032.3193 | 0.001818 | 33 | Residential_2038_Technical_million_m3_Before Competition Groups_33 | Wall Insulation MF | 0.1818% | 0 | 7.3308 | Residential_2038_Technical_million_m3_Before Competition Groups_Wall Insulation MF
Residential | Res ¦ Water Heater Temperature Setback | 2038 | Technical | million_m3 | Before Competition Groups | 6.4872 | 0 | 0 | 4032.3193 | 0.0016088 | 34 | Residential_2038_Technical_million_m3_Before Competition Groups_34 | Water Heater Temperature Setback | 0.1609% | 0 | 6.4872 | Residential_2038_Technical_million_m3_Before Competition Groups_Water Heater Temperature Setback
Residential | Res ¦ Ceiling Insulation | 2038 | Economic | million_m3 | Before Competition Groups | 5.3645 | 0 | 0 | 3482.8958 | 0.0015402 | 28 | Residential_2038_Economic_million_m3_Before Competition Groups_28 | Ceiling Insulation | 0.154% | 0 | 5.3645 | Residential_2038_Economic_million_m3_Before Competition Groups_Ceiling Insulation
Residential | Res ¦ Wall Insulation MF | 2038 | Achievable | million_m3 | Before Competition Groups | 2.7385 | 0 | 0 | 2006.3042 | 0.0013649 | 27 | Residential_2038_Achievable_million_m3_Before Competition Groups_27 | Wall Insulation MF | 0.1365% | 0 | 2.7385 | Residential_2038_Achievable_million_m3_Before Competition Groups_Wall Insulation MF
Residential | Res ¦ Ceiling Insulation | 2038 | Achievable | million_m3 | Before Competition Groups | 1.2406 | 0 | 0 | 2006.3042 | 0.00061834 | 28 | Residential_2038_Achievable_million_m3_Before Competition Groups_28 | Ceiling Insulation | 0.06183% | 0 | 1.2406 | Residential_2038_Achievable_million_m3_Before Competition Groups_Ceiling Insulation
Residential | Res ¦ Clothes Drying Racks | 2038 | Achievable | million_m3 | Before Competition Groups | 1.2333 | 0 | 0 | 2006.3042 | 0.00061471 | 29 | Residential_2038_Achievable_million_m3_Before Competition Groups_29 | Clothes Drying Racks | 0.06147% | 0 | 1.2333 | Residential_2038_Achievable_million_m3_Before Competition Groups_Clothes Drying Racks
Residential | Res ¦ Energy Star Clothes Dryer | 2038 | Technical | million_m3 | Before Competition Groups | 2.3923 | 0 | 0 | 4032.3193 | 0.00059328 | 35 | Residential_2038_Technical_million_m3_Before Competition Groups_35 | Energy Star Clothes Dryer | 0.05933% | 0 | 2.3923 | Residential_2038_Technical_million_m3_Before Competition Groups_Energy Star Clothes Dryer
Residential | Res ¦ Energy Star Clothes Washer | 2038 | Achievable | million_m3 | Before Competition Groups | 1.0846 | 0 | 0 | 2006.3042 | 0.00054059 | 30 | Residential_2038_Achievable_million_m3_Before Competition Groups_30 | Energy Star Clothes Washer | 0.05406% | 0 | 1.0846 | Residential_2038_Achievable_million_m3_Before Competition Groups_Energy Star Clothes Washer
Residential | Res ¦ Drain Water Heat Recovery | 2038 | Achievable | million_m3 | Before Competition Groups | 0.95579 | 0 | 0 | 2006.3042 | 0.00047639 | 31 | Residential_2038_Achievable_million_m3_Before Competition Groups_31 | Drain Water Heat Recovery | 0.04764% | 0 | 0.95579 | Residential_2038_Achievable_million_m3_Before Competition Groups_Drain Water Heat Recovery
Residential | Res ¦ Energy Star Clothes Washer | 2038 | Economic | million_m3 | Before Competition Groups | 1.1789 | 0 | 0 | 3482.8958 | 0.0003385 | 29 | Residential_2038_Economic_million_m3_Before Competition Groups_29 | Energy Star Clothes Washer | 0.03385% | 0 | 1.1789 | Residential_2038_Economic_million_m3_Before Competition Groups_Energy Star Clothes Washer
Residential | Res ¦ Minimize Hot and Warm Clothes Wash | 2038 | Achievable | million_m3 | Before Competition Groups | 0.67667 | 0 | 0 | 2006.3042 | 0.00033727 | 32 | Residential_2038_Achievable_million_m3_Before Competition Groups_32 | Minimize Hot and Warm Clothes Wash | 0.03373% | 0 | 0.67667 | Residential_2038_Achievable_million_m3_Before Competition Groups_Minimize Hot and Warm Clothes Wash
Residential | Res ¦ Drain Water Heat Recovery | 2038 | Economic | million_m3 | Before Competition Groups | 1.1382 | 0 | 0 | 3482.8958 | 0.00032679 | 30 | Residential_2038_Economic_million_m3_Before Competition Groups_30 | Drain Water Heat Recovery | 0.03268% | 0 | 1.1382 | Residential_2038_Economic_million_m3_Before Competition Groups_Drain Water Heat Recovery
Residential | Res ¦ Clothes Drying Racks | 2038 | Economic | million_m3 | Before Competition Groups | 1.114 | 0 | 0 | 3482.8958 | 0.00031986 | 31 | Residential_2038_Economic_million_m3_Before Competition Groups_31 | Clothes Drying Racks | 0.03199% | 0 | 1.114 | Residential_2038_Economic_million_m3_Before Competition Groups_Clothes Drying Racks
Residential | Res ¦ Energy Star Clothes Washer | 2038 | Technical | million_m3 | Before Competition Groups | 1.1789 | 0 | 0 | 4032.3193 | 0.00029238 | 36 | Residential_2038_Technical_million_m3_Before Competition Groups_36 | Energy Star Clothes Washer | 0.02924% | 0 | 1.1789 | Residential_2038_Technical_million_m3_Before Competition Groups_Energy Star Clothes Washer
Residential | Res ¦ Minimize Hot and Warm Clothes Wash | 2038 | Economic | million_m3 | Before Competition Groups | 0.96803 | 0 | 0 | 3482.8958 | 0.00027794 | 32 | Residential_2038_Economic_million_m3_Before Competition Groups_32 | Minimize Hot and Warm Clothes Wash | 0.02779% | 0 | 0.96803 | Residential_2038_Economic_million_m3_Before Competition Groups_Minimize Hot and Warm Clothes Wash
Residential | Res ¦ Clothes Drying Racks | 2038 | Technical | million_m3 | Before Competition Groups | 1.114 | 0 | 0 | 4032.3193 | 0.00027627 | 37 | Residential_2038_Technical_million_m3_Before Competition Groups_37 | Clothes Drying Racks | 0.02763% | 0 | 1.114 | Residential_2038_Technical_million_m3_Before Competition Groups_Clothes Drying Racks
Residential | Res ¦ Minimize Hot and Warm Clothes Wash | 2038 | Technical | million_m3 | Before Competition Groups | 0.96803 | 0 | 0 | 4032.3193 | 0.00024007 | 38 | Residential_2038_Technical_million_m3_Before Competition Groups_38 | Minimize Hot and Warm Clothes Wash | 0.02401% | 0 | 0.96803 | Residential_2038_Technical_million_m3_Before Competition Groups_Minimize Hot and Warm Clothes Wash
Residential | Res ¦ Solar Water Preheat (Pools/DHW) | 2038 | Technical | million_m3 | Before Competition Groups | 0.11554 | 0 | 0 | 4032.3193 | 2.8653e-05 | 39 | Residential_2038_Technical_million_m3_Before Competition Groups_39 | Solar Water Preheat (Pools/DHW) | 0.002865% | 0 | 0.11554 | Residential_2038_Technical_million_m3_Before Competition Groups_Solar Water Preheat (Pools/DHW)
Residential | Res ¦ Furnace Tune Up | 2038 | Achievable | million_m3 | Before Competition Groups | 0 | 0 | 0 | 2006.3042 | 0 | 33 | Residential_2038_Achievable_million_m3_Before Competition Groups_33 | Furnace Tune Up | 0% | 0 | 0 | Residential_2038_Achievable_million_m3_Before Competition Groups_Furnace Tune Up
Residential | Res ¦ Furnace Tune Up | 2038 | Economic | million_m3 | Before Competition Groups | 0 | 0 | 0 | 3482.8958 | 0 | 33 | Residential_2038_Economic_million_m3_Before Competition Groups_33 | Furnace Tune Up | 0% | 0 | 0 | Residential_2038_Economic_million_m3_Before Competition Groups_Furnace Tune Up
Residential | Res ¦ Air Sealing | 2039 | Economic | million_m3 | Before Competition Groups | 564.4529 | 0 | 0 | 3595.8527 | 0.15697 | 1 | Residential_2039_Economic_million_m3_Before Competition Groups_1 | Air Sealing | 15.7% | 0 | 564.4529 | Residential_2039_Economic_million_m3_Before Competition Groups_Air Sealing
Residential | Res ¦ Adaptive Thermostat | 2039 | Economic | million_m3 | Before Competition Groups | 524.0859 | 0 | 0 | 3595.8527 | 0.14575 | 2 | Residential_2039_Economic_million_m3_Before Competition Groups_2 | Adaptive Thermostat | 14.57% | 0 | 524.0859 | Residential_2039_Economic_million_m3_Before Competition Groups_Adaptive Thermostat
Residential | Res ¦ Air Sealing | 2039 | Technical | million_m3 | Before Competition Groups | 564.4529 | 0 | 0 | 4066.9811 | 0.13879 | 1 | Residential_2039_Technical_million_m3_Before Competition Groups_1 | Air Sealing | 13.88% | 0 | 564.4529 | Residential_2039_Technical_million_m3_Before Competition Groups_Air Sealing
Residential | Res ¦ Adaptive Thermostat | 2039 | Technical | million_m3 | Before Competition Groups | 524.0859 | 0 | 0 | 4066.9811 | 0.12886 | 2 | Residential_2039_Technical_million_m3_Before Competition Groups_2 | Adaptive Thermostat | 12.89% | 0 | 524.0859 | Residential_2039_Technical_million_m3_Before Competition Groups_Adaptive Thermostat
Residential | Res ¦ Adaptive Thermostat | 2039 | Achievable | million_m3 | Before Competition Groups | 243.799 | 0 | 0 | 2142.9155 | 0.11377 | 1 | Residential_2039_Achievable_million_m3_Before Competition Groups_1 | Adaptive Thermostat | 11.38% | 0 | 243.799 | Residential_2039_Achievable_million_m3_Before Competition Groups_Adaptive Thermostat
Residential | Res ¦ Air Sealing | 2039 | Achievable | million_m3 | Before Competition Groups | 233.7691 | 0 | 0 | 2142.9155 | 0.10909 | 2 | Residential_2039_Achievable_million_m3_Before Competition Groups_2 | Air Sealing | 10.91% | 0 | 233.7691 | Residential_2039_Achievable_million_m3_Before Competition Groups_Air Sealing
Residential | Res ¦ Energy Star Windows | 2039 | Achievable | million_m3 | Before Competition Groups | 194.7769 | 0 | 0 | 2142.9155 | 0.090893 | 3 | Residential_2039_Achievable_million_m3_Before Competition Groups_3 | Energy Star Windows | 9.089% | 0 | 194.7769 | Residential_2039_Achievable_million_m3_Before Competition Groups_Energy Star Windows
Residential | Res ¦ Comprehensive Draft Proofing | 2039 | Achievable | million_m3 | Before Competition Groups | 193.8605 | 0 | 0 | 2142.9155 | 0.090466 | 4 | Residential_2039_Achievable_million_m3_Before Competition Groups_4 | Comprehensive Draft Proofing | 9.047% | 0 | 193.8605 | Residential_2039_Achievable_million_m3_Before Competition Groups_Comprehensive Draft Proofing
Residential | Res ¦ Condensing Storage Water Heater | 2039 | Achievable | million_m3 | Before Competition Groups | 157.6762 | 0 | 0 | 2142.9155 | 0.07358 | 5 | Residential_2039_Achievable_million_m3_Before Competition Groups_5 | Condensing Storage Water Heater | 7.358% | 0 | 157.6762 | Residential_2039_Achievable_million_m3_Before Competition Groups_Condensing Storage Water Heater
Residential | Res ¦ DHW Recirculation Systems | 2039 | Achievable | million_m3 | Before Competition Groups | 148.1556 | 0 | 0 | 2142.9155 | 0.069137 | 6 | Residential_2039_Achievable_million_m3_Before Competition Groups_6 | DHW Recirculation Systems | 6.914% | 0 | 148.1556 | Residential_2039_Achievable_million_m3_Before Competition Groups_DHW Recirculation Systems
Residential | Res ¦ Condensing Storage Water Heater | 2039 | Economic | million_m3 | Before Competition Groups | 244.0887 | 0 | 0 | 3595.8527 | 0.067881 | 3 | Residential_2039_Economic_million_m3_Before Competition Groups_3 | Condensing Storage Water Heater | 6.788% | 0 | 244.0887 | Residential_2039_Economic_million_m3_Before Competition Groups_Condensing Storage Water Heater
Residential | Res ¦ Condensing Storage Water Heater | 2039 | Technical | million_m3 | Before Competition Groups | 244.0887 | 0 | 0 | 4066.9811 | 0.060017 | 3 | Residential_2039_Technical_million_m3_Before Competition Groups_3 | Condensing Storage Water Heater | 6.002% | 0 | 244.0887 | Residential_2039_Technical_million_m3_Before Competition Groups_Condensing Storage Water Heater
Residential | Res ¦ Energy Star Windows | 2039 | Economic | million_m3 | Before Competition Groups | 214.5761 | 0 | 0 | 3595.8527 | 0.059673 | 4 | Residential_2039_Economic_million_m3_Before Competition Groups_4 | Energy Star Windows | 5.967% | 0 | 214.5761 | Residential_2039_Economic_million_m3_Before Competition Groups_Energy Star Windows
Residential | Res ¦ Condensing Boiler | 2039 | Achievable | million_m3 | Before Competition Groups | 123.1609 | 0 | 0 | 2142.9155 | 0.057474 | 7 | Residential_2039_Achievable_million_m3_Before Competition Groups_7 | Condensing Boiler | 5.747% | 0 | 123.1609 | Residential_2039_Achievable_million_m3_Before Competition Groups_Condensing Boiler
Residential | Res ¦ High Efficiency Condensing Furnace | 2039 | Achievable | million_m3 | Before Competition Groups | 114.5102 | 0 | 0 | 2142.9155 | 0.053437 | 8 | Residential_2039_Achievable_million_m3_Before Competition Groups_8 | High Efficiency Condensing Furnace | 5.344% | 0 | 114.5102 | Residential_2039_Achievable_million_m3_Before Competition Groups_High Efficiency Condensing Furnace
Residential | Res ¦ Energy Star Windows | 2039 | Technical | million_m3 | Before Competition Groups | 214.5761 | 0 | 0 | 4066.9811 | 0.052761 | 4 | Residential_2039_Technical_million_m3_Before Competition Groups_4 | Energy Star Windows | 5.276% | 0 | 214.5761 | Residential_2039_Technical_million_m3_Before Competition Groups_Energy Star Windows
Residential | Res ¦ High Efficiency Fireplace with Pilotless Ignition | 2039 | Achievable | million_m3 | Before Competition Groups | 108.1574 | 0 | 0 | 2142.9155 | 0.050472 | 9 | Residential_2039_Achievable_million_m3_Before Competition Groups_9 | High Efficiency Fireplace with Pilotless Ignition | 5.047% | 0 | 108.1574 | Residential_2039_Achievable_million_m3_Before Competition Groups_High Efficiency Fireplace with Pilotless Ignition
Residential | Res ¦ Tankless Water Heater | 2039 | Technical | million_m3 | Before Competition Groups | 204.0574 | 0 | 0 | 4066.9811 | 0.050174 | 5 | Residential_2039_Technical_million_m3_Before Competition Groups_5 | Tankless Water Heater | 5.017% | 0 | 204.0574 | Residential_2039_Technical_million_m3_Before Competition Groups_Tankless Water Heater
Residential | Res ¦ Comprehensive Draft Proofing | 2039 | Economic | million_m3 | Before Competition Groups | 171.0146 | 0 | 0 | 3595.8527 | 0.047559 | 5 | Residential_2039_Economic_million_m3_Before Competition Groups_5 | Comprehensive Draft Proofing | 4.756% | 0 | 171.0146 | Residential_2039_Economic_million_m3_Before Competition Groups_Comprehensive Draft Proofing
Residential | Res ¦ Condensing Boiler | 2039 | Economic | million_m3 | Before Competition Groups | 157.4608 | 0 | 0 | 3595.8527 | 0.04379 | 6 | Residential_2039_Economic_million_m3_Before Competition Groups_6 | Condensing Boiler | 4.379% | 0 | 157.4608 | Residential_2039_Economic_million_m3_Before Competition Groups_Condensing Boiler
Residential | Res ¦ Wall Insulation | 2039 | Economic | million_m3 | Before Competition Groups | 156.1426 | 0 | 0 | 3595.8527 | 0.043423 | 7 | Residential_2039_Economic_million_m3_Before Competition Groups_7 | Wall Insulation | 4.342% | 0 | 156.1426 | Residential_2039_Economic_million_m3_Before Competition Groups_Wall Insulation
Residential | Res ¦ Comprehensive Draft Proofing | 2039 | Technical | million_m3 | Before Competition Groups | 171.0146 | 0 | 0 | 4066.9811 | 0.04205 | 6 | Residential_2039_Technical_million_m3_Before Competition Groups_6 | Comprehensive Draft Proofing | 4.205% | 0 | 171.0146 | Residential_2039_Technical_million_m3_Before Competition Groups_Comprehensive Draft Proofing
Residential | Res ¦ Heat Recovery Ventilator | 2039 | Economic | million_m3 | Before Competition Groups | 140.5305 | 0 | 0 | 3595.8527 | 0.039081 | 8 | Residential_2039_Economic_million_m3_Before Competition Groups_8 | Heat Recovery Ventilator | 3.908% | 0 | 140.5305 | Residential_2039_Economic_million_m3_Before Competition Groups_Heat Recovery Ventilator
Residential | Res ¦ Condensing Boiler | 2039 | Technical | million_m3 | Before Competition Groups | 157.4608 | 0 | 0 | 4066.9811 | 0.038717 | 7 | Residential_2039_Technical_million_m3_Before Competition Groups_7 | Condensing Boiler | 3.872% | 0 | 157.4608 | Residential_2039_Technical_million_m3_Before Competition Groups_Condensing Boiler
Residential | Res ¦ Wall Insulation | 2039 | Technical | million_m3 | Before Competition Groups | 156.1426 | 0 | 0 | 4066.9811 | 0.038393 | 8 | Residential_2039_Technical_million_m3_Before Competition Groups_8 | Wall Insulation | 3.839% | 0 | 156.1426 | Residential_2039_Technical_million_m3_Before Competition Groups_Wall Insulation
Residential | Res ¦ Attic Insulation | 2039 | Economic | million_m3 | Before Competition Groups | 137.8323 | 0 | 0 | 3595.8527 | 0.038331 | 9 | Residential_2039_Economic_million_m3_Before Competition Groups_9 | Attic Insulation | 3.833% | 0 | 137.8323 | Residential_2039_Economic_million_m3_Before Competition Groups_Attic Insulation
Residential | Res ¦ Advanced BAS/Controllers | 2039 | Achievable | million_m3 | Before Competition Groups | 80.854 | 0 | 0 | 2142.9155 | 0.037731 | 10 | Residential_2039_Achievable_million_m3_Before Competition Groups_10 | Advanced BAS/Controllers | 3.773% | 0 | 80.854 | Residential_2039_Achievable_million_m3_Before Competition Groups_Advanced BAS/Controllers
Residential | Res ¦ High Efficiency Condensing Furnace | 2039 | Economic | million_m3 | Before Competition Groups | 133.9194 | 0 | 0 | 3595.8527 | 0.037243 | 10 | Residential_2039_Economic_million_m3_Before Competition Groups_10 | High Efficiency Condensing Furnace | 3.724% | 0 | 133.9194 | Residential_2039_Economic_million_m3_Before Competition Groups_High Efficiency Condensing Furnace
Residential | Res ¦ High Efficiency Fireplace with Pilotless Ignition | 2039 | Economic | million_m3 | Before Competition Groups | 132.0144 | 0 | 0 | 3595.8527 | 0.036713 | 11 | Residential_2039_Economic_million_m3_Before Competition Groups_11 | High Efficiency Fireplace with Pilotless Ignition | 3.671% | 0 | 132.0144 | Residential_2039_Economic_million_m3_Before Competition Groups_High Efficiency Fireplace with Pilotless Ignition
Residential | Res ¦ DHW Recirculation Systems | 2039 | Economic | million_m3 | Before Competition Groups | 130.7104 | 0 | 0 | 3595.8527 | 0.03635 | 12 | Residential_2039_Economic_million_m3_Before Competition Groups_12 | DHW Recirculation Systems | 3.635% | 0 | 130.7104 | Residential_2039_Economic_million_m3_Before Competition Groups_DHW Recirculation Systems
Residential | Res ¦ Heat Recovery Ventilator | 2039 | Technical | million_m3 | Before Competition Groups | 140.5305 | 0 | 0 | 4066.9811 | 0.034554 | 9 | Residential_2039_Technical_million_m3_Before Competition Groups_9 | Heat Recovery Ventilator | 3.455% | 0 | 140.5305 | Residential_2039_Technical_million_m3_Before Competition Groups_Heat Recovery Ventilator
Residential | Res ¦ Attic Insulation | 2039 | Technical | million_m3 | Before Competition Groups | 137.8323 | 0 | 0 | 4066.9811 | 0.033891 | 10 | Residential_2039_Technical_million_m3_Before Competition Groups_10 | Attic Insulation | 3.389% | 0 | 137.8323 | Residential_2039_Technical_million_m3_Before Competition Groups_Attic Insulation
Residential | Res ¦ High Efficiency Storage Water Heater | 2039 | Technical | million_m3 | Before Competition Groups | 135.314 | 0 | 0 | 4066.9811 | 0.033271 | 11 | Residential_2039_Technical_million_m3_Before Competition Groups_11 | High Efficiency Storage Water Heater | 3.327% | 0 | 135.314 | Residential_2039_Technical_million_m3_Before Competition Groups_High Efficiency Storage Water Heater
Residential | Res ¦ High Efficiency Condensing Furnace | 2039 | Technical | million_m3 | Before Competition Groups | 134.3142 | 0 | 0 | 4066.9811 | 0.033026 | 12 | Residential_2039_Technical_million_m3_Before Competition Groups_12 | High Efficiency Condensing Furnace | 3.303% | 0 | 134.3142 | Residential_2039_Technical_million_m3_Before Competition Groups_High Efficiency Condensing Furnace
Residential | Res ¦ Basement or Crawlspace Insulation | 2039 | Economic | million_m3 | Before Competition Groups | 117.1331 | 0 | 0 | 3595.8527 | 0.032574 | 13 | Residential_2039_Economic_million_m3_Before Competition Groups_13 | Basement or Crawlspace Insulation | 3.257% | 0 | 117.1331 | Residential_2039_Economic_million_m3_Before Competition Groups_Basement or Crawlspace Insulation
Residential | Res ¦ High Efficiency Fireplace with Pilotless Ignition | 2039 | Technical | million_m3 | Before Competition Groups | 132.0144 | 0 | 0 | 4066.9811 | 0.03246 | 13 | Residential_2039_Technical_million_m3_Before Competition Groups_13 | High Efficiency Fireplace with Pilotless Ignition | 3.246% | 0 | 132.0144 | Residential_2039_Technical_million_m3_Before Competition Groups_High Efficiency Fireplace with Pilotless Ignition
Residential | Res ¦ DHW Recirculation Systems | 2039 | Technical | million_m3 | Before Competition Groups | 130.7104 | 0 | 0 | 4066.9811 | 0.032139 | 14 | Residential_2039_Technical_million_m3_Before Competition Groups_14 | DHW Recirculation Systems | 3.214% | 0 | 130.7104 | Residential_2039_Technical_million_m3_Before Competition Groups_DHW Recirculation Systems
Residential | Res ¦ Basement Wall Insulation | 2039 | Economic | million_m3 | Before Competition Groups | 114.677 | 0 | 0 | 3595.8527 | 0.031891 | 14 | Residential_2039_Economic_million_m3_Before Competition Groups_14 | Basement Wall Insulation | 3.189% | 0 | 114.677 | Residential_2039_Economic_million_m3_Before Competition Groups_Basement Wall Insulation
Residential | Res ¦ Building Recommissioning, Operations and Maintenance (O&M) Improvements | 2039 | Achievable | million_m3 | Before Competition Groups | 66.8985 | 0 | 0 | 2142.9155 | 0.031218 | 11 | Residential_2039_Achievable_million_m3_Before Competition Groups_11 | Building Recommissioning, Operations and Maintenance (O&M) Improvements | 3.122% | 0 | 66.8985 | Residential_2039_Achievable_million_m3_Before Competition Groups_Building Recommissioning, Operations and Maintenance (O&M) Improvements
Residential | Res ¦ Condensing Make Up Air Unit | 2039 | Achievable | million_m3 | Before Competition Groups | 65.7832 | 0 | 0 | 2142.9155 | 0.030698 | 12 | Residential_2039_Achievable_million_m3_Before Competition Groups_12 | Condensing Make Up Air Unit | 3.07% | 0 | 65.7832 | Residential_2039_Achievable_million_m3_Before Competition Groups_Condensing Make Up Air Unit
Residential | Res ¦ Wall Insulation | 2039 | Achievable | million_m3 | Before Competition Groups | 64.6043 | 0 | 0 | 2142.9155 | 0.030148 | 13 | Residential_2039_Achievable_million_m3_Before Competition Groups_13 | Wall Insulation | 3.015% | 0 | 64.6043 | Residential_2039_Achievable_million_m3_Before Competition Groups_Wall Insulation
Residential | Res ¦ Basement or Crawlspace Insulation | 2039 | Technical | million_m3 | Before Competition Groups | 117.1331 | 0 | 0 | 4066.9811 | 0.028801 | 15 | Residential_2039_Technical_million_m3_Before Competition Groups_15 | Basement or Crawlspace Insulation | 2.88% | 0 | 117.1331 | Residential_2039_Technical_million_m3_Before Competition Groups_Basement or Crawlspace Insulation
Residential | Res ¦ High Efficiency Storage Water Heater | 2039 | Economic | million_m3 | Before Competition Groups | 103.2004 | 0 | 0 | 3595.8527 | 0.0287 | 15 | Residential_2039_Economic_million_m3_Before Competition Groups_15 | High Efficiency Storage Water Heater | 2.87% | 0 | 103.2004 | Residential_2039_Economic_million_m3_Before Competition Groups_High Efficiency Storage Water Heater
Residential | Res ¦ Basement Wall Insulation | 2039 | Technical | million_m3 | Before Competition Groups | 114.677 | 0 | 0 | 4066.9811 | 0.028197 | 16 | Residential_2039_Technical_million_m3_Before Competition Groups_16 | Basement Wall Insulation | 2.82% | 0 | 114.677 | Residential_2039_Technical_million_m3_Before Competition Groups_Basement Wall Insulation
Residential | Res ¦ Attic Insulation | 2039 | Achievable | million_m3 | Before Competition Groups | 57.0845 | 0 | 0 | 2142.9155 | 0.026639 | 14 | Residential_2039_Achievable_million_m3_Before Competition Groups_14 | Attic Insulation | 2.664% | 0 | 57.0845 | Residential_2039_Achievable_million_m3_Before Competition Groups_Attic Insulation
Residential | Res ¦ Condensing Make Up Air Unit | 2039 | Economic | million_m3 | Before Competition Groups | 92.0634 | 0 | 0 | 3595.8527 | 0.025603 | 16 | Residential_2039_Economic_million_m3_Before Competition Groups_16 | Condensing Make Up Air Unit | 2.56% | 0 | 92.0634 | Residential_2039_Economic_million_m3_Before Competition Groups_Condensing Make Up Air Unit
Residential | Res ¦ Condensing Make Up Air Unit | 2039 | Technical | million_m3 | Before Competition Groups | 92.0634 | 0 | 0 | 4066.9811 | 0.022637 | 17 | Residential_2039_Technical_million_m3_Before Competition Groups_17 | Condensing Make Up Air Unit | 2.264% | 0 | 92.0634 | Residential_2039_Technical_million_m3_Before Competition Groups_Condensing Make Up Air Unit
Residential | Res ¦ Basement Wall Insulation | 2039 | Achievable | million_m3 | Before Competition Groups | 47.498 | 0 | 0 | 2142.9155 | 0.022165 | 15 | Residential_2039_Achievable_million_m3_Before Competition Groups_15 | Basement Wall Insulation | 2.217% | 0 | 47.498 | Residential_2039_Achievable_million_m3_Before Competition Groups_Basement Wall Insulation
Residential | Res ¦ Furnace Tune Up | 2039 | Economic | million_m3 | Before Competition Groups | 78.0097 | 0 | 0 | 3595.8527 | 0.021694 | 17 | Residential_2039_Economic_million_m3_Before Competition Groups_17 | Furnace Tune Up | 2.169% | 0 | 78.0097 | Residential_2039_Economic_million_m3_Before Competition Groups_Furnace Tune Up
Residential | Res ¦ Advanced BAS/Controllers | 2039 | Economic | million_m3 | Before Competition Groups | 71.3258 | 0 | 0 | 3595.8527 | 0.019836 | 18 | Residential_2039_Economic_million_m3_Before Competition Groups_18 | Advanced BAS/Controllers | 1.984% | 0 | 71.3258 | Residential_2039_Economic_million_m3_Before Competition Groups_Advanced BAS/Controllers
Residential | Res ¦ Window Film | 2039 | Technical | million_m3 | Before Competition Groups | 80.5199 | 0 | 0 | 4066.9811 | 0.019798 | 18 | Residential_2039_Technical_million_m3_Before Competition Groups_18 | Window Film | 1.98% | 0 | 80.5199 | Residential_2039_Technical_million_m3_Before Competition Groups_Window Film
Residential | Res ¦ Furnace Tune Up | 2039 | Technical | million_m3 | Before Competition Groups | 78.0097 | 0 | 0 | 4066.9811 | 0.019181 | 19 | Residential_2039_Technical_million_m3_Before Competition Groups_19 | Furnace Tune Up | 1.918% | 0 | 78.0097 | Residential_2039_Technical_million_m3_Before Competition Groups_Furnace Tune Up
Residential | Res ¦ Advanced BAS/Controllers | 2039 | Technical | million_m3 | Before Competition Groups | 71.3258 | 0 | 0 | 4066.9811 | 0.017538 | 20 | Residential_2039_Technical_million_m3_Before Competition Groups_20 | Advanced BAS/Controllers | 1.754% | 0 | 71.3258 | Residential_2039_Technical_million_m3_Before Competition Groups_Advanced BAS/Controllers
Residential | Res ¦ High Efficiency Storage Water Heater | 2039 | Achievable | million_m3 | Before Competition Groups | 36.1882 | 0 | 0 | 2142.9155 | 0.016887 | 16 | Residential_2039_Achievable_million_m3_Before Competition Groups_16 | High Efficiency Storage Water Heater | 1.689% | 0 | 36.1882 | Residential_2039_Achievable_million_m3_Before Competition Groups_High Efficiency Storage Water Heater
Residential | Res ¦ Building Recommissioning, Operations and Maintenance (O&M) Improvements | 2039 | Economic | million_m3 | Before Competition Groups | 59.0147 | 0 | 0 | 3595.8527 | 0.016412 | 19 | Residential_2039_Economic_million_m3_Before Competition Groups_19 | Building Recommissioning, Operations and Maintenance (O&M) Improvements | 1.641% | 0 | 59.0147 | Residential_2039_Economic_million_m3_Before Competition Groups_Building Recommissioning, Operations and Maintenance (O&M) Improvements
Residential | Res ¦ Basement or Crawlspace Insulation | 2039 | Achievable | million_m3 | Before Competition Groups | 34.7585 | 0 | 0 | 2142.9155 | 0.01622 | 17 | Residential_2039_Achievable_million_m3_Before Competition Groups_17 | Basement or Crawlspace Insulation | 1.622% | 0 | 34.7585 | Residential_2039_Achievable_million_m3_Before Competition Groups_Basement or Crawlspace Insulation
Residential | Res ¦ Solar Water Heating System | 2039 | Technical | million_m3 | Before Competition Groups | 60.1271 | 0 | 0 | 4066.9811 | 0.014784 | 21 | Residential_2039_Technical_million_m3_Before Competition Groups_21 | Solar Water Heating System | 1.478% | 0 | 60.1271 | Residential_2039_Technical_million_m3_Before Competition Groups_Solar Water Heating System
Residential | Res ¦ Building Recommissioning, Operations and Maintenance (O&M) Improvements | 2039 | Technical | million_m3 | Before Competition Groups | 59.0147 | 0 | 0 | 4066.9811 | 0.014511 | 22 | Residential_2039_Technical_million_m3_Before Competition Groups_22 | Building Recommissioning, Operations and Maintenance (O&M) Improvements | 1.451% | 0 | 59.0147 | Residential_2039_Technical_million_m3_Before Competition Groups_Building Recommissioning, Operations and Maintenance (O&M) Improvements
Residential | Res ¦ Demand Control Ventilation | 2039 | Achievable | million_m3 | Before Competition Groups | 30.6284 | 0 | 0 | 2142.9155 | 0.014293 | 18 | Residential_2039_Achievable_million_m3_Before Competition Groups_18 | Demand Control Ventilation | 1.429% | 0 | 30.6284 | Residential_2039_Achievable_million_m3_Before Competition Groups_Demand Control Ventilation
Residential | Res ¦ Ceiling Insulation | 2039 | Technical | million_m3 | Before Competition Groups | 57.9378 | 0 | 0 | 4066.9811 | 0.014246 | 23 | Residential_2039_Technical_million_m3_Before Competition Groups_23 | Ceiling Insulation | 1.425% | 0 | 57.9378 | Residential_2039_Technical_million_m3_Before Competition Groups_Ceiling Insulation
Residential | Res ¦ Duct Insulation MF | 2039 | Economic | million_m3 | Before Competition Groups | 46.6088 | 0 | 0 | 3595.8527 | 0.012962 | 20 | Residential_2039_Economic_million_m3_Before Competition Groups_20 | Duct Insulation MF | 1.296% | 0 | 46.6088 | Residential_2039_Economic_million_m3_Before Competition Groups_Duct Insulation MF
Residential | Res ¦ Floor Insulation | 2039 | Economic | million_m3 | Before Competition Groups | 44.9497 | 0 | 0 | 3595.8527 | 0.0125 | 21 | Residential_2039_Economic_million_m3_Before Competition Groups_21 | Floor Insulation | 1.25% | 0 | 44.9497 | Residential_2039_Economic_million_m3_Before Competition Groups_Floor Insulation
Residential | Res ¦ Duct Insulation | 2039 | Economic | million_m3 | Before Competition Groups | 42.9339 | 0 | 0 | 3595.8527 | 0.01194 | 22 | Residential_2039_Economic_million_m3_Before Competition Groups_22 | Duct Insulation | 1.194% | 0 | 42.9339 | Residential_2039_Economic_million_m3_Before Competition Groups_Duct Insulation
Residential | Res ¦ Duct Insulation MF | 2039 | Technical | million_m3 | Before Competition Groups | 46.6088 | 0 | 0 | 4066.9811 | 0.01146 | 24 | Residential_2039_Technical_million_m3_Before Competition Groups_24 | Duct Insulation MF | 1.146% | 0 | 46.6088 | Residential_2039_Technical_million_m3_Before Competition Groups_Duct Insulation MF
Residential | Res ¦ Floor Insulation | 2039 | Technical | million_m3 | Before Competition Groups | 44.9497 | 0 | 0 | 4066.9811 | 0.011052 | 25 | Residential_2039_Technical_million_m3_Before Competition Groups_25 | Floor Insulation | 1.105% | 0 | 44.9497 | Residential_2039_Technical_million_m3_Before Competition Groups_Floor Insulation
Residential | Res ¦ Duct Insulation | 2039 | Technical | million_m3 | Before Competition Groups | 42.9339 | 0 | 0 | 4066.9811 | 0.010557 | 26 | Residential_2039_Technical_million_m3_Before Competition Groups_26 | Duct Insulation | 1.056% | 0 | 42.9339 | Residential_2039_Technical_million_m3_Before Competition Groups_Duct Insulation
Residential | Res ¦ Heat Recovery Ventilator | 2039 | Achievable | million_m3 | Before Competition Groups | 21.7969 | 0 | 0 | 2142.9155 | 0.010172 | 19 | Residential_2039_Achievable_million_m3_Before Competition Groups_19 | Heat Recovery Ventilator | 1.017% | 0 | 21.7969 | Residential_2039_Achievable_million_m3_Before Competition Groups_Heat Recovery Ventilator
Residential | Res ¦ Duct Insulation MF | 2039 | Achievable | million_m3 | Before Competition Groups | 19.2993 | 0 | 0 | 2142.9155 | 0.0090061 | 20 | Residential_2039_Achievable_million_m3_Before Competition Groups_20 | Duct Insulation MF | 0.9006% | 0 | 19.2993 | Residential_2039_Achievable_million_m3_Before Competition Groups_Duct Insulation MF
Residential | Res ¦ Demand Control Ventilation | 2039 | Economic | million_m3 | Before Competition Groups | 31.9232 | 0 | 0 | 3595.8527 | 0.0088778 | 23 | Residential_2039_Economic_million_m3_Before Competition Groups_23 | Demand Control Ventilation | 0.8878% | 0 | 31.9232 | Residential_2039_Economic_million_m3_Before Competition Groups_Demand Control Ventilation
Residential | Res ¦ Floor Insulation | 2039 | Achievable | million_m3 | Before Competition Groups | 18.6042 | 0 | 0 | 2142.9155 | 0.0086817 | 21 | Residential_2039_Achievable_million_m3_Before Competition Groups_21 | Floor Insulation | 0.8682% | 0 | 18.6042 | Residential_2039_Achievable_million_m3_Before Competition Groups_Floor Insulation
Residential | Res ¦ Duct Insulation | 2039 | Achievable | million_m3 | Before Competition Groups | 17.7599 | 0 | 0 | 2142.9155 | 0.0082877 | 22 | Residential_2039_Achievable_million_m3_Before Competition Groups_22 | Duct Insulation | 0.8288% | 0 | 17.7599 | Residential_2039_Achievable_million_m3_Before Competition Groups_Duct Insulation
Residential | Res ¦ Demand Control Ventilation | 2039 | Technical | million_m3 | Before Competition Groups | 31.9232 | 0 | 0 | 4066.9811 | 0.0078494 | 27 | Residential_2039_Technical_million_m3_Before Competition Groups_27 | Demand Control Ventilation | 0.7849% | 0 | 31.9232 | Residential_2039_Technical_million_m3_Before Competition Groups_Demand Control Ventilation
Residential | Res ¦ Pool Cover | 2039 | Achievable | million_m3 | Before Competition Groups | 16.1282 | 0 | 0 | 2142.9155 | 0.0075263 | 23 | Residential_2039_Achievable_million_m3_Before Competition Groups_23 | Pool Cover | 0.7526% | 0 | 16.1282 | Residential_2039_Achievable_million_m3_Before Competition Groups_Pool Cover
Residential | Res ¦ Tankless Water Heater | 2039 | Economic | million_m3 | Before Competition Groups | 26.7949 | 0 | 0 | 3595.8527 | 0.0074516 | 24 | Residential_2039_Economic_million_m3_Before Competition Groups_24 | Tankless Water Heater | 0.7452% | 0 | 26.7949 | Residential_2039_Economic_million_m3_Before Competition Groups_Tankless Water Heater
Residential | Res ¦ Home Energy Reports | 2039 | Technical | million_m3 | Before Competition Groups | 29.6101 | 0 | 0 | 4066.9811 | 0.0072806 | 28 | Residential_2039_Technical_million_m3_Before Competition Groups_28 | Home Energy Reports | 0.7281% | 0 | 29.6101 | Residential_2039_Technical_million_m3_Before Competition Groups_Home Energy Reports
Residential | Res ¦ Home Energy Reports | 2039 | Achievable | million_m3 | Before Competition Groups | 15.4371 | 0 | 0 | 2142.9155 | 0.0072038 | 24 | Residential_2039_Achievable_million_m3_Before Competition Groups_24 | Home Energy Reports | 0.7204% | 0 | 15.4371 | Residential_2039_Achievable_million_m3_Before Competition Groups_Home Energy Reports
Residential | Res ¦ Home Energy Reports | 2039 | Economic | million_m3 | Before Competition Groups | 22.883 | 0 | 0 | 3595.8527 | 0.0063637 | 25 | Residential_2039_Economic_million_m3_Before Competition Groups_25 | Home Energy Reports | 0.6364% | 0 | 22.883 | Residential_2039_Economic_million_m3_Before Competition Groups_Home Energy Reports
Residential | Res ¦ Early Hot Water Heater Replacement | 2039 | Technical | million_m3 | Before Competition Groups | 25.6402 | 0 | 0 | 4066.9811 | 0.0063045 | 29 | Residential_2039_Technical_million_m3_Before Competition Groups_29 | Early Hot Water Heater Replacement | 0.6304% | 0 | 25.6402 | Residential_2039_Technical_million_m3_Before Competition Groups_Early Hot Water Heater Replacement
Residential | Res ¦ Drain Water Heat Recovery | 2039 | Technical | million_m3 | Before Competition Groups | 21.8679 | 0 | 0 | 4066.9811 | 0.0053769 | 30 | Residential_2039_Technical_million_m3_Before Competition Groups_30 | Drain Water Heat Recovery | 0.5377% | 0 | 21.8679 | Residential_2039_Technical_million_m3_Before Competition Groups_Drain Water Heat Recovery
Residential | Res ¦ Tankless Water Heater | 2039 | Achievable | million_m3 | Before Competition Groups | 9.6309 | 0 | 0 | 2142.9155 | 0.0044943 | 25 | Residential_2039_Achievable_million_m3_Before Competition Groups_25 | Tankless Water Heater | 0.4494% | 0 | 9.6309 | Residential_2039_Achievable_million_m3_Before Competition Groups_Tankless Water Heater
Residential | Res ¦ Pool Cover | 2039 | Economic | million_m3 | Before Competition Groups | 14.2285 | 0 | 0 | 3595.8527 | 0.0039569 | 26 | Residential_2039_Economic_million_m3_Before Competition Groups_26 | Pool Cover | 0.3957% | 0 | 14.2285 | Residential_2039_Economic_million_m3_Before Competition Groups_Pool Cover
Residential | Res ¦ Pool Cover | 2039 | Technical | million_m3 | Before Competition Groups | 14.2285 | 0 | 0 | 4066.9811 | 0.0034985 | 31 | Residential_2039_Technical_million_m3_Before Competition Groups_31 | Pool Cover | 0.3499% | 0 | 14.2285 | Residential_2039_Technical_million_m3_Before Competition Groups_Pool Cover
Residential | Res ¦ Water Heater Temperature Setback | 2039 | Achievable | million_m3 | Before Competition Groups | 7.2375 | 0 | 0 | 2142.9155 | 0.0033774 | 26 | Residential_2039_Achievable_million_m3_Before Competition Groups_26 | Water Heater Temperature Setback | 0.3377% | 0 | 7.2375 | Residential_2039_Achievable_million_m3_Before Competition Groups_Water Heater Temperature Setback
Residential | Res ¦ High Efficiency Gas Pool Heater | 2039 | Technical | million_m3 | Before Competition Groups | 12.3044 | 0 | 0 | 4066.9811 | 0.0030254 | 32 | Residential_2039_Technical_million_m3_Before Competition Groups_32 | High Efficiency Gas Pool Heater | 0.3025% | 0 | 12.3044 | Residential_2039_Technical_million_m3_Before Competition Groups_High Efficiency Gas Pool Heater
Residential | Res ¦ Furnace Tune Up | 2039 | Achievable | million_m3 | Before Competition Groups | 6.4072 | 0 | 0 | 2142.9155 | 0.00299 | 27 | Residential_2039_Achievable_million_m3_Before Competition Groups_27 | Furnace Tune Up | 0.299% | 0 | 6.4072 | Residential_2039_Achievable_million_m3_Before Competition Groups_Furnace Tune Up
Residential | Res ¦ Wall Insulation MF | 2039 | Economic | million_m3 | Before Competition Groups | 7.215 | 0 | 0 | 3595.8527 | 0.0020065 | 27 | Residential_2039_Economic_million_m3_Before Competition Groups_27 | Wall Insulation MF | 0.2006% | 0 | 7.215 | Residential_2039_Economic_million_m3_Before Competition Groups_Wall Insulation MF
Residential | Res ¦ Water Heater Temperature Setback | 2039 | Economic | million_m3 | Before Competition Groups | 6.3847 | 0 | 0 | 3595.8527 | 0.0017756 | 28 | Residential_2039_Economic_million_m3_Before Competition Groups_28 | Water Heater Temperature Setback | 0.1776% | 0 | 6.3847 | Residential_2039_Economic_million_m3_Before Competition Groups_Water Heater Temperature Setback
Residential | Res ¦ Wall Insulation MF | 2039 | Technical | million_m3 | Before Competition Groups | 7.215 | 0 | 0 | 4066.9811 | 0.001774 | 33 | Residential_2039_Technical_million_m3_Before Competition Groups_33 | Wall Insulation MF | 0.1774% | 0 | 7.215 | Residential_2039_Technical_million_m3_Before Competition Groups_Wall Insulation MF
Residential | Res ¦ Water Heater Temperature Setback | 2039 | Technical | million_m3 | Before Competition Groups | 6.3847 | 0 | 0 | 4066.9811 | 0.0015699 | 34 | Residential_2039_Technical_million_m3_Before Competition Groups_34 | Water Heater Temperature Setback | 0.157% | 0 | 6.3847 | Residential_2039_Technical_million_m3_Before Competition Groups_Water Heater Temperature Setback
Residential | Res ¦ Ceiling Insulation | 2039 | Economic | million_m3 | Before Competition Groups | 5.2797 | 0 | 0 | 3595.8527 | 0.0014683 | 29 | Residential_2039_Economic_million_m3_Before Competition Groups_29 | Ceiling Insulation | 0.1468% | 0 | 5.2797 | Residential_2039_Economic_million_m3_Before Competition Groups_Ceiling Insulation
Residential | Res ¦ Wall Insulation MF | 2039 | Achievable | million_m3 | Before Competition Groups | 2.9888 | 0 | 0 | 2142.9155 | 0.0013947 | 28 | Residential_2039_Achievable_million_m3_Before Competition Groups_28 | Wall Insulation MF | 0.1395% | 0 | 2.9888 | Residential_2039_Achievable_million_m3_Before Competition Groups_Wall Insulation MF
Residential | Res ¦ Ceiling Insulation | 2039 | Achievable | million_m3 | Before Competition Groups | 1.394 | 0 | 0 | 2142.9155 | 0.0006505 | 29 | Residential_2039_Achievable_million_m3_Before Competition Groups_29 | Ceiling Insulation | 0.06505% | 0 | 1.394 | Residential_2039_Achievable_million_m3_Before Competition Groups_Ceiling Insulation
Residential | Res ¦ Energy Star Clothes Dryer | 2039 | Technical | million_m3 | Before Competition Groups | 2.5193 | 0 | 0 | 4066.9811 | 0.00061946 | 35 | Residential_2039_Technical_million_m3_Before Competition Groups_35 | Energy Star Clothes Dryer | 0.06195% | 0 | 2.5193 | Residential_2039_Technical_million_m3_Before Competition Groups_Energy Star Clothes Dryer
Residential | Res ¦ Clothes Drying Racks | 2039 | Achievable | million_m3 | Before Competition Groups | 1.2424 | 0 | 0 | 2142.9155 | 0.00057976 | 30 | Residential_2039_Achievable_million_m3_Before Competition Groups_30 | Clothes Drying Racks | 0.05798% | 0 | 1.2424 | Residential_2039_Achievable_million_m3_Before Competition Groups_Clothes Drying Racks
Residential | Res ¦ Energy Star Clothes Washer | 2039 | Achievable | million_m3 | Before Competition Groups | 1.1317 | 0 | 0 | 2142.9155 | 0.00052814 | 31 | Residential_2039_Achievable_million_m3_Before Competition Groups_31 | Energy Star Clothes Washer | 0.05281% | 0 | 1.1317 | Residential_2039_Achievable_million_m3_Before Competition Groups_Energy Star Clothes Washer
Residential | Res ¦ Drain Water Heat Recovery | 2039 | Achievable | million_m3 | Before Competition Groups | 1.0127 | 0 | 0 | 2142.9155 | 0.00047258 | 32 | Residential_2039_Achievable_million_m3_Before Competition Groups_32 | Drain Water Heat Recovery | 0.04726% | 0 | 1.0127 | Residential_2039_Achievable_million_m3_Before Competition Groups_Drain Water Heat Recovery
Residential | Res ¦ Energy Star Clothes Washer | 2039 | Economic | million_m3 | Before Competition Groups | 1.2294 | 0 | 0 | 3595.8527 | 0.00034191 | 30 | Residential_2039_Economic_million_m3_Before Competition Groups_30 | Energy Star Clothes Washer | 0.03419% | 0 | 1.2294 | Residential_2039_Economic_million_m3_Before Competition Groups_Energy Star Clothes Washer
Residential | Res ¦ Minimize Hot and Warm Clothes Wash | 2039 | Achievable | million_m3 | Before Competition Groups | 0.68122 | 0 | 0 | 2142.9155 | 0.00031789 | 33 | Residential_2039_Achievable_million_m3_Before Competition Groups_33 | Minimize Hot and Warm Clothes Wash | 0.03179% | 0 | 0.68122 | Residential_2039_Achievable_million_m3_Before Competition Groups_Minimize Hot and Warm Clothes Wash
Residential | Res ¦ Drain Water Heat Recovery | 2039 | Economic | million_m3 | Before Competition Groups | 1.1202 | 0 | 0 | 3595.8527 | 0.00031153 | 31 | Residential_2039_Economic_million_m3_Before Competition Groups_31 | Drain Water Heat Recovery | 0.03115% | 0 | 1.1202 | Residential_2039_Economic_million_m3_Before Competition Groups_Drain Water Heat Recovery
Residential | Res ¦ Clothes Drying Racks | 2039 | Economic | million_m3 | Before Competition Groups | 1.0964 | 0 | 0 | 3595.8527 | 0.00030491 | 32 | Residential_2039_Economic_million_m3_Before Competition Groups_32 | Clothes Drying Racks | 0.03049% | 0 | 1.0964 | Residential_2039_Economic_million_m3_Before Competition Groups_Clothes Drying Racks
Residential | Res ¦ Energy Star Clothes Washer | 2039 | Technical | million_m3 | Before Competition Groups | 1.2294 | 0 | 0 | 4066.9811 | 0.0003023 | 36 | Residential_2039_Technical_million_m3_Before Competition Groups_36 | Energy Star Clothes Washer | 0.03023% | 0 | 1.2294 | Residential_2039_Technical_million_m3_Before Competition Groups_Energy Star Clothes Washer
Residential | Res ¦ Clothes Drying Racks | 2039 | Technical | million_m3 | Before Competition Groups | 1.0964 | 0 | 0 | 4066.9811 | 0.00026959 | 37 | Residential_2039_Technical_million_m3_Before Competition Groups_37 | Clothes Drying Racks | 0.02696% | 0 | 1.0964 | Residential_2039_Technical_million_m3_Before Competition Groups_Clothes Drying Racks
Residential | Res ¦ Minimize Hot and Warm Clothes Wash | 2039 | Economic | million_m3 | Before Competition Groups | 0.95274 | 0 | 0 | 3595.8527 | 0.00026495 | 33 | Residential_2039_Economic_million_m3_Before Competition Groups_33 | Minimize Hot and Warm Clothes Wash | 0.0265% | 0 | 0.95274 | Residential_2039_Economic_million_m3_Before Competition Groups_Minimize Hot and Warm Clothes Wash
Residential | Res ¦ Minimize Hot and Warm Clothes Wash | 2039 | Technical | million_m3 | Before Competition Groups | 0.95274 | 0 | 0 | 4066.9811 | 0.00023426 | 38 | Residential_2039_Technical_million_m3_Before Competition Groups_38 | Minimize Hot and Warm Clothes Wash | 0.02343% | 0 | 0.95274 | Residential_2039_Technical_million_m3_Before Competition Groups_Minimize Hot and Warm Clothes Wash
Residential | Res ¦ Solar Water Preheat (Pools/DHW) | 2039 | Technical | million_m3 | Before Competition Groups | 0.11371 | 0 | 0 | 4066.9811 | 2.796e-05 | 39 | Residential_2039_Technical_million_m3_Before Competition Groups_39 | Solar Water Preheat (Pools/DHW) | 0.002796% | 0 | 0.11371 | Residential_2039_Technical_million_m3_Before Competition Groups_Solar Water Preheat (Pools/DHW)
Residential | Res ¦ Air Sealing | 2040 | Economic | million_m3 | Before Competition Groups | 555.5345 | 0 | 0 | 3617.0044 | 0.15359 | 1 | Residential_2040_Economic_million_m3_Before Competition Groups_1 | Air Sealing | 15.36% | 0 | 555.5345 | Residential_2040_Economic_million_m3_Before Competition Groups_Air Sealing
Residential | Res ¦ Adaptive Thermostat | 2040 | Economic | million_m3 | Before Competition Groups | 524.2987 | 0 | 0 | 3617.0044 | 0.14495 | 2 | Residential_2040_Economic_million_m3_Before Competition Groups_2 | Adaptive Thermostat | 14.5% | 0 | 524.2987 | Residential_2040_Economic_million_m3_Before Competition Groups_Adaptive Thermostat
Residential | Res ¦ Air Sealing | 2040 | Technical | million_m3 | Before Competition Groups | 555.5345 | 0 | 0 | 4088.3924 | 0.13588 | 1 | Residential_2040_Technical_million_m3_Before Competition Groups_1 | Air Sealing | 13.59% | 0 | 555.5345 | Residential_2040_Technical_million_m3_Before Competition Groups_Air Sealing
Residential | Res ¦ Adaptive Thermostat | 2040 | Technical | million_m3 | Before Competition Groups | 524.2987 | 0 | 0 | 4088.3924 | 0.12824 | 2 | Residential_2040_Technical_million_m3_Before Competition Groups_2 | Adaptive Thermostat | 12.82% | 0 | 524.2987 | Residential_2040_Technical_million_m3_Before Competition Groups_Adaptive Thermostat
Residential | Res ¦ Adaptive Thermostat | 2040 | Achievable | million_m3 | Before Competition Groups | 263.6169 | 0 | 0 | 2265.6834 | 0.11635 | 1 | Residential_2040_Achievable_million_m3_Before Competition Groups_1 | Adaptive Thermostat | 11.64% | 0 | 263.6169 | Residential_2040_Achievable_million_m3_Before Competition Groups_Adaptive Thermostat
Residential | Res ¦ Air Sealing | 2040 | Achievable | million_m3 | Before Competition Groups | 253.5162 | 0 | 0 | 2265.6834 | 0.11189 | 2 | Residential_2040_Achievable_million_m3_Before Competition Groups_2 | Air Sealing | 11.19% | 0 | 253.5162 | Residential_2040_Achievable_million_m3_Before Competition Groups_Air Sealing
Residential | Res ¦ Energy Star Windows | 2040 | Achievable | million_m3 | Before Competition Groups | 203.0499 | 0 | 0 | 2265.6834 | 0.08962 | 3 | Residential_2040_Achievable_million_m3_Before Competition Groups_3 | Energy Star Windows | 8.962% | 0 | 203.0499 | Residential_2040_Achievable_million_m3_Before Competition Groups_Energy Star Windows
Residential | Res ¦ Comprehensive Draft Proofing | 2040 | Achievable | million_m3 | Before Competition Groups | 194.8242 | 0 | 0 | 2265.6834 | 0.085989 | 4 | Residential_2040_Achievable_million_m3_Before Competition Groups_4 | Comprehensive Draft Proofing | 8.599% | 0 | 194.8242 | Residential_2040_Achievable_million_m3_Before Competition Groups_Comprehensive Draft Proofing
Residential | Res ¦ Condensing Storage Water Heater | 2040 | Achievable | million_m3 | Before Competition Groups | 169.986 | 0 | 0 | 2265.6834 | 0.075026 | 5 | Residential_2040_Achievable_million_m3_Before Competition Groups_5 | Condensing Storage Water Heater | 7.503% | 0 | 169.986 | Residential_2040_Achievable_million_m3_Before Competition Groups_Condensing Storage Water Heater
Residential | Res ¦ Condensing Storage Water Heater | 2040 | Economic | million_m3 | Before Competition Groups | 253.8409 | 0 | 0 | 3617.0044 | 0.07018 | 3 | Residential_2040_Economic_million_m3_Before Competition Groups_3 | Condensing Storage Water Heater | 7.018% | 0 | 253.8409 | Residential_2040_Economic_million_m3_Before Competition Groups_Condensing Storage Water Heater
Residential | Res ¦ DHW Recirculation Systems | 2040 | Achievable | million_m3 | Before Competition Groups | 148.8944 | 0 | 0 | 2265.6834 | 0.065717 | 6 | Residential_2040_Achievable_million_m3_Before Competition Groups_6 | DHW Recirculation Systems | 6.572% | 0 | 148.8944 | Residential_2040_Achievable_million_m3_Before Competition Groups_DHW Recirculation Systems
Residential | Res ¦ Condensing Storage Water Heater | 2040 | Technical | million_m3 | Before Competition Groups | 253.8409 | 0 | 0 | 4088.3924 | 0.062088 | 3 | Residential_2040_Technical_million_m3_Before Competition Groups_3 | Condensing Storage Water Heater | 6.209% | 0 | 253.8409 | Residential_2040_Technical_million_m3_Before Competition Groups_Condensing Storage Water Heater
Residential | Res ¦ Energy Star Windows | 2040 | Economic | million_m3 | Before Competition Groups | 211.1858 | 0 | 0 | 3617.0044 | 0.058387 | 4 | Residential_2040_Economic_million_m3_Before Competition Groups_4 | Energy Star Windows | 5.839% | 0 | 211.1858 | Residential_2040_Economic_million_m3_Before Competition Groups_Energy Star Windows
Residential | Res ¦ Condensing Boiler | 2040 | Achievable | million_m3 | Before Competition Groups | 129.4259 | 0 | 0 | 2265.6834 | 0.057124 | 7 | Residential_2040_Achievable_million_m3_Before Competition Groups_7 | Condensing Boiler | 5.712% | 0 | 129.4259 | Residential_2040_Achievable_million_m3_Before Competition Groups_Condensing Boiler
Residential | Res ¦ High Efficiency Condensing Furnace | 2040 | Achievable | million_m3 | Before Competition Groups | 119.9494 | 0 | 0 | 2265.6834 | 0.052942 | 8 | Residential_2040_Achievable_million_m3_Before Competition Groups_8 | High Efficiency Condensing Furnace | 5.294% | 0 | 119.9494 | Residential_2040_Achievable_million_m3_Before Competition Groups_High Efficiency Condensing Furnace
Residential | Res ¦ Tankless Water Heater | 2040 | Technical | million_m3 | Before Competition Groups | 212.2644 | 0 | 0 | 4088.3924 | 0.051919 | 4 | Residential_2040_Technical_million_m3_Before Competition Groups_4 | Tankless Water Heater | 5.192% | 0 | 212.2644 | Residential_2040_Technical_million_m3_Before Competition Groups_Tankless Water Heater
Residential | Res ¦ Energy Star Windows | 2040 | Technical | million_m3 | Before Competition Groups | 211.1858 | 0 | 0 | 4088.3924 | 0.051655 | 5 | Residential_2040_Technical_million_m3_Before Competition Groups_5 | Energy Star Windows | 5.165% | 0 | 211.1858 | Residential_2040_Technical_million_m3_Before Competition Groups_Energy Star Windows
Residential | Res ¦ High Efficiency Fireplace with Pilotless Ignition | 2040 | Achievable | million_m3 | Before Competition Groups | 113.829 | 0 | 0 | 2265.6834 | 0.05024 | 9 | Residential_2040_Achievable_million_m3_Before Competition Groups_9 | High Efficiency Fireplace with Pilotless Ignition | 5.024% | 0 | 113.829 | Residential_2040_Achievable_million_m3_Before Competition Groups_High Efficiency Fireplace with Pilotless Ignition
Residential | Res ¦ Comprehensive Draft Proofing | 2040 | Economic | million_m3 | Before Competition Groups | 168.3126 | 0 | 0 | 3617.0044 | 0.046534 | 5 | Residential_2040_Economic_million_m3_Before Competition Groups_5 | Comprehensive Draft Proofing | 4.653% | 0 | 168.3126 | Residential_2040_Economic_million_m3_Before Competition Groups_Comprehensive Draft Proofing
Residential | Res ¦ Condensing Boiler | 2040 | Economic | million_m3 | Before Competition Groups | 162.7035 | 0 | 0 | 3617.0044 | 0.044983 | 6 | Residential_2040_Economic_million_m3_Before Competition Groups_6 | Condensing Boiler | 4.498% | 0 | 162.7035 | Residential_2040_Economic_million_m3_Before Competition Groups_Condensing Boiler
Residential | Res ¦ Wall Insulation | 2040 | Economic | million_m3 | Before Competition Groups | 153.6755 | 0 | 0 | 3617.0044 | 0.042487 | 7 | Residential_2040_Economic_million_m3_Before Competition Groups_7 | Wall Insulation | 4.249% | 0 | 153.6755 | Residential_2040_Economic_million_m3_Before Competition Groups_Wall Insulation
Residential | Res ¦ Comprehensive Draft Proofing | 2040 | Technical | million_m3 | Before Competition Groups | 168.3126 | 0 | 0 | 4088.3924 | 0.041168 | 6 | Residential_2040_Technical_million_m3_Before Competition Groups_6 | Comprehensive Draft Proofing | 4.117% | 0 | 168.3126 | Residential_2040_Technical_million_m3_Before Competition Groups_Comprehensive Draft Proofing
Residential | Res ¦ Heat Recovery Ventilator | 2040 | Economic | million_m3 | Before Competition Groups | 148.0713 | 0 | 0 | 3617.0044 | 0.040938 | 8 | Residential_2040_Economic_million_m3_Before Competition Groups_8 | Heat Recovery Ventilator | 4.094% | 0 | 148.0713 | Residential_2040_Economic_million_m3_Before Competition Groups_Heat Recovery Ventilator
Residential | Res ¦ Condensing Boiler | 2040 | Technical | million_m3 | Before Competition Groups | 162.7035 | 0 | 0 | 4088.3924 | 0.039796 | 7 | Residential_2040_Technical_million_m3_Before Competition Groups_7 | Condensing Boiler | 3.98% | 0 | 162.7035 | Residential_2040_Technical_million_m3_Before Competition Groups_Condensing Boiler
Residential | Res ¦ High Efficiency Condensing Furnace | 2040 | Economic | million_m3 | Before Competition Groups | 139.5455 | 0 | 0 | 3617.0044 | 0.03858 | 9 | Residential_2040_Economic_million_m3_Before Competition Groups_9 | High Efficiency Condensing Furnace | 3.858% | 0 | 139.5455 | Residential_2040_Economic_million_m3_Before Competition Groups_High Efficiency Condensing Furnace
Residential | Res ¦ High Efficiency Fireplace with Pilotless Ignition | 2040 | Economic | million_m3 | Before Competition Groups | 137.7427 | 0 | 0 | 3617.0044 | 0.038082 | 10 | Residential_2040_Economic_million_m3_Before Competition Groups_10 | High Efficiency Fireplace with Pilotless Ignition | 3.808% | 0 | 137.7427 | Residential_2040_Economic_million_m3_Before Competition Groups_High Efficiency Fireplace with Pilotless Ignition
Residential | Res ¦ Wall Insulation | 2040 | Technical | million_m3 | Before Competition Groups | 153.6755 | 0 | 0 | 4088.3924 | 0.037588 | 8 | Residential_2040_Technical_million_m3_Before Competition Groups_8 | Wall Insulation | 3.759% | 0 | 153.6755 | Residential_2040_Technical_million_m3_Before Competition Groups_Wall Insulation
Residential | Res ¦ Attic Insulation | 2040 | Economic | million_m3 | Before Competition Groups | 135.6545 | 0 | 0 | 3617.0044 | 0.037505 | 11 | Residential_2040_Economic_million_m3_Before Competition Groups_11 | Attic Insulation | 3.75% | 0 | 135.6545 | Residential_2040_Economic_million_m3_Before Competition Groups_Attic Insulation
Residential | Res ¦ Heat Recovery Ventilator | 2040 | Technical | million_m3 | Before Competition Groups | 148.0713 | 0 | 0 | 4088.3924 | 0.036217 | 9 | Residential_2040_Technical_million_m3_Before Competition Groups_9 | Heat Recovery Ventilator | 3.622% | 0 | 148.0713 | Residential_2040_Technical_million_m3_Before Competition Groups_Heat Recovery Ventilator
Residential | Res ¦ Advanced BAS/Controllers | 2040 | Achievable | million_m3 | Before Competition Groups | 81.2559 | 0 | 0 | 2265.6834 | 0.035864 | 10 | Residential_2040_Achievable_million_m3_Before Competition Groups_10 | Advanced BAS/Controllers | 3.586% | 0 | 81.2559 | Residential_2040_Achievable_million_m3_Before Competition Groups_Advanced BAS/Controllers
Residential | Res ¦ DHW Recirculation Systems | 2040 | Economic | million_m3 | Before Competition Groups | 128.6452 | 0 | 0 | 3617.0044 | 0.035567 | 12 | Residential_2040_Economic_million_m3_Before Competition Groups_12 | DHW Recirculation Systems | 3.557% | 0 | 128.6452 | Residential_2040_Economic_million_m3_Before Competition Groups_DHW Recirculation Systems
Residential | Res ¦ High Efficiency Storage Water Heater | 2040 | Technical | million_m3 | Before Competition Groups | 140.7494 | 0 | 0 | 4088.3924 | 0.034427 | 10 | Residential_2040_Technical_million_m3_Before Competition Groups_10 | High Efficiency Storage Water Heater | 3.443% | 0 | 140.7494 | Residential_2040_Technical_million_m3_Before Competition Groups_High Efficiency Storage Water Heater
Residential | Res ¦ High Efficiency Condensing Furnace | 2040 | Technical | million_m3 | Before Competition Groups | 139.9572 | 0 | 0 | 4088.3924 | 0.034233 | 11 | Residential_2040_Technical_million_m3_Before Competition Groups_11 | High Efficiency Condensing Furnace | 3.423% | 0 | 139.9572 | Residential_2040_Technical_million_m3_Before Competition Groups_High Efficiency Condensing Furnace
Residential | Res ¦ High Efficiency Fireplace with Pilotless Ignition | 2040 | Technical | million_m3 | Before Competition Groups | 137.7427 | 0 | 0 | 4088.3924 | 0.033691 | 12 | Residential_2040_Technical_million_m3_Before Competition Groups_12 | High Efficiency Fireplace with Pilotless Ignition | 3.369% | 0 | 137.7427 | Residential_2040_Technical_million_m3_Before Competition Groups_High Efficiency Fireplace with Pilotless Ignition
Residential | Res ¦ Attic Insulation | 2040 | Technical | million_m3 | Before Competition Groups | 135.6545 | 0 | 0 | 4088.3924 | 0.03318 | 13 | Residential_2040_Technical_million_m3_Before Competition Groups_13 | Attic Insulation | 3.318% | 0 | 135.6545 | Residential_2040_Technical_million_m3_Before Competition Groups_Attic Insulation
Residential | Res ¦ Basement or Crawlspace Insulation | 2040 | Economic | million_m3 | Before Competition Groups | 115.2824 | 0 | 0 | 3617.0044 | 0.031872 | 13 | Residential_2040_Economic_million_m3_Before Competition Groups_13 | Basement or Crawlspace Insulation | 3.187% | 0 | 115.2824 | Residential_2040_Economic_million_m3_Before Competition Groups_Basement or Crawlspace Insulation
Residential | Res ¦ DHW Recirculation Systems | 2040 | Technical | million_m3 | Before Competition Groups | 128.6452 | 0 | 0 | 4088.3924 | 0.031466 | 14 | Residential_2040_Technical_million_m3_Before Competition Groups_14 | DHW Recirculation Systems | 3.147% | 0 | 128.6452 | Residential_2040_Technical_million_m3_Before Competition Groups_DHW Recirculation Systems
Residential | Res ¦ Basement Wall Insulation | 2040 | Economic | million_m3 | Before Competition Groups | 112.8651 | 0 | 0 | 3617.0044 | 0.031204 | 14 | Residential_2040_Economic_million_m3_Before Competition Groups_14 | Basement Wall Insulation | 3.12% | 0 | 112.8651 | Residential_2040_Economic_million_m3_Before Competition Groups_Basement Wall Insulation
Residential | Res ¦ Condensing Make Up Air Unit | 2040 | Achievable | million_m3 | Before Competition Groups | 70.2418 | 0 | 0 | 2265.6834 | 0.031002 | 11 | Residential_2040_Achievable_million_m3_Before Competition Groups_11 | Condensing Make Up Air Unit | 3.1% | 0 | 70.2418 | Residential_2040_Achievable_million_m3_Before Competition Groups_Condensing Make Up Air Unit
Residential | Res ¦ Wall Insulation | 2040 | Achievable | million_m3 | Before Competition Groups | 70.0622 | 0 | 0 | 2265.6834 | 0.030923 | 12 | Residential_2040_Achievable_million_m3_Before Competition Groups_12 | Wall Insulation | 3.092% | 0 | 70.0622 | Residential_2040_Achievable_million_m3_Before Competition Groups_Wall Insulation
Residential | Res ¦ High Efficiency Storage Water Heater | 2040 | Economic | million_m3 | Before Competition Groups | 108.6357 | 0 | 0 | 3617.0044 | 0.030035 | 15 | Residential_2040_Economic_million_m3_Before Competition Groups_15 | High Efficiency Storage Water Heater | 3.003% | 0 | 108.6357 | Residential_2040_Economic_million_m3_Before Competition Groups_High Efficiency Storage Water Heater
Residential | Res ¦ Building Recommissioning, Operations and Maintenance (O&M) Improvements | 2040 | Achievable | million_m3 | Before Competition Groups | 67.2311 | 0 | 0 | 2265.6834 | 0.029674 | 13 | Residential_2040_Achievable_million_m3_Before Competition Groups_13 | Building Recommissioning, Operations and Maintenance (O&M) Improvements | 2.967% | 0 | 67.2311 | Residential_2040_Achievable_million_m3_Before Competition Groups_Building Recommissioning, Operations and Maintenance (O&M) Improvements
Residential | Res ¦ Basement or Crawlspace Insulation | 2040 | Technical | million_m3 | Before Competition Groups | 115.2824 | 0 | 0 | 4088.3924 | 0.028197 | 15 | Residential_2040_Technical_million_m3_Before Competition Groups_15 | Basement or Crawlspace Insulation | 2.82% | 0 | 115.2824 | Residential_2040_Technical_million_m3_Before Competition Groups_Basement or Crawlspace Insulation
Residential | Res ¦ Basement Wall Insulation | 2040 | Technical | million_m3 | Before Competition Groups | 112.8651 | 0 | 0 | 4088.3924 | 0.027606 | 16 | Residential_2040_Technical_million_m3_Before Competition Groups_16 | Basement Wall Insulation | 2.761% | 0 | 112.8651 | Residential_2040_Technical_million_m3_Before Competition Groups_Basement Wall Insulation
Residential | Res ¦ Attic Insulation | 2040 | Achievable | million_m3 | Before Competition Groups | 61.9066 | 0 | 0 | 2265.6834 | 0.027324 | 14 | Residential_2040_Achievable_million_m3_Before Competition Groups_14 | Attic Insulation | 2.732% | 0 | 61.9066 | Residential_2040_Achievable_million_m3_Before Competition Groups_Attic Insulation
Residential | Res ¦ Condensing Make Up Air Unit | 2040 | Economic | million_m3 | Before Competition Groups | 96.1404 | 0 | 0 | 3617.0044 | 0.02658 | 16 | Residential_2040_Economic_million_m3_Before Competition Groups_16 | Condensing Make Up Air Unit | 2.658% | 0 | 96.1404 | Residential_2040_Economic_million_m3_Before Competition Groups_Condensing Make Up Air Unit
Residential | Res ¦ Condensing Make Up Air Unit | 2040 | Technical | million_m3 | Before Competition Groups | 96.1404 | 0 | 0 | 4088.3924 | 0.023515 | 17 | Residential_2040_Technical_million_m3_Before Competition Groups_17 | Condensing Make Up Air Unit | 2.352% | 0 | 96.1404 | Residential_2040_Technical_million_m3_Before Competition Groups_Condensing Make Up Air Unit
Residential | Res ¦ Basement Wall Insulation | 2040 | Achievable | million_m3 | Before Competition Groups | 51.5102 | 0 | 0 | 2265.6834 | 0.022735 | 15 | Residential_2040_Achievable_million_m3_Before Competition Groups_15 | Basement Wall Insulation | 2.273% | 0 | 51.5102 | Residential_2040_Achievable_million_m3_Before Competition Groups_Basement Wall Insulation
Residential | Res ¦ Furnace Tune Up | 2040 | Economic | million_m3 | Before Competition Groups | 76.7771 | 0 | 0 | 3617.0044 | 0.021227 | 17 | Residential_2040_Economic_million_m3_Before Competition Groups_17 | Furnace Tune Up | 2.123% | 0 | 76.7771 | Residential_2040_Economic_million_m3_Before Competition Groups_Furnace Tune Up
Residential | Res ¦ Advanced BAS/Controllers | 2040 | Economic | million_m3 | Before Competition Groups | 70.1989 | 0 | 0 | 3617.0044 | 0.019408 | 18 | Residential_2040_Economic_million_m3_Before Competition Groups_18 | Advanced BAS/Controllers | 1.941% | 0 | 70.1989 | Residential_2040_Economic_million_m3_Before Competition Groups_Advanced BAS/Controllers
Residential | Res ¦ Window Film | 2040 | Technical | million_m3 | Before Competition Groups | 79.2477 | 0 | 0 | 4088.3924 | 0.019384 | 18 | Residential_2040_Technical_million_m3_Before Competition Groups_18 | Window Film | 1.938% | 0 | 79.2477 | Residential_2040_Technical_million_m3_Before Competition Groups_Window Film
Residential | Res ¦ Furnace Tune Up | 2040 | Technical | million_m3 | Before Competition Groups | 76.7771 | 0 | 0 | 4088.3924 | 0.018779 | 19 | Residential_2040_Technical_million_m3_Before Competition Groups_19 | Furnace Tune Up | 1.878% | 0 | 76.7771 | Residential_2040_Technical_million_m3_Before Competition Groups_Furnace Tune Up
Residential | Res ¦ Advanced BAS/Controllers | 2040 | Technical | million_m3 | Before Competition Groups | 70.1989 | 0 | 0 | 4088.3924 | 0.01717 | 20 | Residential_2040_Technical_million_m3_Before Competition Groups_20 | Advanced BAS/Controllers | 1.717% | 0 | 70.1989 | Residential_2040_Technical_million_m3_Before Competition Groups_Advanced BAS/Controllers
Residential | Res ¦ Basement or Crawlspace Insulation | 2040 | Achievable | million_m3 | Before Competition Groups | 38.4359 | 0 | 0 | 2265.6834 | 0.016964 | 16 | Residential_2040_Achievable_million_m3_Before Competition Groups_16 | Basement or Crawlspace Insulation | 1.696% | 0 | 38.4359 | Residential_2040_Achievable_million_m3_Before Competition Groups_Basement or Crawlspace Insulation
Residential | Res ¦ High Efficiency Storage Water Heater | 2040 | Achievable | million_m3 | Before Competition Groups | 38.3484 | 0 | 0 | 2265.6834 | 0.016926 | 17 | Residential_2040_Achievable_million_m3_Before Competition Groups_17 | High Efficiency Storage Water Heater | 1.693% | 0 | 38.3484 | Residential_2040_Achievable_million_m3_Before Competition Groups_High Efficiency Storage Water Heater
Residential | Res ¦ Building Recommissioning, Operations and Maintenance (O&M) Improvements | 2040 | Economic | million_m3 | Before Competition Groups | 58.0823 | 0 | 0 | 3617.0044 | 0.016058 | 19 | Residential_2040_Economic_million_m3_Before Competition Groups_19 | Building Recommissioning, Operations and Maintenance (O&M) Improvements | 1.606% | 0 | 58.0823 | Residential_2040_Economic_million_m3_Before Competition Groups_Building Recommissioning, Operations and Maintenance (O&M) Improvements
Residential | Res ¦ Solar Water Heating System | 2040 | Technical | million_m3 | Before Competition Groups | 62.5454 | 0 | 0 | 4088.3924 | 0.015298 | 21 | Residential_2040_Technical_million_m3_Before Competition Groups_21 | Solar Water Heating System | 1.53% | 0 | 62.5454 | Residential_2040_Technical_million_m3_Before Competition Groups_Solar Water Heating System
Residential | Res ¦ Building Recommissioning, Operations and Maintenance (O&M) Improvements | 2040 | Technical | million_m3 | Before Competition Groups | 58.0823 | 0 | 0 | 4088.3924 | 0.014207 | 22 | Residential_2040_Technical_million_m3_Before Competition Groups_22 | Building Recommissioning, Operations and Maintenance (O&M) Improvements | 1.421% | 0 | 58.0823 | Residential_2040_Technical_million_m3_Before Competition Groups_Building Recommissioning, Operations and Maintenance (O&M) Improvements
Residential | Res ¦ Ceiling Insulation | 2040 | Technical | million_m3 | Before Competition Groups | 57.0224 | 0 | 0 | 4088.3924 | 0.013947 | 23 | Residential_2040_Technical_million_m3_Before Competition Groups_23 | Ceiling Insulation | 1.395% | 0 | 57.0224 | Residential_2040_Technical_million_m3_Before Competition Groups_Ceiling Insulation
Residential | Res ¦ Demand Control Ventilation | 2040 | Achievable | million_m3 | Before Competition Groups | 31.4104 | 0 | 0 | 2265.6834 | 0.013864 | 18 | Residential_2040_Achievable_million_m3_Before Competition Groups_18 | Demand Control Ventilation | 1.386% | 0 | 31.4104 | Residential_2040_Achievable_million_m3_Before Competition Groups_Demand Control Ventilation
Residential | Res ¦ Duct Insulation MF | 2040 | Economic | million_m3 | Before Competition Groups | 45.8724 | 0 | 0 | 3617.0044 | 0.012682 | 20 | Residential_2040_Economic_million_m3_Before Competition Groups_20 | Duct Insulation MF | 1.268% | 0 | 45.8724 | Residential_2040_Economic_million_m3_Before Competition Groups_Duct Insulation MF
Residential | Res ¦ Floor Insulation | 2040 | Economic | million_m3 | Before Competition Groups | 44.2395 | 0 | 0 | 3617.0044 | 0.012231 | 21 | Residential_2040_Economic_million_m3_Before Competition Groups_21 | Floor Insulation | 1.223% | 0 | 44.2395 | Residential_2040_Economic_million_m3_Before Competition Groups_Floor Insulation
Residential | Res ¦ Duct Insulation | 2040 | Economic | million_m3 | Before Competition Groups | 42.2556 | 0 | 0 | 3617.0044 | 0.011682 | 22 | Residential_2040_Economic_million_m3_Before Competition Groups_22 | Duct Insulation | 1.168% | 0 | 42.2556 | Residential_2040_Economic_million_m3_Before Competition Groups_Duct Insulation
Residential | Res ¦ Duct Insulation MF | 2040 | Technical | million_m3 | Before Competition Groups | 45.8724 | 0 | 0 | 4088.3924 | 0.01122 | 24 | Residential_2040_Technical_million_m3_Before Competition Groups_24 | Duct Insulation MF | 1.122% | 0 | 45.8724 | Residential_2040_Technical_million_m3_Before Competition Groups_Duct Insulation MF
Residential | Res ¦ Floor Insulation | 2040 | Technical | million_m3 | Before Competition Groups | 44.2395 | 0 | 0 | 4088.3924 | 0.010821 | 25 | Residential_2040_Technical_million_m3_Before Competition Groups_25 | Floor Insulation | 1.082% | 0 | 44.2395 | Residential_2040_Technical_million_m3_Before Competition Groups_Floor Insulation
Residential | Res ¦ Heat Recovery Ventilator | 2040 | Achievable | million_m3 | Before Competition Groups | 23.845 | 0 | 0 | 2265.6834 | 0.010524 | 19 | Residential_2040_Achievable_million_m3_Before Competition Groups_19 | Heat Recovery Ventilator | 1.052% | 0 | 23.845 | Residential_2040_Achievable_million_m3_Before Competition Groups_Heat Recovery Ventilator
Residential | Res ¦ Duct Insulation | 2040 | Technical | million_m3 | Before Competition Groups | 42.2556 | 0 | 0 | 4088.3924 | 0.010335 | 26 | Residential_2040_Technical_million_m3_Before Competition Groups_26 | Duct Insulation | 1.034% | 0 | 42.2556 | Residential_2040_Technical_million_m3_Before Competition Groups_Duct Insulation
Residential | Res ¦ Tankless Water Heater | 2040 | Economic | million_m3 | Before Competition Groups | 35.0019 | 0 | 0 | 3617.0044 | 0.009677 | 23 | Residential_2040_Economic_million_m3_Before Competition Groups_23 | Tankless Water Heater | 0.9677% | 0 | 35.0019 | Residential_2040_Economic_million_m3_Before Competition Groups_Tankless Water Heater
Residential | Res ¦ Duct Insulation MF | 2040 | Achievable | million_m3 | Before Competition Groups | 20.9296 | 0 | 0 | 2265.6834 | 0.0092377 | 20 | Residential_2040_Achievable_million_m3_Before Competition Groups_20 | Duct Insulation MF | 0.9238% | 0 | 20.9296 | Residential_2040_Achievable_million_m3_Before Competition Groups_Duct Insulation MF
Residential | Res ¦ Floor Insulation | 2040 | Achievable | million_m3 | Before Competition Groups | 20.1759 | 0 | 0 | 2265.6834 | 0.008905 | 21 | Residential_2040_Achievable_million_m3_Before Competition Groups_21 | Floor Insulation | 0.8905% | 0 | 20.1759 | Residential_2040_Achievable_million_m3_Before Competition Groups_Floor Insulation
Residential | Res ¦ Demand Control Ventilation | 2040 | Economic | million_m3 | Before Competition Groups | 31.4189 | 0 | 0 | 3617.0044 | 0.0086864 | 24 | Residential_2040_Economic_million_m3_Before Competition Groups_24 | Demand Control Ventilation | 0.8686% | 0 | 31.4189 | Residential_2040_Economic_million_m3_Before Competition Groups_Demand Control Ventilation
Residential | Res ¦ Duct Insulation | 2040 | Achievable | million_m3 | Before Competition Groups | 19.2611 | 0 | 0 | 2265.6834 | 0.0085012 | 22 | Residential_2040_Achievable_million_m3_Before Competition Groups_22 | Duct Insulation | 0.8501% | 0 | 19.2611 | Residential_2040_Achievable_million_m3_Before Competition Groups_Duct Insulation
Residential | Res ¦ Demand Control Ventilation | 2040 | Technical | million_m3 | Before Competition Groups | 31.4189 | 0 | 0 | 4088.3924 | 0.0076849 | 27 | Residential_2040_Technical_million_m3_Before Competition Groups_27 | Demand Control Ventilation | 0.7685% | 0 | 31.4189 | Residential_2040_Technical_million_m3_Before Competition Groups_Demand Control Ventilation
Residential | Res ¦ Home Energy Reports | 2040 | Technical | million_m3 | Before Competition Groups | 31.196 | 0 | 0 | 4088.3924 | 0.0076304 | 28 | Residential_2040_Technical_million_m3_Before Competition Groups_28 | Home Energy Reports | 0.763% | 0 | 31.196 | Residential_2040_Technical_million_m3_Before Competition Groups_Home Energy Reports
Residential | Res ¦ Home Energy Reports | 2040 | Achievable | million_m3 | Before Competition Groups | 16.2776 | 0 | 0 | 2265.6834 | 0.0071844 | 23 | Residential_2040_Achievable_million_m3_Before Competition Groups_23 | Home Energy Reports | 0.7184% | 0 | 16.2776 | Residential_2040_Achievable_million_m3_Before Competition Groups_Home Energy Reports
Residential | Res ¦ Pool Cover | 2040 | Achievable | million_m3 | Before Competition Groups | 16.2085 | 0 | 0 | 2265.6834 | 0.0071539 | 24 | Residential_2040_Achievable_million_m3_Before Competition Groups_24 | Pool Cover | 0.7154% | 0 | 16.2085 | Residential_2040_Achievable_million_m3_Before Competition Groups_Pool Cover
Residential | Res ¦ Home Energy Reports | 2040 | Economic | million_m3 | Before Competition Groups | 24.049 | 0 | 0 | 3617.0044 | 0.0066489 | 25 | Residential_2040_Economic_million_m3_Before Competition Groups_25 | Home Energy Reports | 0.6649% | 0 | 24.049 | Residential_2040_Economic_million_m3_Before Competition Groups_Home Energy Reports
Residential | Res ¦ Early Hot Water Heater Replacement | 2040 | Technical | million_m3 | Before Competition Groups | 25.2351 | 0 | 0 | 4088.3924 | 0.0061724 | 29 | Residential_2040_Technical_million_m3_Before Competition Groups_29 | Early Hot Water Heater Replacement | 0.6172% | 0 | 25.2351 | Residential_2040_Technical_million_m3_Before Competition Groups_Early Hot Water Heater Replacement
Residential | Res ¦ Tankless Water Heater | 2040 | Achievable | million_m3 | Before Competition Groups | 13.3456 | 0 | 0 | 2265.6834 | 0.0058903 | 25 | Residential_2040_Achievable_million_m3_Before Competition Groups_25 | Tankless Water Heater | 0.589% | 0 | 13.3456 | Residential_2040_Achievable_million_m3_Before Competition Groups_Tankless Water Heater
Residential | Res ¦ Drain Water Heat Recovery | 2040 | Technical | million_m3 | Before Competition Groups | 21.5223 | 0 | 0 | 4088.3924 | 0.0052643 | 30 | Residential_2040_Technical_million_m3_Before Competition Groups_30 | Drain Water Heat Recovery | 0.5264% | 0 | 21.5223 | Residential_2040_Technical_million_m3_Before Competition Groups_Drain Water Heat Recovery
Residential | Res ¦ Furnace Tune Up | 2040 | Achievable | million_m3 | Before Competition Groups | 11.9217 | 0 | 0 | 2265.6834 | 0.0052618 | 26 | Residential_2040_Achievable_million_m3_Before Competition Groups_26 | Furnace Tune Up | 0.5262% | 0 | 11.9217 | Residential_2040_Achievable_million_m3_Before Competition Groups_Furnace Tune Up
Residential | Res ¦ Pool Cover | 2040 | Economic | million_m3 | Before Competition Groups | 14.0037 | 0 | 0 | 3617.0044 | 0.0038716 | 26 | Residential_2040_Economic_million_m3_Before Competition Groups_26 | Pool Cover | 0.3872% | 0 | 14.0037 | Residential_2040_Economic_million_m3_Before Competition Groups_Pool Cover
Residential | Res ¦ Pool Cover | 2040 | Technical | million_m3 | Before Competition Groups | 14.0037 | 0 | 0 | 4088.3924 | 0.0034252 | 31 | Residential_2040_Technical_million_m3_Before Competition Groups_31 | Pool Cover | 0.3425% | 0 | 14.0037 | Residential_2040_Technical_million_m3_Before Competition Groups_Pool Cover
Residential | Res ¦ Water Heater Temperature Setback | 2040 | Achievable | million_m3 | Before Competition Groups | 7.2735 | 0 | 0 | 2265.6834 | 0.0032103 | 27 | Residential_2040_Achievable_million_m3_Before Competition Groups_27 | Water Heater Temperature Setback | 0.321% | 0 | 7.2735 | Residential_2040_Achievable_million_m3_Before Competition Groups_Water Heater Temperature Setback
Residential | Res ¦ High Efficiency Gas Pool Heater | 2040 | Technical | million_m3 | Before Competition Groups | 12.4424 | 0 | 0 | 4088.3924 | 0.0030433 | 32 | Residential_2040_Technical_million_m3_Before Competition Groups_32 | High Efficiency Gas Pool Heater | 0.3043% | 0 | 12.4424 | Residential_2040_Technical_million_m3_Before Competition Groups_High Efficiency Gas Pool Heater
Residential | Res ¦ Wall Insulation MF | 2040 | Economic | million_m3 | Before Competition Groups | 7.101 | 0 | 0 | 3617.0044 | 0.0019632 | 27 | Residential_2040_Economic_million_m3_Before Competition Groups_27 | Wall Insulation MF | 0.1963% | 0 | 7.101 | Residential_2040_Economic_million_m3_Before Competition Groups_Wall Insulation MF
Residential | Res ¦ Water Heater Temperature Setback | 2040 | Economic | million_m3 | Before Competition Groups | 6.2838 | 0 | 0 | 3617.0044 | 0.0017373 | 28 | Residential_2040_Economic_million_m3_Before Competition Groups_28 | Water Heater Temperature Setback | 0.1737% | 0 | 6.2838 | Residential_2040_Economic_million_m3_Before Competition Groups_Water Heater Temperature Setback
Residential | Res ¦ Wall Insulation MF | 2040 | Technical | million_m3 | Before Competition Groups | 7.101 | 0 | 0 | 4088.3924 | 0.0017369 | 33 | Residential_2040_Technical_million_m3_Before Competition Groups_33 | Wall Insulation MF | 0.1737% | 0 | 7.101 | Residential_2040_Technical_million_m3_Before Competition Groups_Wall Insulation MF
Residential | Res ¦ Water Heater Temperature Setback | 2040 | Technical | million_m3 | Before Competition Groups | 6.2838 | 0 | 0 | 4088.3924 | 0.001537 | 34 | Residential_2040_Technical_million_m3_Before Competition Groups_34 | Water Heater Temperature Setback | 0.1537% | 0 | 6.2838 | Residential_2040_Technical_million_m3_Before Competition Groups_Water Heater Temperature Setback
Residential | Res ¦ Ceiling Insulation | 2040 | Economic | million_m3 | Before Competition Groups | 5.1963 | 0 | 0 | 3617.0044 | 0.0014366 | 29 | Residential_2040_Economic_million_m3_Before Competition Groups_29 | Ceiling Insulation | 0.1437% | 0 | 5.1963 | Residential_2040_Economic_million_m3_Before Competition Groups_Ceiling Insulation
Residential | Res ¦ Wall Insulation MF | 2040 | Achievable | million_m3 | Before Competition Groups | 3.2412 | 0 | 0 | 2265.6834 | 0.0014306 | 28 | Residential_2040_Achievable_million_m3_Before Competition Groups_28 | Wall Insulation MF | 0.1431% | 0 | 3.2412 | Residential_2040_Achievable_million_m3_Before Competition Groups_Wall Insulation MF
Residential | Res ¦ Ceiling Insulation | 2040 | Achievable | million_m3 | Before Competition Groups | 1.5536 | 0 | 0 | 2265.6834 | 0.00068571 | 29 | Residential_2040_Achievable_million_m3_Before Competition Groups_29 | Ceiling Insulation | 0.06857% | 0 | 1.5536 | Residential_2040_Achievable_million_m3_Before Competition Groups_Ceiling Insulation
Residential | Res ¦ Energy Star Clothes Dryer | 2040 | Technical | million_m3 | Before Competition Groups | 2.6248 | 0 | 0 | 4088.3924 | 0.00064202 | 35 | Residential_2040_Technical_million_m3_Before Competition Groups_35 | Energy Star Clothes Dryer | 0.0642% | 0 | 2.6248 | Residential_2040_Technical_million_m3_Before Competition Groups_Energy Star Clothes Dryer
Residential | Res ¦ Clothes Drying Racks | 2040 | Achievable | million_m3 | Before Competition Groups | 1.2486 | 0 | 0 | 2265.6834 | 0.0005511 | 30 | Residential_2040_Achievable_million_m3_Before Competition Groups_30 | Clothes Drying Racks | 0.05511% | 0 | 1.2486 | Residential_2040_Achievable_million_m3_Before Competition Groups_Clothes Drying Racks
Residential | Res ¦ Energy Star Clothes Washer | 2040 | Achievable | million_m3 | Before Competition Groups | 1.1698 | 0 | 0 | 2265.6834 | 0.0005163 | 31 | Residential_2040_Achievable_million_m3_Before Competition Groups_31 | Energy Star Clothes Washer | 0.05163% | 0 | 1.1698 | Residential_2040_Achievable_million_m3_Before Competition Groups_Energy Star Clothes Washer
Residential | Res ¦ Drain Water Heat Recovery | 2040 | Achievable | million_m3 | Before Competition Groups | 1.0561 | 0 | 0 | 2265.6834 | 0.00046612 | 32 | Residential_2040_Achievable_million_m3_Before Competition Groups_32 | Drain Water Heat Recovery | 0.04661% | 0 | 1.0561 | Residential_2040_Achievable_million_m3_Before Competition Groups_Drain Water Heat Recovery
Residential | Res ¦ Energy Star Clothes Washer | 2040 | Economic | million_m3 | Before Competition Groups | 1.2707 | 0 | 0 | 3617.0044 | 0.00035131 | 30 | Residential_2040_Economic_million_m3_Before Competition Groups_30 | Energy Star Clothes Washer | 0.03513% | 0 | 1.2707 | Residential_2040_Economic_million_m3_Before Competition Groups_Energy Star Clothes Washer
Residential | Res ¦ Energy Star Clothes Washer | 2040 | Technical | million_m3 | Before Competition Groups | 1.2707 | 0 | 0 | 4088.3924 | 0.00031081 | 36 | Residential_2040_Technical_million_m3_Before Competition Groups_36 | Energy Star Clothes Washer | 0.03108% | 0 | 1.2707 | Residential_2040_Technical_million_m3_Before Competition Groups_Energy Star Clothes Washer
Residential | Res ¦ Drain Water Heat Recovery | 2040 | Economic | million_m3 | Before Competition Groups | 1.1025 | 0 | 0 | 3617.0044 | 0.00030481 | 31 | Residential_2040_Economic_million_m3_Before Competition Groups_31 | Drain Water Heat Recovery | 0.03048% | 0 | 1.1025 | Residential_2040_Economic_million_m3_Before Competition Groups_Drain Water Heat Recovery
Residential | Res ¦ Minimize Hot and Warm Clothes Wash | 2040 | Achievable | million_m3 | Before Competition Groups | 0.68122 | 0 | 0 | 2265.6834 | 0.00030067 | 33 | Residential_2040_Achievable_million_m3_Before Competition Groups_33 | Minimize Hot and Warm Clothes Wash | 0.03007% | 0 | 0.68122 | Residential_2040_Achievable_million_m3_Before Competition Groups_Minimize Hot and Warm Clothes Wash
Residential | Res ¦ Clothes Drying Racks | 2040 | Economic | million_m3 | Before Competition Groups | 1.0791 | 0 | 0 | 3617.0044 | 0.00029834 | 32 | Residential_2040_Economic_million_m3_Before Competition Groups_32 | Clothes Drying Racks | 0.02983% | 0 | 1.0791 | Residential_2040_Economic_million_m3_Before Competition Groups_Clothes Drying Racks
Residential | Res ¦ Clothes Drying Racks | 2040 | Technical | million_m3 | Before Competition Groups | 1.0791 | 0 | 0 | 4088.3924 | 0.00026394 | 37 | Residential_2040_Technical_million_m3_Before Competition Groups_37 | Clothes Drying Racks | 0.02639% | 0 | 1.0791 | Residential_2040_Technical_million_m3_Before Competition Groups_Clothes Drying Racks
Residential | Res ¦ Minimize Hot and Warm Clothes Wash | 2040 | Economic | million_m3 | Before Competition Groups | 0.93768 | 0 | 0 | 3617.0044 | 0.00025924 | 33 | Residential_2040_Economic_million_m3_Before Competition Groups_33 | Minimize Hot and Warm Clothes Wash | 0.02592% | 0 | 0.93768 | Residential_2040_Economic_million_m3_Before Competition Groups_Minimize Hot and Warm Clothes Wash
Residential | Res ¦ Minimize Hot and Warm Clothes Wash | 2040 | Technical | million_m3 | Before Competition Groups | 0.93768 | 0 | 0 | 4088.3924 | 0.00022935 | 38 | Residential_2040_Technical_million_m3_Before Competition Groups_38 | Minimize Hot and Warm Clothes Wash | 0.02294% | 0 | 0.93768 | Residential_2040_Technical_million_m3_Before Competition Groups_Minimize Hot and Warm Clothes Wash
Residential | Res ¦ Solar Water Preheat (Pools/DHW) | 2040 | Technical | million_m3 | Before Competition Groups | 0.11192 | 0 | 0 | 4088.3924 | 2.7374e-05 | 39 | Residential_2040_Technical_million_m3_Before Competition Groups_39 | Solar Water Preheat (Pools/DHW) | 0.002737% | 0 | 0.11192 | Residential_2040_Technical_million_m3_Before Competition Groups_Solar Water Preheat (Pools/DHW)
Residential | Res ¦ Air Sealing | 2041 | Economic | million_m3 | Before Competition Groups | 546.7571 | 0 | 0 | 3637.2744 | 0.15032 | 1 | Residential_2041_Economic_million_m3_Before Competition Groups_1 | Air Sealing | 15.03% | 0 | 546.7571 | Residential_2041_Economic_million_m3_Before Competition Groups_Air Sealing
Residential | Res ¦ Adaptive Thermostat | 2041 | Economic | million_m3 | Before Competition Groups | 524.5598 | 0 | 0 | 3637.2744 | 0.14422 | 2 | Residential_2041_Economic_million_m3_Before Competition Groups_2 | Adaptive Thermostat | 14.42% | 0 | 524.5598 | Residential_2041_Economic_million_m3_Before Competition Groups_Adaptive Thermostat
Residential | Res ¦ Air Sealing | 2041 | Technical | million_m3 | Before Competition Groups | 546.7571 | 0 | 0 | 4108.8588 | 0.13307 | 1 | Residential_2041_Technical_million_m3_Before Competition Groups_1 | Air Sealing | 13.31% | 0 | 546.7571 | Residential_2041_Technical_million_m3_Before Competition Groups_Air Sealing
Residential | Res ¦ Adaptive Thermostat | 2041 | Technical | million_m3 | Before Competition Groups | 524.5598 | 0 | 0 | 4108.8588 | 0.12767 | 2 | Residential_2041_Technical_million_m3_Before Competition Groups_2 | Adaptive Thermostat | 12.77% | 0 | 524.5598 | Residential_2041_Technical_million_m3_Before Competition Groups_Adaptive Thermostat
Residential | Res ¦ Adaptive Thermostat | 2041 | Achievable | million_m3 | Before Competition Groups | 283.4831 | 0 | 0 | 2383.3518 | 0.11894 | 1 | Residential_2041_Achievable_million_m3_Before Competition Groups_1 | Adaptive Thermostat | 11.89% | 0 | 283.4831 | Residential_2041_Achievable_million_m3_Before Competition Groups_Adaptive Thermostat
Residential | Res ¦ Air Sealing | 2041 | Achievable | million_m3 | Before Competition Groups | 273.2595 | 0 | 0 | 2383.3518 | 0.11465 | 2 | Residential_2041_Achievable_million_m3_Before Competition Groups_2 | Air Sealing | 11.47% | 0 | 273.2595 | Residential_2041_Achievable_million_m3_Before Competition Groups_Air Sealing
Residential | Res ¦ Energy Star Windows | 2041 | Achievable | million_m3 | Before Competition Groups | 209.2852 | 0 | 0 | 2383.3518 | 0.087811 | 3 | Residential_2041_Achievable_million_m3_Before Competition Groups_3 | Energy Star Windows | 8.781% | 0 | 209.2852 | Residential_2041_Achievable_million_m3_Before Competition Groups_Energy Star Windows
Residential | Res ¦ Comprehensive Draft Proofing | 2041 | Achievable | million_m3 | Before Competition Groups | 195.4826 | 0 | 0 | 2383.3518 | 0.08202 | 4 | Residential_2041_Achievable_million_m3_Before Competition Groups_4 | Comprehensive Draft Proofing | 8.202% | 0 | 195.4826 | Residential_2041_Achievable_million_m3_Before Competition Groups_Comprehensive Draft Proofing
Residential | Res ¦ Condensing Storage Water Heater | 2041 | Achievable | million_m3 | Before Competition Groups | 181.8319 | 0 | 0 | 2383.3518 | 0.076293 | 5 | Residential_2041_Achievable_million_m3_Before Competition Groups_5 | Condensing Storage Water Heater | 7.629% | 0 | 181.8319 | Residential_2041_Achievable_million_m3_Before Competition Groups_Condensing Storage Water Heater
Residential | Res ¦ Condensing Storage Water Heater | 2041 | Economic | million_m3 | Before Competition Groups | 263.2683 | 0 | 0 | 3637.2744 | 0.072381 | 3 | Residential_2041_Economic_million_m3_Before Competition Groups_3 | Condensing Storage Water Heater | 7.238% | 0 | 263.2683 | Residential_2041_Economic_million_m3_Before Competition Groups_Condensing Storage Water Heater
Residential | Res ¦ Condensing Storage Water Heater | 2041 | Technical | million_m3 | Before Competition Groups | 263.2683 | 0 | 0 | 4108.8588 | 0.064073 | 3 | Residential_2041_Technical_million_m3_Before Competition Groups_3 | Condensing Storage Water Heater | 6.407% | 0 | 263.2683 | Residential_2041_Technical_million_m3_Before Competition Groups_Condensing Storage Water Heater
Residential | Res ¦ DHW Recirculation Systems | 2041 | Achievable | million_m3 | Before Competition Groups | 149.3993 | 0 | 0 | 2383.3518 | 0.062685 | 6 | Residential_2041_Achievable_million_m3_Before Competition Groups_6 | DHW Recirculation Systems | 6.268% | 0 | 149.3993 | Residential_2041_Achievable_million_m3_Before Competition Groups_DHW Recirculation Systems
Residential | Res ¦ Energy Star Windows | 2041 | Economic | million_m3 | Before Competition Groups | 207.8491 | 0 | 0 | 3637.2744 | 0.057144 | 4 | Residential_2041_Economic_million_m3_Before Competition Groups_4 | Energy Star Windows | 5.714% | 0 | 207.8491 | Residential_2041_Economic_million_m3_Before Competition Groups_Energy Star Windows
Residential | Res ¦ Condensing Boiler | 2041 | Achievable | million_m3 | Before Competition Groups | 135.4579 | 0 | 0 | 2383.3518 | 0.056835 | 7 | Residential_2041_Achievable_million_m3_Before Competition Groups_7 | Condensing Boiler | 5.684% | 0 | 135.4579 | Residential_2041_Achievable_million_m3_Before Competition Groups_Condensing Boiler
Residential | Res ¦ Tankless Water Heater | 2041 | Technical | million_m3 | Before Competition Groups | 220.1969 | 0 | 0 | 4108.8588 | 0.053591 | 4 | Residential_2041_Technical_million_m3_Before Competition Groups_4 | Tankless Water Heater | 5.359% | 0 | 220.1969 | Residential_2041_Technical_million_m3_Before Competition Groups_Tankless Water Heater
Residential | Res ¦ High Efficiency Condensing Furnace | 2041 | Achievable | million_m3 | Before Competition Groups | 125.1992 | 0 | 0 | 2383.3518 | 0.052531 | 8 | Residential_2041_Achievable_million_m3_Before Competition Groups_8 | High Efficiency Condensing Furnace | 5.253% | 0 | 125.1992 | Residential_2041_Achievable_million_m3_Before Competition Groups_High Efficiency Condensing Furnace
Residential | Res ¦ Energy Star Windows | 2041 | Technical | million_m3 | Before Competition Groups | 207.8491 | 0 | 0 | 4108.8588 | 0.050586 | 5 | Residential_2041_Technical_million_m3_Before Competition Groups_5 | Energy Star Windows | 5.059% | 0 | 207.8491 | Residential_2041_Technical_million_m3_Before Competition Groups_Energy Star Windows
Residential | Res ¦ High Efficiency Fireplace with Pilotless Ignition | 2041 | Achievable | million_m3 | Before Competition Groups | 119.3148 | 0 | 0 | 2383.3518 | 0.050062 | 9 | Residential_2041_Achievable_million_m3_Before Competition Groups_9 | High Efficiency Fireplace with Pilotless Ignition | 5.006% | 0 | 119.3148 | Residential_2041_Achievable_million_m3_Before Competition Groups_High Efficiency Fireplace with Pilotless Ignition
Residential | Res ¦ Condensing Boiler | 2041 | Economic | million_m3 | Before Competition Groups | 167.8033 | 0 | 0 | 3637.2744 | 0.046134 | 5 | Residential_2041_Economic_million_m3_Before Competition Groups_5 | Condensing Boiler | 4.613% | 0 | 167.8033 | Residential_2041_Economic_million_m3_Before Competition Groups_Condensing Boiler
Residential | Res ¦ Comprehensive Draft Proofing | 2041 | Economic | million_m3 | Before Competition Groups | 165.6532 | 0 | 0 | 3637.2744 | 0.045543 | 6 | Residential_2041_Economic_million_m3_Before Competition Groups_6 | Comprehensive Draft Proofing | 4.554% | 0 | 165.6532 | Residential_2041_Economic_million_m3_Before Competition Groups_Comprehensive Draft Proofing
Residential | Res ¦ Heat Recovery Ventilator | 2041 | Economic | million_m3 | Before Competition Groups | 155.5521 | 0 | 0 | 3637.2744 | 0.042766 | 7 | Residential_2041_Economic_million_m3_Before Competition Groups_7 | Heat Recovery Ventilator | 4.277% | 0 | 155.5521 | Residential_2041_Economic_million_m3_Before Competition Groups_Heat Recovery Ventilator
Residential | Res ¦ Wall Insulation | 2041 | Economic | million_m3 | Before Competition Groups | 151.2474 | 0 | 0 | 3637.2744 | 0.041583 | 8 | Residential_2041_Economic_million_m3_Before Competition Groups_8 | Wall Insulation | 4.158% | 0 | 151.2474 | Residential_2041_Economic_million_m3_Before Competition Groups_Wall Insulation
Residential | Res ¦ Condensing Boiler | 2041 | Technical | million_m3 | Before Competition Groups | 167.8033 | 0 | 0 | 4108.8588 | 0.040839 | 6 | Residential_2041_Technical_million_m3_Before Competition Groups_6 | Condensing Boiler | 4.084% | 0 | 167.8033 | Residential_2041_Technical_million_m3_Before Competition Groups_Condensing Boiler
Residential | Res ¦ Comprehensive Draft Proofing | 2041 | Technical | million_m3 | Before Competition Groups | 165.6532 | 0 | 0 | 4108.8588 | 0.040316 | 7 | Residential_2041_Technical_million_m3_Before Competition Groups_7 | Comprehensive Draft Proofing | 4.032% | 0 | 165.6532 | Residential_2041_Technical_million_m3_Before Competition Groups_Comprehensive Draft Proofing
Residential | Res ¦ High Efficiency Condensing Furnace | 2041 | Economic | million_m3 | Before Competition Groups | 145.0005 | 0 | 0 | 3637.2744 | 0.039865 | 9 | Residential_2041_Economic_million_m3_Before Competition Groups_9 | High Efficiency Condensing Furnace | 3.987% | 0 | 145.0005 | Residential_2041_Economic_million_m3_Before Competition Groups_High Efficiency Condensing Furnace
Residential | Res ¦ High Efficiency Fireplace with Pilotless Ignition | 2041 | Economic | million_m3 | Before Competition Groups | 143.3104 | 0 | 0 | 3637.2744 | 0.039401 | 10 | Residential_2041_Economic_million_m3_Before Competition Groups_10 | High Efficiency Fireplace with Pilotless Ignition | 3.94% | 0 | 143.3104 | Residential_2041_Economic_million_m3_Before Competition Groups_High Efficiency Fireplace with Pilotless Ignition
Residential | Res ¦ Heat Recovery Ventilator | 2041 | Technical | million_m3 | Before Competition Groups | 155.5521 | 0 | 0 | 4108.8588 | 0.037858 | 8 | Residential_2041_Technical_million_m3_Before Competition Groups_8 | Heat Recovery Ventilator | 3.786% | 0 | 155.5521 | Residential_2041_Technical_million_m3_Before Competition Groups_Heat Recovery Ventilator
Residential | Res ¦ Wall Insulation | 2041 | Technical | million_m3 | Before Competition Groups | 151.2474 | 0 | 0 | 4108.8588 | 0.03681 | 9 | Residential_2041_Technical_million_m3_Before Competition Groups_9 | Wall Insulation | 3.681% | 0 | 151.2474 | Residential_2041_Technical_million_m3_Before Competition Groups_Wall Insulation
Residential | Res ¦ Attic Insulation | 2041 | Economic | million_m3 | Before Competition Groups | 133.5112 | 0 | 0 | 3637.2744 | 0.036706 | 11 | Residential_2041_Economic_million_m3_Before Competition Groups_11 | Attic Insulation | 3.671% | 0 | 133.5112 | Residential_2041_Economic_million_m3_Before Competition Groups_Attic Insulation
Residential | Res ¦ High Efficiency Storage Water Heater | 2041 | Technical | million_m3 | Before Competition Groups | 146.0022 | 0 | 0 | 4108.8588 | 0.035534 | 10 | Residential_2041_Technical_million_m3_Before Competition Groups_10 | High Efficiency Storage Water Heater | 3.553% | 0 | 146.0022 | Residential_2041_Technical_million_m3_Before Competition Groups_High Efficiency Storage Water Heater
Residential | Res ¦ High Efficiency Condensing Furnace | 2041 | Technical | million_m3 | Before Competition Groups | 145.4286 | 0 | 0 | 4108.8588 | 0.035394 | 11 | Residential_2041_Technical_million_m3_Before Competition Groups_11 | High Efficiency Condensing Furnace | 3.539% | 0 | 145.4286 | Residential_2041_Technical_million_m3_Before Competition Groups_High Efficiency Condensing Furnace
Residential | Res ¦ High Efficiency Fireplace with Pilotless Ignition | 2041 | Technical | million_m3 | Before Competition Groups | 143.3104 | 0 | 0 | 4108.8588 | 0.034878 | 12 | Residential_2041_Technical_million_m3_Before Competition Groups_12 | High Efficiency Fireplace with Pilotless Ignition | 3.488% | 0 | 143.3104 | Residential_2041_Technical_million_m3_Before Competition Groups_High Efficiency Fireplace with Pilotless Ignition
Residential | Res ¦ DHW Recirculation Systems | 2041 | Economic | million_m3 | Before Competition Groups | 126.6126 | 0 | 0 | 3637.2744 | 0.03481 | 12 | Residential_2041_Economic_million_m3_Before Competition Groups_12 | DHW Recirculation Systems | 3.481% | 0 | 126.6126 | Residential_2041_Economic_million_m3_Before Competition Groups_DHW Recirculation Systems
Residential | Res ¦ Advanced BAS/Controllers | 2041 | Achievable | million_m3 | Before Competition Groups | 81.5306 | 0 | 0 | 2383.3518 | 0.034208 | 10 | Residential_2041_Achievable_million_m3_Before Competition Groups_10 | Advanced BAS/Controllers | 3.421% | 0 | 81.5306 | Residential_2041_Achievable_million_m3_Before Competition Groups_Advanced BAS/Controllers
Residential | Res ¦ Attic Insulation | 2041 | Technical | million_m3 | Before Competition Groups | 133.5112 | 0 | 0 | 4108.8588 | 0.032493 | 13 | Residential_2041_Technical_million_m3_Before Competition Groups_13 | Attic Insulation | 3.249% | 0 | 133.5112 | Residential_2041_Technical_million_m3_Before Competition Groups_Attic Insulation
Residential | Res ¦ Wall Insulation | 2041 | Achievable | million_m3 | Before Competition Groups | 75.5196 | 0 | 0 | 2383.3518 | 0.031686 | 11 | Residential_2041_Achievable_million_m3_Before Competition Groups_11 | Wall Insulation | 3.169% | 0 | 75.5196 | Residential_2041_Achievable_million_m3_Before Competition Groups_Wall Insulation
Residential | Res ¦ High Efficiency Storage Water Heater | 2041 | Economic | million_m3 | Before Competition Groups | 113.8885 | 0 | 0 | 3637.2744 | 0.031312 | 13 | Residential_2041_Economic_million_m3_Before Competition Groups_13 | High Efficiency Storage Water Heater | 3.131% | 0 | 113.8885 | Residential_2041_Economic_million_m3_Before Competition Groups_High Efficiency Storage Water Heater
Residential | Res ¦ Condensing Make Up Air Unit | 2041 | Achievable | million_m3 | Before Competition Groups | 74.566 | 0 | 0 | 2383.3518 | 0.031286 | 12 | Residential_2041_Achievable_million_m3_Before Competition Groups_12 | Condensing Make Up Air Unit | 3.129% | 0 | 74.566 | Residential_2041_Achievable_million_m3_Before Competition Groups_Condensing Make Up Air Unit
Residential | Res ¦ Basement or Crawlspace Insulation | 2041 | Economic | million_m3 | Before Competition Groups | 113.4609 | 0 | 0 | 3637.2744 | 0.031194 | 14 | Residential_2041_Economic_million_m3_Before Competition Groups_14 | Basement or Crawlspace Insulation | 3.119% | 0 | 113.4609 | Residential_2041_Economic_million_m3_Before Competition Groups_Basement or Crawlspace Insulation
Residential | Res ¦ DHW Recirculation Systems | 2041 | Technical | million_m3 | Before Competition Groups | 126.6126 | 0 | 0 | 4108.8588 | 0.030815 | 14 | Residential_2041_Technical_million_m3_Before Competition Groups_14 | DHW Recirculation Systems | 3.081% | 0 | 126.6126 | Residential_2041_Technical_million_m3_Before Competition Groups_DHW Recirculation Systems
Residential | Res ¦ Basement Wall Insulation | 2041 | Economic | million_m3 | Before Competition Groups | 111.0818 | 0 | 0 | 3637.2744 | 0.03054 | 15 | Residential_2041_Economic_million_m3_Before Competition Groups_15 | Basement Wall Insulation | 3.054% | 0 | 111.0818 | Residential_2041_Economic_million_m3_Before Competition Groups_Basement Wall Insulation
Residential | Res ¦ Building Recommissioning, Operations and Maintenance (O&M) Improvements | 2041 | Achievable | million_m3 | Before Competition Groups | 67.4583 | 0 | 0 | 2383.3518 | 0.028304 | 13 | Residential_2041_Achievable_million_m3_Before Competition Groups_13 | Building Recommissioning, Operations and Maintenance (O&M) Improvements | 2.83% | 0 | 67.4583 | Residential_2041_Achievable_million_m3_Before Competition Groups_Building Recommissioning, Operations and Maintenance (O&M) Improvements
Residential | Res ¦ Attic Insulation | 2041 | Achievable | million_m3 | Before Competition Groups | 66.7277 | 0 | 0 | 2383.3518 | 0.027997 | 14 | Residential_2041_Achievable_million_m3_Before Competition Groups_14 | Attic Insulation | 2.8% | 0 | 66.7277 | Residential_2041_Achievable_million_m3_Before Competition Groups_Attic Insulation
Residential | Res ¦ Basement or Crawlspace Insulation | 2041 | Technical | million_m3 | Before Competition Groups | 113.4609 | 0 | 0 | 4108.8588 | 0.027614 | 15 | Residential_2041_Technical_million_m3_Before Competition Groups_15 | Basement or Crawlspace Insulation | 2.761% | 0 | 113.4609 | Residential_2041_Technical_million_m3_Before Competition Groups_Basement or Crawlspace Insulation
Residential | Res ¦ Condensing Make Up Air Unit | 2041 | Economic | million_m3 | Before Competition Groups | 100.1109 | 0 | 0 | 3637.2744 | 0.027524 | 16 | Residential_2041_Economic_million_m3_Before Competition Groups_16 | Condensing Make Up Air Unit | 2.752% | 0 | 100.1109 | Residential_2041_Economic_million_m3_Before Competition Groups_Condensing Make Up Air Unit
Residential | Res ¦ Basement Wall Insulation | 2041 | Technical | million_m3 | Before Competition Groups | 111.0818 | 0 | 0 | 4108.8588 | 0.027035 | 16 | Residential_2041_Technical_million_m3_Before Competition Groups_16 | Basement Wall Insulation | 2.703% | 0 | 111.0818 | Residential_2041_Technical_million_m3_Before Competition Groups_Basement Wall Insulation
Residential | Res ¦ Condensing Make Up Air Unit | 2041 | Technical | million_m3 | Before Competition Groups | 100.1109 | 0 | 0 | 4108.8588 | 0.024365 | 17 | Residential_2041_Technical_million_m3_Before Competition Groups_17 | Condensing Make Up Air Unit | 2.436% | 0 | 100.1109 | Residential_2041_Technical_million_m3_Before Competition Groups_Condensing Make Up Air Unit
Residential | Res ¦ Basement Wall Insulation | 2041 | Achievable | million_m3 | Before Competition Groups | 55.5217 | 0 | 0 | 2383.3518 | 0.023296 | 15 | Residential_2041_Achievable_million_m3_Before Competition Groups_15 | Basement Wall Insulation | 2.33% | 0 | 55.5217 | Residential_2041_Achievable_million_m3_Before Competition Groups_Basement Wall Insulation
Residential | Res ¦ Furnace Tune Up | 2041 | Economic | million_m3 | Before Competition Groups | 75.564 | 0 | 0 | 3637.2744 | 0.020775 | 17 | Residential_2041_Economic_million_m3_Before Competition Groups_17 | Furnace Tune Up | 2.077% | 0 | 75.564 | Residential_2041_Economic_million_m3_Before Competition Groups_Furnace Tune Up
Residential | Res ¦ Advanced BAS/Controllers | 2041 | Economic | million_m3 | Before Competition Groups | 69.0897 | 0 | 0 | 3637.2744 | 0.018995 | 18 | Residential_2041_Economic_million_m3_Before Competition Groups_18 | Advanced BAS/Controllers | 1.899% | 0 | 69.0897 | Residential_2041_Economic_million_m3_Before Competition Groups_Advanced BAS/Controllers
Residential | Res ¦ Window Film | 2041 | Technical | million_m3 | Before Competition Groups | 77.9956 | 0 | 0 | 4108.8588 | 0.018982 | 18 | Residential_2041_Technical_million_m3_Before Competition Groups_18 | Window Film | 1.898% | 0 | 77.9956 | Residential_2041_Technical_million_m3_Before Competition Groups_Window Film
Residential | Res ¦ Furnace Tune Up | 2041 | Technical | million_m3 | Before Competition Groups | 75.564 | 0 | 0 | 4108.8588 | 0.018391 | 19 | Residential_2041_Technical_million_m3_Before Competition Groups_19 | Furnace Tune Up | 1.839% | 0 | 75.564 | Residential_2041_Technical_million_m3_Before Competition Groups_Furnace Tune Up
Residential | Res ¦ Basement or Crawlspace Insulation | 2041 | Achievable | million_m3 | Before Competition Groups | 42.2057 | 0 | 0 | 2383.3518 | 0.017709 | 16 | Residential_2041_Achievable_million_m3_Before Competition Groups_16 | Basement or Crawlspace Insulation | 1.771% | 0 | 42.2057 | Residential_2041_Achievable_million_m3_Before Competition Groups_Basement or Crawlspace Insulation
Residential | Res ¦ High Efficiency Storage Water Heater | 2041 | Achievable | million_m3 | Before Competition Groups | 40.5275 | 0 | 0 | 2383.3518 | 0.017004 | 17 | Residential_2041_Achievable_million_m3_Before Competition Groups_17 | High Efficiency Storage Water Heater | 1.7% | 0 | 40.5275 | Residential_2041_Achievable_million_m3_Before Competition Groups_High Efficiency Storage Water Heater
Residential | Res ¦ Advanced BAS/Controllers | 2041 | Technical | million_m3 | Before Competition Groups | 69.0897 | 0 | 0 | 4108.8588 | 0.016815 | 20 | Residential_2041_Technical_million_m3_Before Competition Groups_20 | Advanced BAS/Controllers | 1.681% | 0 | 69.0897 | Residential_2041_Technical_million_m3_Before Competition Groups_Advanced BAS/Controllers
Residential | Res ¦ Solar Water Heating System | 2041 | Technical | million_m3 | Before Competition Groups | 64.8827 | 0 | 0 | 4108.8588 | 0.015791 | 21 | Residential_2041_Technical_million_m3_Before Competition Groups_21 | Solar Water Heating System | 1.579% | 0 | 64.8827 | Residential_2041_Technical_million_m3_Before Competition Groups_Solar Water Heating System
Residential | Res ¦ Building Recommissioning, Operations and Maintenance (O&M) Improvements | 2041 | Economic | million_m3 | Before Competition Groups | 57.1646 | 0 | 0 | 3637.2744 | 0.015716 | 19 | Residential_2041_Economic_million_m3_Before Competition Groups_19 | Building Recommissioning, Operations and Maintenance (O&M) Improvements | 1.572% | 0 | 57.1646 | Residential_2041_Economic_million_m3_Before Competition Groups_Building Recommissioning, Operations and Maintenance (O&M) Improvements
Residential | Res ¦ Building Recommissioning, Operations and Maintenance (O&M) Improvements | 2041 | Technical | million_m3 | Before Competition Groups | 57.1646 | 0 | 0 | 4108.8588 | 0.013913 | 22 | Residential_2041_Technical_million_m3_Before Competition Groups_22 | Building Recommissioning, Operations and Maintenance (O&M) Improvements | 1.391% | 0 | 57.1646 | Residential_2041_Technical_million_m3_Before Competition Groups_Building Recommissioning, Operations and Maintenance (O&M) Improvements
Residential | Res ¦ Ceiling Insulation | 2041 | Technical | million_m3 | Before Competition Groups | 56.1214 | 0 | 0 | 4108.8588 | 0.013659 | 23 | Residential_2041_Technical_million_m3_Before Competition Groups_23 | Ceiling Insulation | 1.366% | 0 | 56.1214 | Residential_2041_Technical_million_m3_Before Competition Groups_Ceiling Insulation
Residential | Res ¦ Demand Control Ventilation | 2041 | Achievable | million_m3 | Before Competition Groups | 32.062 | 0 | 0 | 2383.3518 | 0.013452 | 18 | Residential_2041_Achievable_million_m3_Before Competition Groups_18 | Demand Control Ventilation | 1.345% | 0 | 32.062 | Residential_2041_Achievable_million_m3_Before Competition Groups_Demand Control Ventilation
Residential | Res ¦ Duct Insulation MF | 2041 | Economic | million_m3 | Before Competition Groups | 45.1476 | 0 | 0 | 3637.2744 | 0.012412 | 20 | Residential_2041_Economic_million_m3_Before Competition Groups_20 | Duct Insulation MF | 1.241% | 0 | 45.1476 | Residential_2041_Economic_million_m3_Before Competition Groups_Duct Insulation MF
Residential | Res ¦ Floor Insulation | 2041 | Economic | million_m3 | Before Competition Groups | 43.5405 | 0 | 0 | 3637.2744 | 0.011971 | 21 | Residential_2041_Economic_million_m3_Before Competition Groups_21 | Floor Insulation | 1.197% | 0 | 43.5405 | Residential_2041_Economic_million_m3_Before Competition Groups_Floor Insulation
Residential | Res ¦ Tankless Water Heater | 2041 | Economic | million_m3 | Before Competition Groups | 42.9344 | 0 | 0 | 3637.2744 | 0.011804 | 22 | Residential_2041_Economic_million_m3_Before Competition Groups_22 | Tankless Water Heater | 1.18% | 0 | 42.9344 | Residential_2041_Economic_million_m3_Before Competition Groups_Tankless Water Heater
Residential | Res ¦ Duct Insulation | 2041 | Economic | million_m3 | Before Competition Groups | 41.5879 | 0 | 0 | 3637.2744 | 0.011434 | 23 | Residential_2041_Economic_million_m3_Before Competition Groups_23 | Duct Insulation | 1.143% | 0 | 41.5879 | Residential_2041_Economic_million_m3_Before Competition Groups_Duct Insulation
Residential | Res ¦ Duct Insulation MF | 2041 | Technical | million_m3 | Before Competition Groups | 45.1476 | 0 | 0 | 4108.8588 | 0.010988 | 24 | Residential_2041_Technical_million_m3_Before Competition Groups_24 | Duct Insulation MF | 1.099% | 0 | 45.1476 | Residential_2041_Technical_million_m3_Before Competition Groups_Duct Insulation MF
Residential | Res ¦ Heat Recovery Ventilator | 2041 | Achievable | million_m3 | Before Competition Groups | 25.8899 | 0 | 0 | 2383.3518 | 0.010863 | 19 | Residential_2041_Achievable_million_m3_Before Competition Groups_19 | Heat Recovery Ventilator | 1.086% | 0 | 25.8899 | Residential_2041_Achievable_million_m3_Before Competition Groups_Heat Recovery Ventilator
Residential | Res ¦ Floor Insulation | 2041 | Technical | million_m3 | Before Competition Groups | 43.5405 | 0 | 0 | 4108.8588 | 0.010597 | 25 | Residential_2041_Technical_million_m3_Before Competition Groups_25 | Floor Insulation | 1.06% | 0 | 43.5405 | Residential_2041_Technical_million_m3_Before Competition Groups_Floor Insulation
Residential | Res ¦ Duct Insulation | 2041 | Technical | million_m3 | Before Competition Groups | 41.5879 | 0 | 0 | 4108.8588 | 0.010122 | 26 | Residential_2041_Technical_million_m3_Before Competition Groups_26 | Duct Insulation | 1.012% | 0 | 41.5879 | Residential_2041_Technical_million_m3_Before Competition Groups_Duct Insulation
Residential | Res ¦ Duct Insulation MF | 2041 | Achievable | million_m3 | Before Competition Groups | 22.5596 | 0 | 0 | 2383.3518 | 0.0094655 | 20 | Residential_2041_Achievable_million_m3_Before Competition Groups_20 | Duct Insulation MF | 0.9466% | 0 | 22.5596 | Residential_2041_Achievable_million_m3_Before Competition Groups_Duct Insulation MF
Residential | Res ¦ Floor Insulation | 2041 | Achievable | million_m3 | Before Competition Groups | 21.7473 | 0 | 0 | 2383.3518 | 0.0091247 | 21 | Residential_2041_Achievable_million_m3_Before Competition Groups_21 | Floor Insulation | 0.9125% | 0 | 21.7473 | Residential_2041_Achievable_million_m3_Before Competition Groups_Floor Insulation
Residential | Res ¦ Duct Insulation | 2041 | Achievable | million_m3 | Before Competition Groups | 20.7621 | 0 | 0 | 2383.3518 | 0.0087113 | 22 | Residential_2041_Achievable_million_m3_Before Competition Groups_22 | Duct Insulation | 0.8711% | 0 | 20.7621 | Residential_2041_Achievable_million_m3_Before Competition Groups_Duct Insulation
Residential | Res ¦ Demand Control Ventilation | 2041 | Economic | million_m3 | Before Competition Groups | 30.9224 | 0 | 0 | 3637.2744 | 0.0085015 | 24 | Residential_2041_Economic_million_m3_Before Competition Groups_24 | Demand Control Ventilation | 0.8502% | 0 | 30.9224 | Residential_2041_Economic_million_m3_Before Competition Groups_Demand Control Ventilation
Residential | Res ¦ Home Energy Reports | 2041 | Technical | million_m3 | Before Competition Groups | 32.7691 | 0 | 0 | 4108.8588 | 0.0079752 | 27 | Residential_2041_Technical_million_m3_Before Competition Groups_27 | Home Energy Reports | 0.7975% | 0 | 32.7691 | Residential_2041_Technical_million_m3_Before Competition Groups_Home Energy Reports
Residential | Res ¦ Demand Control Ventilation | 2041 | Technical | million_m3 | Before Competition Groups | 30.9224 | 0 | 0 | 4108.8588 | 0.0075258 | 28 | Residential_2041_Technical_million_m3_Before Competition Groups_28 | Demand Control Ventilation | 0.7526% | 0 | 30.9224 | Residential_2041_Technical_million_m3_Before Competition Groups_Demand Control Ventilation
Residential | Res ¦ Home Energy Reports | 2041 | Achievable | million_m3 | Before Competition Groups | 17.1449 | 0 | 0 | 2383.3518 | 0.0071936 | 23 | Residential_2041_Achievable_million_m3_Before Competition Groups_23 | Home Energy Reports | 0.7194% | 0 | 17.1449 | Residential_2041_Achievable_million_m3_Before Competition Groups_Home Energy Reports
Residential | Res ¦ Tankless Water Heater | 2041 | Achievable | million_m3 | Before Competition Groups | 16.9639 | 0 | 0 | 2383.3518 | 0.0071177 | 24 | Residential_2041_Achievable_million_m3_Before Competition Groups_24 | Tankless Water Heater | 0.7118% | 0 | 16.9639 | Residential_2041_Achievable_million_m3_Before Competition Groups_Tankless Water Heater
Residential | Res ¦ Home Energy Reports | 2041 | Economic | million_m3 | Before Competition Groups | 25.2059 | 0 | 0 | 3637.2744 | 0.0069299 | 25 | Residential_2041_Economic_million_m3_Before Competition Groups_25 | Home Energy Reports | 0.693% | 0 | 25.2059 | Residential_2041_Economic_million_m3_Before Competition Groups_Home Energy Reports
Residential | Res ¦ Furnace Tune Up | 2041 | Achievable | million_m3 | Before Competition Groups | 16.4497 | 0 | 0 | 2383.3518 | 0.0069019 | 25 | Residential_2041_Achievable_million_m3_Before Competition Groups_25 | Furnace Tune Up | 0.6902% | 0 | 16.4497 | Residential_2041_Achievable_million_m3_Before Competition Groups_Furnace Tune Up
Residential | Res ¦ Pool Cover | 2041 | Achievable | million_m3 | Before Competition Groups | 16.2634 | 0 | 0 | 2383.3518 | 0.0068238 | 26 | Residential_2041_Achievable_million_m3_Before Competition Groups_26 | Pool Cover | 0.6824% | 0 | 16.2634 | Residential_2041_Achievable_million_m3_Before Competition Groups_Pool Cover
Residential | Res ¦ Early Hot Water Heater Replacement | 2041 | Technical | million_m3 | Before Competition Groups | 24.8364 | 0 | 0 | 4108.8588 | 0.0060446 | 29 | Residential_2041_Technical_million_m3_Before Competition Groups_29 | Early Hot Water Heater Replacement | 0.6045% | 0 | 24.8364 | Residential_2041_Technical_million_m3_Before Competition Groups_Early Hot Water Heater Replacement
Residential | Res ¦ Drain Water Heat Recovery | 2041 | Technical | million_m3 | Before Competition Groups | 21.1823 | 0 | 0 | 4108.8588 | 0.0051553 | 30 | Residential_2041_Technical_million_m3_Before Competition Groups_30 | Drain Water Heat Recovery | 0.5155% | 0 | 21.1823 | Residential_2041_Technical_million_m3_Before Competition Groups_Drain Water Heat Recovery
Residential | Res ¦ Pool Cover | 2041 | Economic | million_m3 | Before Competition Groups | 13.7824 | 0 | 0 | 3637.2744 | 0.0037892 | 26 | Residential_2041_Economic_million_m3_Before Competition Groups_26 | Pool Cover | 0.3789% | 0 | 13.7824 | Residential_2041_Economic_million_m3_Before Competition Groups_Pool Cover
Residential | Res ¦ Pool Cover | 2041 | Technical | million_m3 | Before Competition Groups | 13.7824 | 0 | 0 | 4108.8588 | 0.0033543 | 31 | Residential_2041_Technical_million_m3_Before Competition Groups_31 | Pool Cover | 0.3354% | 0 | 13.7824 | Residential_2041_Technical_million_m3_Before Competition Groups_Pool Cover
Residential | Res ¦ Water Heater Temperature Setback | 2041 | Achievable | million_m3 | Before Competition Groups | 7.2981 | 0 | 0 | 2383.3518 | 0.0030621 | 27 | Residential_2041_Achievable_million_m3_Before Competition Groups_27 | Water Heater Temperature Setback | 0.3062% | 0 | 7.2981 | Residential_2041_Achievable_million_m3_Before Competition Groups_Water Heater Temperature Setback
Residential | Res ¦ High Efficiency Gas Pool Heater | 2041 | Technical | million_m3 | Before Competition Groups | 12.5606 | 0 | 0 | 4108.8588 | 0.003057 | 32 | Residential_2041_Technical_million_m3_Before Competition Groups_32 | High Efficiency Gas Pool Heater | 0.3057% | 0 | 12.5606 | Residential_2041_Technical_million_m3_Before Competition Groups_High Efficiency Gas Pool Heater
Residential | Res ¦ Wall Insulation MF | 2041 | Economic | million_m3 | Before Competition Groups | 6.9888 | 0 | 0 | 3637.2744 | 0.0019214 | 27 | Residential_2041_Economic_million_m3_Before Competition Groups_27 | Wall Insulation MF | 0.1921% | 0 | 6.9888 | Residential_2041_Economic_million_m3_Before Competition Groups_Wall Insulation MF
Residential | Res ¦ Wall Insulation MF | 2041 | Technical | million_m3 | Before Competition Groups | 6.9888 | 0 | 0 | 4108.8588 | 0.0017009 | 33 | Residential_2041_Technical_million_m3_Before Competition Groups_33 | Wall Insulation MF | 0.1701% | 0 | 6.9888 | Residential_2041_Technical_million_m3_Before Competition Groups_Wall Insulation MF
Residential | Res ¦ Water Heater Temperature Setback | 2041 | Economic | million_m3 | Before Competition Groups | 6.1845 | 0 | 0 | 3637.2744 | 0.0017003 | 28 | Residential_2041_Economic_million_m3_Before Competition Groups_28 | Water Heater Temperature Setback | 0.17% | 0 | 6.1845 | Residential_2041_Economic_million_m3_Before Competition Groups_Water Heater Temperature Setback
Residential | Res ¦ Water Heater Temperature Setback | 2041 | Technical | million_m3 | Before Competition Groups | 6.1845 | 0 | 0 | 4108.8588 | 0.0015052 | 34 | Residential_2041_Technical_million_m3_Before Competition Groups_34 | Water Heater Temperature Setback | 0.1505% | 0 | 6.1845 | Residential_2041_Technical_million_m3_Before Competition Groups_Water Heater Temperature Setback
Residential | Res ¦ Wall Insulation MF | 2041 | Achievable | million_m3 | Before Competition Groups | 3.4937 | 0 | 0 | 2383.3518 | 0.0014659 | 28 | Residential_2041_Achievable_million_m3_Before Competition Groups_28 | Wall Insulation MF | 0.1466% | 0 | 3.4937 | Residential_2041_Achievable_million_m3_Before Competition Groups_Wall Insulation MF
Residential | Res ¦ Ceiling Insulation | 2041 | Economic | million_m3 | Before Competition Groups | 5.1142 | 0 | 0 | 3637.2744 | 0.001406 | 29 | Residential_2041_Economic_million_m3_Before Competition Groups_29 | Ceiling Insulation | 0.1406% | 0 | 5.1142 | Residential_2041_Economic_million_m3_Before Competition Groups_Ceiling Insulation
Residential | Res ¦ Ceiling Insulation | 2041 | Achievable | million_m3 | Before Competition Groups | 1.7185 | 0 | 0 | 2383.3518 | 0.00072105 | 29 | Residential_2041_Achievable_million_m3_Before Competition Groups_29 | Ceiling Insulation | 0.07211% | 0 | 1.7185 | Residential_2041_Achievable_million_m3_Before Competition Groups_Ceiling Insulation
Residential | Res ¦ Energy Star Clothes Dryer | 2041 | Technical | million_m3 | Before Competition Groups | 2.7271 | 0 | 0 | 4108.8588 | 0.00066372 | 35 | Residential_2041_Technical_million_m3_Before Competition Groups_35 | Energy Star Clothes Dryer | 0.06637% | 0 | 2.7271 | Residential_2041_Technical_million_m3_Before Competition Groups_Energy Star Clothes Dryer
Residential | Res ¦ Clothes Drying Racks | 2041 | Achievable | million_m3 | Before Competition Groups | 1.2529 | 0 | 0 | 2383.3518 | 0.00052569 | 30 | Residential_2041_Achievable_million_m3_Before Competition Groups_30 | Clothes Drying Racks | 0.05257% | 0 | 1.2529 | Residential_2041_Achievable_million_m3_Before Competition Groups_Clothes Drying Racks
Residential | Res ¦ Energy Star Clothes Washer | 2041 | Achievable | million_m3 | Before Competition Groups | 1.2061 | 0 | 0 | 2383.3518 | 0.00050606 | 31 | Residential_2041_Achievable_million_m3_Before Competition Groups_31 | Energy Star Clothes Washer | 0.05061% | 0 | 1.2061 | Residential_2041_Achievable_million_m3_Before Competition Groups_Energy Star Clothes Washer
Residential | Res ¦ Drain Water Heat Recovery | 2041 | Achievable | million_m3 | Before Competition Groups | 1.0881 | 0 | 0 | 2383.3518 | 0.00045656 | 32 | Residential_2041_Achievable_million_m3_Before Competition Groups_32 | Drain Water Heat Recovery | 0.04566% | 0 | 1.0881 | Residential_2041_Achievable_million_m3_Before Competition Groups_Drain Water Heat Recovery
Residential | Res ¦ Energy Star Clothes Washer | 2041 | Economic | million_m3 | Before Competition Groups | 1.3102 | 0 | 0 | 3637.2744 | 0.0003602 | 30 | Residential_2041_Economic_million_m3_Before Competition Groups_30 | Energy Star Clothes Washer | 0.03602% | 0 | 1.3102 | Residential_2041_Economic_million_m3_Before Competition Groups_Energy Star Clothes Washer
Residential | Res ¦ Energy Star Clothes Washer | 2041 | Technical | million_m3 | Before Competition Groups | 1.3102 | 0 | 0 | 4108.8588 | 0.00031886 | 36 | Residential_2041_Technical_million_m3_Before Competition Groups_36 | Energy Star Clothes Washer | 0.03189% | 0 | 1.3102 | Residential_2041_Technical_million_m3_Before Competition Groups_Energy Star Clothes Washer
Residential | Res ¦ Drain Water Heat Recovery | 2041 | Economic | million_m3 | Before Competition Groups | 1.0851 | 0 | 0 | 3637.2744 | 0.00029832 | 31 | Residential_2041_Economic_million_m3_Before Competition Groups_31 | Drain Water Heat Recovery | 0.02983% | 0 | 1.0851 | Residential_2041_Economic_million_m3_Before Competition Groups_Drain Water Heat Recovery
Residential | Res ¦ Clothes Drying Racks | 2041 | Economic | million_m3 | Before Competition Groups | 1.062 | 0 | 0 | 3637.2744 | 0.00029199 | 32 | Residential_2041_Economic_million_m3_Before Competition Groups_32 | Clothes Drying Racks | 0.0292% | 0 | 1.062 | Residential_2041_Economic_million_m3_Before Competition Groups_Clothes Drying Racks
Residential | Res ¦ Minimize Hot and Warm Clothes Wash | 2041 | Achievable | million_m3 | Before Competition Groups | 0.68122 | 0 | 0 | 2383.3518 | 0.00028582 | 33 | Residential_2041_Achievable_million_m3_Before Competition Groups_33 | Minimize Hot and Warm Clothes Wash | 0.02858% | 0 | 0.68122 | Residential_2041_Achievable_million_m3_Before Competition Groups_Minimize Hot and Warm Clothes Wash
Residential | Res ¦ Clothes Drying Racks | 2041 | Technical | million_m3 | Before Competition Groups | 1.062 | 0 | 0 | 4108.8588 | 0.00025848 | 37 | Residential_2041_Technical_million_m3_Before Competition Groups_37 | Clothes Drying Racks | 0.02585% | 0 | 1.062 | Residential_2041_Technical_million_m3_Before Competition Groups_Clothes Drying Racks
Residential | Res ¦ Minimize Hot and Warm Clothes Wash | 2041 | Economic | million_m3 | Before Competition Groups | 0.92287 | 0 | 0 | 3637.2744 | 0.00025373 | 33 | Residential_2041_Economic_million_m3_Before Competition Groups_33 | Minimize Hot and Warm Clothes Wash | 0.02537% | 0 | 0.92287 | Residential_2041_Economic_million_m3_Before Competition Groups_Minimize Hot and Warm Clothes Wash
Residential | Res ¦ Minimize Hot and Warm Clothes Wash | 2041 | Technical | million_m3 | Before Competition Groups | 0.92287 | 0 | 0 | 4108.8588 | 0.0002246 | 38 | Residential_2041_Technical_million_m3_Before Competition Groups_38 | Minimize Hot and Warm Clothes Wash | 0.02246% | 0 | 0.92287 | Residential_2041_Technical_million_m3_Before Competition Groups_Minimize Hot and Warm Clothes Wash
Residential | Res ¦ Solar Water Preheat (Pools/DHW) | 2041 | Technical | million_m3 | Before Competition Groups | 0.11015 | 0 | 0 | 4108.8588 | 2.6808e-05 | 39 | Residential_2041_Technical_million_m3_Before Competition Groups_39 | Solar Water Preheat (Pools/DHW) | 0.002681% | 0 | 0.11015 | Residential_2041_Technical_million_m3_Before Competition Groups_Solar Water Preheat (Pools/DHW)
Residential | Res ¦ Air Sealing | 2042 | Economic | million_m3 | Before Competition Groups | 538.1183 | 0 | 0 | 3659.3831 | 0.14705 | 1 | Residential_2042_Economic_million_m3_Before Competition Groups_1 | Air Sealing | 14.71% | 0 | 538.1183 | Residential_2042_Economic_million_m3_Before Competition Groups_Air Sealing
Residential | Res ¦ Adaptive Thermostat | 2042 | Economic | million_m3 | Before Competition Groups | 524.8687 | 0 | 0 | 3659.3831 | 0.14343 | 2 | Residential_2042_Economic_million_m3_Before Competition Groups_2 | Adaptive Thermostat | 14.34% | 0 | 524.8687 | Residential_2042_Economic_million_m3_Before Competition Groups_Adaptive Thermostat
Residential | Res ¦ Air Sealing | 2042 | Technical | million_m3 | Before Competition Groups | 538.1183 | 0 | 0 | 4128.4509 | 0.13034 | 1 | Residential_2042_Technical_million_m3_Before Competition Groups_1 | Air Sealing | 13.03% | 0 | 538.1183 | Residential_2042_Technical_million_m3_Before Competition Groups_Air Sealing
Residential | Res ¦ Adaptive Thermostat | 2042 | Technical | million_m3 | Before Competition Groups | 524.8687 | 0 | 0 | 4128.4509 | 0.12713 | 2 | Residential_2042_Technical_million_m3_Before Competition Groups_2 | Adaptive Thermostat | 12.71% | 0 | 524.8687 | Residential_2042_Technical_million_m3_Before Competition Groups_Adaptive Thermostat
Residential | Res ¦ Adaptive Thermostat | 2042 | Achievable | million_m3 | Before Competition Groups | 303.2583 | 0 | 0 | 2496.2256 | 0.12149 | 1 | Residential_2042_Achievable_million_m3_Before Competition Groups_1 | Adaptive Thermostat | 12.15% | 0 | 303.2583 | Residential_2042_Achievable_million_m3_Before Competition Groups_Adaptive Thermostat
Residential | Res ¦ Air Sealing | 2042 | Achievable | million_m3 | Before Competition Groups | 292.8195 | 0 | 0 | 2496.2256 | 0.1173 | 2 | Residential_2042_Achievable_million_m3_Before Competition Groups_2 | Air Sealing | 11.73% | 0 | 292.8195 | Residential_2042_Achievable_million_m3_Before Competition Groups_Air Sealing
Residential | Res ¦ Energy Star Windows | 2042 | Achievable | million_m3 | Before Competition Groups | 213.8637 | 0 | 0 | 2496.2256 | 0.085675 | 3 | Residential_2042_Achievable_million_m3_Before Competition Groups_3 | Energy Star Windows | 8.567% | 0 | 213.8637 | Residential_2042_Achievable_million_m3_Before Competition Groups_Energy Star Windows
Residential | Res ¦ Comprehensive Draft Proofing | 2042 | Achievable | million_m3 | Before Competition Groups | 195.9309 | 0 | 0 | 2496.2256 | 0.078491 | 4 | Residential_2042_Achievable_million_m3_Before Competition Groups_4 | Comprehensive Draft Proofing | 7.849% | 0 | 195.9309 | Residential_2042_Achievable_million_m3_Before Competition Groups_Comprehensive Draft Proofing
Residential | Res ¦ Condensing Storage Water Heater | 2042 | Achievable | million_m3 | Before Competition Groups | 193.2144 | 0 | 0 | 2496.2256 | 0.077403 | 5 | Residential_2042_Achievable_million_m3_Before Competition Groups_5 | Condensing Storage Water Heater | 7.74% | 0 | 193.2144 | Residential_2042_Achievable_million_m3_Before Competition Groups_Condensing Storage Water Heater
Residential | Res ¦ Condensing Storage Water Heater | 2042 | Economic | million_m3 | Before Competition Groups | 272.3904 | 0 | 0 | 3659.3831 | 0.074436 | 3 | Residential_2042_Economic_million_m3_Before Competition Groups_3 | Condensing Storage Water Heater | 7.444% | 0 | 272.3904 | Residential_2042_Economic_million_m3_Before Competition Groups_Condensing Storage Water Heater
Residential | Res ¦ Condensing Storage Water Heater | 2042 | Technical | million_m3 | Before Competition Groups | 272.3904 | 0 | 0 | 4128.4509 | 0.065979 | 3 | Residential_2042_Technical_million_m3_Before Competition Groups_3 | Condensing Storage Water Heater | 6.598% | 0 | 272.3904 | Residential_2042_Technical_million_m3_Before Competition Groups_Condensing Storage Water Heater
Residential | Res ¦ DHW Recirculation Systems | 2042 | Achievable | million_m3 | Before Competition Groups | 149.7431 | 0 | 0 | 2496.2256 | 0.059988 | 6 | Residential_2042_Achievable_million_m3_Before Competition Groups_6 | DHW Recirculation Systems | 5.999% | 0 | 149.7431 | Residential_2042_Achievable_million_m3_Before Competition Groups_DHW Recirculation Systems
Residential | Res ¦ Condensing Boiler | 2042 | Achievable | million_m3 | Before Competition Groups | 141.2746 | 0 | 0 | 2496.2256 | 0.056595 | 7 | Residential_2042_Achievable_million_m3_Before Competition Groups_7 | Condensing Boiler | 5.66% | 0 | 141.2746 | Residential_2042_Achievable_million_m3_Before Competition Groups_Condensing Boiler
Residential | Res ¦ Energy Star Windows | 2042 | Economic | million_m3 | Before Competition Groups | 204.5651 | 0 | 0 | 3659.3831 | 0.055902 | 4 | Residential_2042_Economic_million_m3_Before Competition Groups_4 | Energy Star Windows | 5.59% | 0 | 204.5651 | Residential_2042_Economic_million_m3_Before Competition Groups_Energy Star Windows
Residential | Res ¦ Tankless Water Heater | 2042 | Technical | million_m3 | Before Competition Groups | 227.8702 | 0 | 0 | 4128.4509 | 0.055195 | 4 | Residential_2042_Technical_million_m3_Before Competition Groups_4 | Tankless Water Heater | 5.52% | 0 | 227.8702 | Residential_2042_Technical_million_m3_Before Competition Groups_Tankless Water Heater
Residential | Res ¦ High Efficiency Condensing Furnace | 2042 | Achievable | million_m3 | Before Competition Groups | 130.27 | 0 | 0 | 2496.2256 | 0.052187 | 8 | Residential_2042_Achievable_million_m3_Before Competition Groups_8 | High Efficiency Condensing Furnace | 5.219% | 0 | 130.27 | Residential_2042_Achievable_million_m3_Before Competition Groups_High Efficiency Condensing Furnace
Residential | Res ¦ High Efficiency Fireplace with Pilotless Ignition | 2042 | Achievable | million_m3 | Before Competition Groups | 124.6232 | 0 | 0 | 2496.2256 | 0.049925 | 9 | Residential_2042_Achievable_million_m3_Before Competition Groups_9 | High Efficiency Fireplace with Pilotless Ignition | 4.992% | 0 | 124.6232 | Residential_2042_Achievable_million_m3_Before Competition Groups_High Efficiency Fireplace with Pilotless Ignition
Residential | Res ¦ Energy Star Windows | 2042 | Technical | million_m3 | Before Competition Groups | 204.5651 | 0 | 0 | 4128.4509 | 0.04955 | 5 | Residential_2042_Technical_million_m3_Before Competition Groups_5 | Energy Star Windows | 4.955% | 0 | 204.5651 | Residential_2042_Technical_million_m3_Before Competition Groups_Energy Star Windows
Residential | Res ¦ Condensing Boiler | 2042 | Economic | million_m3 | Before Competition Groups | 172.7657 | 0 | 0 | 3659.3831 | 0.047212 | 5 | Residential_2042_Economic_million_m3_Before Competition Groups_5 | Condensing Boiler | 4.721% | 0 | 172.7657 | Residential_2042_Economic_million_m3_Before Competition Groups_Condensing Boiler
Residential | Res ¦ Comprehensive Draft Proofing | 2042 | Economic | million_m3 | Before Competition Groups | 163.0359 | 0 | 0 | 3659.3831 | 0.044553 | 6 | Residential_2042_Economic_million_m3_Before Competition Groups_6 | Comprehensive Draft Proofing | 4.455% | 0 | 163.0359 | Residential_2042_Economic_million_m3_Before Competition Groups_Comprehensive Draft Proofing
Residential | Res ¦ Heat Recovery Ventilator | 2042 | Economic | million_m3 | Before Competition Groups | 162.9738 | 0 | 0 | 3659.3831 | 0.044536 | 7 | Residential_2042_Economic_million_m3_Before Competition Groups_7 | Heat Recovery Ventilator | 4.454% | 0 | 162.9738 | Residential_2042_Economic_million_m3_Before Competition Groups_Heat Recovery Ventilator
Residential | Res ¦ Condensing Boiler | 2042 | Technical | million_m3 | Before Competition Groups | 172.7657 | 0 | 0 | 4128.4509 | 0.041848 | 6 | Residential_2042_Technical_million_m3_Before Competition Groups_6 | Condensing Boiler | 4.185% | 0 | 172.7657 | Residential_2042_Technical_million_m3_Before Competition Groups_Condensing Boiler
Residential | Res ¦ High Efficiency Condensing Furnace | 2042 | Economic | million_m3 | Before Competition Groups | 150.293 | 0 | 0 | 3659.3831 | 0.041071 | 8 | Residential_2042_Economic_million_m3_Before Competition Groups_8 | High Efficiency Condensing Furnace | 4.107% | 0 | 150.293 | Residential_2042_Economic_million_m3_Before Competition Groups_High Efficiency Condensing Furnace
Residential | Res ¦ Wall Insulation | 2042 | Economic | million_m3 | Before Competition Groups | 148.8577 | 0 | 0 | 3659.3831 | 0.040678 | 9 | Residential_2042_Economic_million_m3_Before Competition Groups_9 | Wall Insulation | 4.068% | 0 | 148.8577 | Residential_2042_Economic_million_m3_Before Competition Groups_Wall Insulation
Residential | Res ¦ High Efficiency Fireplace with Pilotless Ignition | 2042 | Economic | million_m3 | Before Competition Groups | 148.7247 | 0 | 0 | 3659.3831 | 0.040642 | 10 | Residential_2042_Economic_million_m3_Before Competition Groups_10 | High Efficiency Fireplace with Pilotless Ignition | 4.064% | 0 | 148.7247 | Residential_2042_Economic_million_m3_Before Competition Groups_High Efficiency Fireplace with Pilotless Ignition
Residential | Res ¦ Comprehensive Draft Proofing | 2042 | Technical | million_m3 | Before Competition Groups | 163.0359 | 0 | 0 | 4128.4509 | 0.039491 | 7 | Residential_2042_Technical_million_m3_Before Competition Groups_7 | Comprehensive Draft Proofing | 3.949% | 0 | 163.0359 | Residential_2042_Technical_million_m3_Before Competition Groups_Comprehensive Draft Proofing
Residential | Res ¦ Heat Recovery Ventilator | 2042 | Technical | million_m3 | Before Competition Groups | 162.9738 | 0 | 0 | 4128.4509 | 0.039476 | 8 | Residential_2042_Technical_million_m3_Before Competition Groups_8 | Heat Recovery Ventilator | 3.948% | 0 | 162.9738 | Residential_2042_Technical_million_m3_Before Competition Groups_Heat Recovery Ventilator
Residential | Res ¦ High Efficiency Storage Water Heater | 2042 | Technical | million_m3 | Before Competition Groups | 151.0827 | 0 | 0 | 4128.4509 | 0.036596 | 9 | Residential_2042_Technical_million_m3_Before Competition Groups_9 | High Efficiency Storage Water Heater | 3.66% | 0 | 151.0827 | Residential_2042_Technical_million_m3_Before Competition Groups_High Efficiency Storage Water Heater
Residential | Res ¦ High Efficiency Condensing Furnace | 2042 | Technical | million_m3 | Before Competition Groups | 150.737 | 0 | 0 | 4128.4509 | 0.036512 | 10 | Residential_2042_Technical_million_m3_Before Competition Groups_10 | High Efficiency Condensing Furnace | 3.651% | 0 | 150.737 | Residential_2042_Technical_million_m3_Before Competition Groups_High Efficiency Condensing Furnace
Residential | Res ¦ Wall Insulation | 2042 | Technical | million_m3 | Before Competition Groups | 148.8577 | 0 | 0 | 4128.4509 | 0.036057 | 11 | Residential_2042_Technical_million_m3_Before Competition Groups_11 | Wall Insulation | 3.606% | 0 | 148.8577 | Residential_2042_Technical_million_m3_Before Competition Groups_Wall Insulation
Residential | Res ¦ High Efficiency Fireplace with Pilotless Ignition | 2042 | Technical | million_m3 | Before Competition Groups | 148.7247 | 0 | 0 | 4128.4509 | 0.036024 | 12 | Residential_2042_Technical_million_m3_Before Competition Groups_12 | High Efficiency Fireplace with Pilotless Ignition | 3.602% | 0 | 148.7247 | Residential_2042_Technical_million_m3_Before Competition Groups_High Efficiency Fireplace with Pilotless Ignition
Residential | Res ¦ Attic Insulation | 2042 | Economic | million_m3 | Before Competition Groups | 131.4017 | 0 | 0 | 3659.3831 | 0.035908 | 11 | Residential_2042_Economic_million_m3_Before Competition Groups_11 | Attic Insulation | 3.591% | 0 | 131.4017 | Residential_2042_Economic_million_m3_Before Competition Groups_Attic Insulation
Residential | Res ¦ DHW Recirculation Systems | 2042 | Economic | million_m3 | Before Competition Groups | 124.6121 | 0 | 0 | 3659.3831 | 0.034053 | 12 | Residential_2042_Economic_million_m3_Before Competition Groups_12 | DHW Recirculation Systems | 3.405% | 0 | 124.6121 | Residential_2042_Economic_million_m3_Before Competition Groups_DHW Recirculation Systems
Residential | Res ¦ Advanced BAS/Controllers | 2042 | Achievable | million_m3 | Before Competition Groups | 81.7176 | 0 | 0 | 2496.2256 | 0.032736 | 10 | Residential_2042_Achievable_million_m3_Before Competition Groups_10 | Advanced BAS/Controllers | 3.274% | 0 | 81.7176 | Residential_2042_Achievable_million_m3_Before Competition Groups_Advanced BAS/Controllers
Residential | Res ¦ High Efficiency Storage Water Heater | 2042 | Economic | million_m3 | Before Competition Groups | 118.9691 | 0 | 0 | 3659.3831 | 0.032511 | 13 | Residential_2042_Economic_million_m3_Before Competition Groups_13 | High Efficiency Storage Water Heater | 3.251% | 0 | 118.9691 | Residential_2042_Economic_million_m3_Before Competition Groups_High Efficiency Storage Water Heater
Residential | Res ¦ Wall Insulation | 2042 | Achievable | million_m3 | Before Competition Groups | 80.9268 | 0 | 0 | 2496.2256 | 0.03242 | 11 | Residential_2042_Achievable_million_m3_Before Competition Groups_11 | Wall Insulation | 3.242% | 0 | 80.9268 | Residential_2042_Achievable_million_m3_Before Competition Groups_Wall Insulation
Residential | Res ¦ Attic Insulation | 2042 | Technical | million_m3 | Before Competition Groups | 131.4017 | 0 | 0 | 4128.4509 | 0.031828 | 13 | Residential_2042_Technical_million_m3_Before Competition Groups_13 | Attic Insulation | 3.183% | 0 | 131.4017 | Residential_2042_Technical_million_m3_Before Competition Groups_Attic Insulation
Residential | Res ¦ Condensing Make Up Air Unit | 2042 | Achievable | million_m3 | Before Competition Groups | 78.7581 | 0 | 0 | 2496.2256 | 0.031551 | 12 | Residential_2042_Achievable_million_m3_Before Competition Groups_12 | Condensing Make Up Air Unit | 3.155% | 0 | 78.7581 | Residential_2042_Achievable_million_m3_Before Competition Groups_Condensing Make Up Air Unit
Residential | Res ¦ Basement or Crawlspace Insulation | 2042 | Economic | million_m3 | Before Competition Groups | 111.6682 | 0 | 0 | 3659.3831 | 0.030516 | 14 | Residential_2042_Economic_million_m3_Before Competition Groups_14 | Basement or Crawlspace Insulation | 3.052% | 0 | 111.6682 | Residential_2042_Economic_million_m3_Before Competition Groups_Basement or Crawlspace Insulation
Residential | Res ¦ DHW Recirculation Systems | 2042 | Technical | million_m3 | Before Competition Groups | 124.6121 | 0 | 0 | 4128.4509 | 0.030184 | 14 | Residential_2042_Technical_million_m3_Before Competition Groups_14 | DHW Recirculation Systems | 3.018% | 0 | 124.6121 | Residential_2042_Technical_million_m3_Before Competition Groups_DHW Recirculation Systems
Residential | Res ¦ Basement Wall Insulation | 2042 | Economic | million_m3 | Before Competition Groups | 109.3267 | 0 | 0 | 3659.3831 | 0.029876 | 15 | Residential_2042_Economic_million_m3_Before Competition Groups_15 | Basement Wall Insulation | 2.988% | 0 | 109.3267 | Residential_2042_Economic_million_m3_Before Competition Groups_Basement Wall Insulation
Residential | Res ¦ Attic Insulation | 2042 | Achievable | million_m3 | Before Competition Groups | 71.504 | 0 | 0 | 2496.2256 | 0.028645 | 13 | Residential_2042_Achievable_million_m3_Before Competition Groups_13 | Attic Insulation | 2.864% | 0 | 71.504 | Residential_2042_Achievable_million_m3_Before Competition Groups_Attic Insulation
Residential | Res ¦ Condensing Make Up Air Unit | 2042 | Economic | million_m3 | Before Competition Groups | 103.9798 | 0 | 0 | 3659.3831 | 0.028415 | 16 | Residential_2042_Economic_million_m3_Before Competition Groups_16 | Condensing Make Up Air Unit | 2.841% | 0 | 103.9798 | Residential_2042_Economic_million_m3_Before Competition Groups_Condensing Make Up Air Unit
Residential | Res ¦ Building Recommissioning, Operations and Maintenance (O&M) Improvements | 2042 | Achievable | million_m3 | Before Competition Groups | 67.613 | 0 | 0 | 2496.2256 | 0.027086 | 14 | Residential_2042_Achievable_million_m3_Before Competition Groups_14 | Building Recommissioning, Operations and Maintenance (O&M) Improvements | 2.709% | 0 | 67.613 | Residential_2042_Achievable_million_m3_Before Competition Groups_Building Recommissioning, Operations and Maintenance (O&M) Improvements
Residential | Res ¦ Basement or Crawlspace Insulation | 2042 | Technical | million_m3 | Before Competition Groups | 111.6682 | 0 | 0 | 4128.4509 | 0.027048 | 15 | Residential_2042_Technical_million_m3_Before Competition Groups_15 | Basement or Crawlspace Insulation | 2.705% | 0 | 111.6682 | Residential_2042_Technical_million_m3_Before Competition Groups_Basement or Crawlspace Insulation
Residential | Res ¦ Basement Wall Insulation | 2042 | Technical | million_m3 | Before Competition Groups | 109.3267 | 0 | 0 | 4128.4509 | 0.026481 | 16 | Residential_2042_Technical_million_m3_Before Competition Groups_16 | Basement Wall Insulation | 2.648% | 0 | 109.3267 | Residential_2042_Technical_million_m3_Before Competition Groups_Basement Wall Insulation
Residential | Res ¦ Condensing Make Up Air Unit | 2042 | Technical | million_m3 | Before Competition Groups | 103.9798 | 0 | 0 | 4128.4509 | 0.025186 | 17 | Residential_2042_Technical_million_m3_Before Competition Groups_17 | Condensing Make Up Air Unit | 2.519% | 0 | 103.9798 | Residential_2042_Technical_million_m3_Before Competition Groups_Condensing Make Up Air Unit
Residential | Res ¦ Basement Wall Insulation | 2042 | Achievable | million_m3 | Before Competition Groups | 59.4958 | 0 | 0 | 2496.2256 | 0.023834 | 15 | Residential_2042_Achievable_million_m3_Before Competition Groups_15 | Basement Wall Insulation | 2.383% | 0 | 59.4958 | Residential_2042_Achievable_million_m3_Before Competition Groups_Basement Wall Insulation
Residential | Res ¦ Furnace Tune Up | 2042 | Economic | million_m3 | Before Competition Groups | 74.3701 | 0 | 0 | 3659.3831 | 0.020323 | 17 | Residential_2042_Economic_million_m3_Before Competition Groups_17 | Furnace Tune Up | 2.032% | 0 | 74.3701 | Residential_2042_Economic_million_m3_Before Competition Groups_Furnace Tune Up
Residential | Res ¦ Window Film | 2042 | Technical | million_m3 | Before Competition Groups | 76.7632 | 0 | 0 | 4128.4509 | 0.018594 | 18 | Residential_2042_Technical_million_m3_Before Competition Groups_18 | Window Film | 1.859% | 0 | 76.7632 | Residential_2042_Technical_million_m3_Before Competition Groups_Window Film
Residential | Res ¦ Advanced BAS/Controllers | 2042 | Economic | million_m3 | Before Competition Groups | 67.9981 | 0 | 0 | 3659.3831 | 0.018582 | 18 | Residential_2042_Economic_million_m3_Before Competition Groups_18 | Advanced BAS/Controllers | 1.858% | 0 | 67.9981 | Residential_2042_Economic_million_m3_Before Competition Groups_Advanced BAS/Controllers
Residential | Res ¦ Basement or Crawlspace Insulation | 2042 | Achievable | million_m3 | Before Competition Groups | 46.0392 | 0 | 0 | 2496.2256 | 0.018444 | 16 | Residential_2042_Achievable_million_m3_Before Competition Groups_16 | Basement or Crawlspace Insulation | 1.844% | 0 | 46.0392 | Residential_2042_Achievable_million_m3_Before Competition Groups_Basement or Crawlspace Insulation
Residential | Res ¦ Furnace Tune Up | 2042 | Technical | million_m3 | Before Competition Groups | 74.3701 | 0 | 0 | 4128.4509 | 0.018014 | 19 | Residential_2042_Technical_million_m3_Before Competition Groups_19 | Furnace Tune Up | 1.801% | 0 | 74.3701 | Residential_2042_Technical_million_m3_Before Competition Groups_Furnace Tune Up
Residential | Res ¦ High Efficiency Storage Water Heater | 2042 | Achievable | million_m3 | Before Competition Groups | 42.7198 | 0 | 0 | 2496.2256 | 0.017114 | 17 | Residential_2042_Achievable_million_m3_Before Competition Groups_17 | High Efficiency Storage Water Heater | 1.711% | 0 | 42.7198 | Residential_2042_Achievable_million_m3_Before Competition Groups_High Efficiency Storage Water Heater
Residential | Res ¦ Advanced BAS/Controllers | 2042 | Technical | million_m3 | Before Competition Groups | 67.9981 | 0 | 0 | 4128.4509 | 0.016471 | 20 | Residential_2042_Technical_million_m3_Before Competition Groups_20 | Advanced BAS/Controllers | 1.647% | 0 | 67.9981 | Residential_2042_Technical_million_m3_Before Competition Groups_Advanced BAS/Controllers
Residential | Res ¦ Solar Water Heating System | 2042 | Technical | million_m3 | Before Competition Groups | 67.1438 | 0 | 0 | 4128.4509 | 0.016264 | 21 | Residential_2042_Technical_million_m3_Before Competition Groups_21 | Solar Water Heating System | 1.626% | 0 | 67.1438 | Residential_2042_Technical_million_m3_Before Competition Groups_Solar Water Heating System
Residential | Res ¦ Building Recommissioning, Operations and Maintenance (O&M) Improvements | 2042 | Economic | million_m3 | Before Competition Groups | 56.2614 | 0 | 0 | 3659.3831 | 0.015375 | 19 | Residential_2042_Economic_million_m3_Before Competition Groups_19 | Building Recommissioning, Operations and Maintenance (O&M) Improvements | 1.537% | 0 | 56.2614 | Residential_2042_Economic_million_m3_Before Competition Groups_Building Recommissioning, Operations and Maintenance (O&M) Improvements
Residential | Res ¦ Tankless Water Heater | 2042 | Economic | million_m3 | Before Competition Groups | 50.6077 | 0 | 0 | 3659.3831 | 0.01383 | 20 | Residential_2042_Economic_million_m3_Before Competition Groups_20 | Tankless Water Heater | 1.383% | 0 | 50.6077 | Residential_2042_Economic_million_m3_Before Competition Groups_Tankless Water Heater
Residential | Res ¦ Building Recommissioning, Operations and Maintenance (O&M) Improvements | 2042 | Technical | million_m3 | Before Competition Groups | 56.2614 | 0 | 0 | 4128.4509 | 0.013628 | 22 | Residential_2042_Technical_million_m3_Before Competition Groups_22 | Building Recommissioning, Operations and Maintenance (O&M) Improvements | 1.363% | 0 | 56.2614 | Residential_2042_Technical_million_m3_Before Competition Groups_Building Recommissioning, Operations and Maintenance (O&M) Improvements
Residential | Res ¦ Ceiling Insulation | 2042 | Technical | million_m3 | Before Competition Groups | 55.2347 | 0 | 0 | 4128.4509 | 0.013379 | 23 | Residential_2042_Technical_million_m3_Before Competition Groups_23 | Ceiling Insulation | 1.338% | 0 | 55.2347 | Residential_2042_Technical_million_m3_Before Competition Groups_Ceiling Insulation
Residential | Res ¦ Demand Control Ventilation | 2042 | Achievable | million_m3 | Before Competition Groups | 32.6005 | 0 | 0 | 2496.2256 | 0.01306 | 18 | Residential_2042_Achievable_million_m3_Before Competition Groups_18 | Demand Control Ventilation | 1.306% | 0 | 32.6005 | Residential_2042_Achievable_million_m3_Before Competition Groups_Demand Control Ventilation
Residential | Res ¦ Duct Insulation MF | 2042 | Economic | million_m3 | Before Competition Groups | 44.4342 | 0 | 0 | 3659.3831 | 0.012143 | 21 | Residential_2042_Economic_million_m3_Before Competition Groups_21 | Duct Insulation MF | 1.214% | 0 | 44.4342 | Residential_2042_Economic_million_m3_Before Competition Groups_Duct Insulation MF
Residential | Res ¦ Floor Insulation | 2042 | Economic | million_m3 | Before Competition Groups | 42.8526 | 0 | 0 | 3659.3831 | 0.01171 | 22 | Residential_2042_Economic_million_m3_Before Competition Groups_22 | Floor Insulation | 1.171% | 0 | 42.8526 | Residential_2042_Economic_million_m3_Before Competition Groups_Floor Insulation
Residential | Res ¦ Heat Recovery Ventilator | 2042 | Achievable | million_m3 | Before Competition Groups | 27.9335 | 0 | 0 | 2496.2256 | 0.01119 | 19 | Residential_2042_Achievable_million_m3_Before Competition Groups_19 | Heat Recovery Ventilator | 1.119% | 0 | 27.9335 | Residential_2042_Achievable_million_m3_Before Competition Groups_Heat Recovery Ventilator
Residential | Res ¦ Duct Insulation | 2042 | Economic | million_m3 | Before Competition Groups | 40.9308 | 0 | 0 | 3659.3831 | 0.011185 | 23 | Residential_2042_Economic_million_m3_Before Competition Groups_23 | Duct Insulation | 1.119% | 0 | 40.9308 | Residential_2042_Economic_million_m3_Before Competition Groups_Duct Insulation
Residential | Res ¦ Duct Insulation MF | 2042 | Technical | million_m3 | Before Competition Groups | 44.4342 | 0 | 0 | 4128.4509 | 0.010763 | 24 | Residential_2042_Technical_million_m3_Before Competition Groups_24 | Duct Insulation MF | 1.076% | 0 | 44.4342 | Residential_2042_Technical_million_m3_Before Competition Groups_Duct Insulation MF
Residential | Res ¦ Floor Insulation | 2042 | Technical | million_m3 | Before Competition Groups | 42.8526 | 0 | 0 | 4128.4509 | 0.01038 | 25 | Residential_2042_Technical_million_m3_Before Competition Groups_25 | Floor Insulation | 1.038% | 0 | 42.8526 | Residential_2042_Technical_million_m3_Before Competition Groups_Floor Insulation
Residential | Res ¦ Duct Insulation | 2042 | Technical | million_m3 | Before Competition Groups | 40.9308 | 0 | 0 | 4128.4509 | 0.0099143 | 26 | Residential_2042_Technical_million_m3_Before Competition Groups_26 | Duct Insulation | 0.9914% | 0 | 40.9308 | Residential_2042_Technical_million_m3_Before Competition Groups_Duct Insulation
Residential | Res ¦ Duct Insulation MF | 2042 | Achievable | million_m3 | Before Competition Groups | 24.1746 | 0 | 0 | 2496.2256 | 0.0096844 | 20 | Residential_2042_Achievable_million_m3_Before Competition Groups_20 | Duct Insulation MF | 0.9684% | 0 | 24.1746 | Residential_2042_Achievable_million_m3_Before Competition Groups_Duct Insulation MF
Residential | Res ¦ Floor Insulation | 2042 | Achievable | million_m3 | Before Competition Groups | 23.3043 | 0 | 0 | 2496.2256 | 0.0093358 | 21 | Residential_2042_Achievable_million_m3_Before Competition Groups_21 | Floor Insulation | 0.9336% | 0 | 23.3043 | Residential_2042_Achievable_million_m3_Before Competition Groups_Floor Insulation
Residential | Res ¦ Duct Insulation | 2042 | Achievable | million_m3 | Before Competition Groups | 22.2494 | 0 | 0 | 2496.2256 | 0.0089132 | 22 | Residential_2042_Achievable_million_m3_Before Competition Groups_22 | Duct Insulation | 0.8913% | 0 | 22.2494 | Residential_2042_Achievable_million_m3_Before Competition Groups_Duct Insulation
Residential | Res ¦ Demand Control Ventilation | 2042 | Economic | million_m3 | Before Competition Groups | 30.4339 | 0 | 0 | 3659.3831 | 0.0083167 | 24 | Residential_2042_Economic_million_m3_Before Competition Groups_24 | Demand Control Ventilation | 0.8317% | 0 | 30.4339 | Residential_2042_Economic_million_m3_Before Competition Groups_Demand Control Ventilation
Residential | Res ¦ Home Energy Reports | 2042 | Technical | million_m3 | Before Competition Groups | 34.3296 | 0 | 0 | 4128.4509 | 0.0083154 | 27 | Residential_2042_Technical_million_m3_Before Competition Groups_27 | Home Energy Reports | 0.8315% | 0 | 34.3296 | Residential_2042_Technical_million_m3_Before Competition Groups_Home Energy Reports
Residential | Res ¦ Tankless Water Heater | 2042 | Achievable | million_m3 | Before Competition Groups | 20.4857 | 0 | 0 | 2496.2256 | 0.0082067 | 23 | Residential_2042_Achievable_million_m3_Before Competition Groups_23 | Tankless Water Heater | 0.8207% | 0 | 20.4857 | Residential_2042_Achievable_million_m3_Before Competition Groups_Tankless Water Heater
Residential | Res ¦ Furnace Tune Up | 2042 | Achievable | million_m3 | Before Competition Groups | 20.0133 | 0 | 0 | 2496.2256 | 0.0080174 | 24 | Residential_2042_Achievable_million_m3_Before Competition Groups_24 | Furnace Tune Up | 0.8017% | 0 | 20.0133 | Residential_2042_Achievable_million_m3_Before Competition Groups_Furnace Tune Up
Residential | Res ¦ Demand Control Ventilation | 2042 | Technical | million_m3 | Before Competition Groups | 30.4339 | 0 | 0 | 4128.4509 | 0.0073717 | 28 | Residential_2042_Technical_million_m3_Before Competition Groups_28 | Demand Control Ventilation | 0.7372% | 0 | 30.4339 | Residential_2042_Technical_million_m3_Before Competition Groups_Demand Control Ventilation
Residential | Res ¦ Home Energy Reports | 2042 | Achievable | million_m3 | Before Competition Groups | 18.0054 | 0 | 0 | 2496.2256 | 0.0072131 | 25 | Residential_2042_Achievable_million_m3_Before Competition Groups_25 | Home Energy Reports | 0.7213% | 0 | 18.0054 | Residential_2042_Achievable_million_m3_Before Competition Groups_Home Energy Reports
Residential | Res ¦ Home Energy Reports | 2042 | Economic | million_m3 | Before Competition Groups | 26.3532 | 0 | 0 | 3659.3831 | 0.0072016 | 25 | Residential_2042_Economic_million_m3_Before Competition Groups_25 | Home Energy Reports | 0.7202% | 0 | 26.3532 | Residential_2042_Economic_million_m3_Before Competition Groups_Home Energy Reports
Residential | Res ¦ Pool Cover | 2042 | Achievable | million_m3 | Before Competition Groups | 16.3008 | 0 | 0 | 2496.2256 | 0.0065302 | 26 | Residential_2042_Achievable_million_m3_Before Competition Groups_26 | Pool Cover | 0.653% | 0 | 16.3008 | Residential_2042_Achievable_million_m3_Before Competition Groups_Pool Cover
Residential | Res ¦ Early Hot Water Heater Replacement | 2042 | Technical | million_m3 | Before Competition Groups | 24.444 | 0 | 0 | 4128.4509 | 0.0059209 | 29 | Residential_2042_Technical_million_m3_Before Competition Groups_29 | Early Hot Water Heater Replacement | 0.5921% | 0 | 24.444 | Residential_2042_Technical_million_m3_Before Competition Groups_Early Hot Water Heater Replacement
Residential | Res ¦ Drain Water Heat Recovery | 2042 | Technical | million_m3 | Before Competition Groups | 20.8476 | 0 | 0 | 4128.4509 | 0.0050497 | 30 | Residential_2042_Technical_million_m3_Before Competition Groups_30 | Drain Water Heat Recovery | 0.505% | 0 | 20.8476 | Residential_2042_Technical_million_m3_Before Competition Groups_Drain Water Heat Recovery
Residential | Res ¦ Pool Cover | 2042 | Economic | million_m3 | Before Competition Groups | 13.5647 | 0 | 0 | 3659.3831 | 0.0037068 | 26 | Residential_2042_Economic_million_m3_Before Competition Groups_26 | Pool Cover | 0.3707% | 0 | 13.5647 | Residential_2042_Economic_million_m3_Before Competition Groups_Pool Cover
Residential | Res ¦ Pool Cover | 2042 | Technical | million_m3 | Before Competition Groups | 13.5647 | 0 | 0 | 4128.4509 | 0.0032857 | 31 | Residential_2042_Technical_million_m3_Before Competition Groups_31 | Pool Cover | 0.3286% | 0 | 13.5647 | Residential_2042_Technical_million_m3_Before Competition Groups_Pool Cover
Residential | Res ¦ High Efficiency Gas Pool Heater | 2042 | Technical | million_m3 | Before Competition Groups | 12.6619 | 0 | 0 | 4128.4509 | 0.003067 | 32 | Residential_2042_Technical_million_m3_Before Competition Groups_32 | High Efficiency Gas Pool Heater | 0.3067% | 0 | 12.6619 | Residential_2042_Technical_million_m3_Before Competition Groups_High Efficiency Gas Pool Heater
Residential | Res ¦ Water Heater Temperature Setback | 2042 | Achievable | million_m3 | Before Competition Groups | 7.3148 | 0 | 0 | 2496.2256 | 0.0029304 | 27 | Residential_2042_Achievable_million_m3_Before Competition Groups_27 | Water Heater Temperature Setback | 0.293% | 0 | 7.3148 | Residential_2042_Achievable_million_m3_Before Competition Groups_Water Heater Temperature Setback
Residential | Res ¦ Wall Insulation MF | 2042 | Economic | million_m3 | Before Competition Groups | 6.8784 | 0 | 0 | 3659.3831 | 0.0018797 | 27 | Residential_2042_Economic_million_m3_Before Competition Groups_27 | Wall Insulation MF | 0.188% | 0 | 6.8784 | Residential_2042_Economic_million_m3_Before Competition Groups_Wall Insulation MF
Residential | Res ¦ Wall Insulation MF | 2042 | Technical | million_m3 | Before Competition Groups | 6.8784 | 0 | 0 | 4128.4509 | 0.0016661 | 33 | Residential_2042_Technical_million_m3_Before Competition Groups_33 | Wall Insulation MF | 0.1666% | 0 | 6.8784 | Residential_2042_Technical_million_m3_Before Competition Groups_Wall Insulation MF
Residential | Res ¦ Water Heater Temperature Setback | 2042 | Economic | million_m3 | Before Competition Groups | 6.0868 | 0 | 0 | 3659.3831 | 0.0016633 | 28 | Residential_2042_Economic_million_m3_Before Competition Groups_28 | Water Heater Temperature Setback | 0.1663% | 0 | 6.0868 | Residential_2042_Economic_million_m3_Before Competition Groups_Water Heater Temperature Setback
Residential | Res ¦ Wall Insulation MF | 2042 | Achievable | million_m3 | Before Competition Groups | 3.7437 | 0 | 0 | 2496.2256 | 0.0014997 | 28 | Residential_2042_Achievable_million_m3_Before Competition Groups_28 | Wall Insulation MF | 0.15% | 0 | 3.7437 | Residential_2042_Achievable_million_m3_Before Competition Groups_Wall Insulation MF
Residential | Res ¦ Water Heater Temperature Setback | 2042 | Technical | million_m3 | Before Competition Groups | 6.0868 | 0 | 0 | 4128.4509 | 0.0014744 | 34 | Residential_2042_Technical_million_m3_Before Competition Groups_34 | Water Heater Temperature Setback | 0.1474% | 0 | 6.0868 | Residential_2042_Technical_million_m3_Before Competition Groups_Water Heater Temperature Setback
Residential | Res ¦ Ceiling Insulation | 2042 | Economic | million_m3 | Before Competition Groups | 5.0334 | 0 | 0 | 3659.3831 | 0.0013755 | 29 | Residential_2042_Economic_million_m3_Before Competition Groups_29 | Ceiling Insulation | 0.1375% | 0 | 5.0334 | Residential_2042_Economic_million_m3_Before Competition Groups_Ceiling Insulation
Residential | Res ¦ Drain Water Heat Recovery | 2042 | Economic | million_m3 | Before Competition Groups | 3.7254 | 0 | 0 | 3659.3831 | 0.001018 | 30 | Residential_2042_Economic_million_m3_Before Competition Groups_30 | Drain Water Heat Recovery | 0.1018% | 0 | 3.7254 | Residential_2042_Economic_million_m3_Before Competition Groups_Drain Water Heat Recovery
Residential | Res ¦ Ceiling Insulation | 2042 | Achievable | million_m3 | Before Competition Groups | 1.8876 | 0 | 0 | 2496.2256 | 0.00075618 | 29 | Residential_2042_Achievable_million_m3_Before Competition Groups_29 | Ceiling Insulation | 0.07562% | 0 | 1.8876 | Residential_2042_Achievable_million_m3_Before Competition Groups_Ceiling Insulation
Residential | Res ¦ Energy Star Clothes Dryer | 2042 | Technical | million_m3 | Before Competition Groups | 2.8263 | 0 | 0 | 4128.4509 | 0.0006846 | 35 | Residential_2042_Technical_million_m3_Before Competition Groups_35 | Energy Star Clothes Dryer | 0.06846% | 0 | 2.8263 | Residential_2042_Technical_million_m3_Before Competition Groups_Energy Star Clothes Dryer
Residential | Res ¦ Drain Water Heat Recovery | 2042 | Achievable | million_m3 | Before Competition Groups | 1.2622 | 0 | 0 | 2496.2256 | 0.00050565 | 30 | Residential_2042_Achievable_million_m3_Before Competition Groups_30 | Drain Water Heat Recovery | 0.05057% | 0 | 1.2622 | Residential_2042_Achievable_million_m3_Before Competition Groups_Drain Water Heat Recovery
Residential | Res ¦ Clothes Drying Racks | 2042 | Achievable | million_m3 | Before Competition Groups | 1.2558 | 0 | 0 | 2496.2256 | 0.00050308 | 31 | Residential_2042_Achievable_million_m3_Before Competition Groups_31 | Clothes Drying Racks | 0.05031% | 0 | 1.2558 | Residential_2042_Achievable_million_m3_Before Competition Groups_Clothes Drying Racks
Residential | Res ¦ Energy Star Clothes Washer | 2042 | Achievable | million_m3 | Before Competition Groups | 1.2409 | 0 | 0 | 2496.2256 | 0.00049711 | 32 | Residential_2042_Achievable_million_m3_Before Competition Groups_32 | Energy Star Clothes Washer | 0.04971% | 0 | 1.2409 | Residential_2042_Achievable_million_m3_Before Competition Groups_Energy Star Clothes Washer
Residential | Res ¦ Energy Star Clothes Washer | 2042 | Economic | million_m3 | Before Competition Groups | 1.348 | 0 | 0 | 3659.3831 | 0.00036836 | 31 | Residential_2042_Economic_million_m3_Before Competition Groups_31 | Energy Star Clothes Washer | 0.03684% | 0 | 1.348 | Residential_2042_Economic_million_m3_Before Competition Groups_Energy Star Clothes Washer
Residential | Res ¦ Energy Star Clothes Washer | 2042 | Technical | million_m3 | Before Competition Groups | 1.348 | 0 | 0 | 4128.4509 | 0.00032651 | 36 | Residential_2042_Technical_million_m3_Before Competition Groups_36 | Energy Star Clothes Washer | 0.03265% | 0 | 1.348 | Residential_2042_Technical_million_m3_Before Competition Groups_Energy Star Clothes Washer
Residential | Res ¦ Clothes Drying Racks | 2042 | Economic | million_m3 | Before Competition Groups | 1.0453 | 0 | 0 | 3659.3831 | 0.00028564 | 32 | Residential_2042_Economic_million_m3_Before Competition Groups_32 | Clothes Drying Racks | 0.02856% | 0 | 1.0453 | Residential_2042_Economic_million_m3_Before Competition Groups_Clothes Drying Racks
Residential | Res ¦ Minimize Hot and Warm Clothes Wash | 2042 | Achievable | million_m3 | Before Competition Groups | 0.68122 | 0 | 0 | 2496.2256 | 0.0002729 | 33 | Residential_2042_Achievable_million_m3_Before Competition Groups_33 | Minimize Hot and Warm Clothes Wash | 0.02729% | 0 | 0.68122 | Residential_2042_Achievable_million_m3_Before Competition Groups_Minimize Hot and Warm Clothes Wash
Residential | Res ¦ Clothes Drying Racks | 2042 | Technical | million_m3 | Before Competition Groups | 1.0453 | 0 | 0 | 4128.4509 | 0.00025319 | 37 | Residential_2042_Technical_million_m3_Before Competition Groups_37 | Clothes Drying Racks | 0.02532% | 0 | 1.0453 | Residential_2042_Technical_million_m3_Before Competition Groups_Clothes Drying Racks
Residential | Res ¦ Minimize Hot and Warm Clothes Wash | 2042 | Economic | million_m3 | Before Competition Groups | 0.90829 | 0 | 0 | 3659.3831 | 0.00024821 | 33 | Residential_2042_Economic_million_m3_Before Competition Groups_33 | Minimize Hot and Warm Clothes Wash | 0.02482% | 0 | 0.90829 | Residential_2042_Economic_million_m3_Before Competition Groups_Minimize Hot and Warm Clothes Wash
Residential | Res ¦ Minimize Hot and Warm Clothes Wash | 2042 | Technical | million_m3 | Before Competition Groups | 0.90829 | 0 | 0 | 4128.4509 | 0.00022001 | 38 | Residential_2042_Technical_million_m3_Before Competition Groups_38 | Minimize Hot and Warm Clothes Wash | 0.022% | 0 | 0.90829 | Residential_2042_Technical_million_m3_Before Competition Groups_Minimize Hot and Warm Clothes Wash
Residential | Res ¦ Solar Water Preheat (Pools/DHW) | 2042 | Technical | million_m3 | Before Competition Groups | 0.10841 | 0 | 0 | 4128.4509 | 2.6259e-05 | 39 | Residential_2042_Technical_million_m3_Before Competition Groups_39 | Solar Water Preheat (Pools/DHW) | 0.002626% | 0 | 0.10841 | Residential_2042_Technical_million_m3_Before Competition Groups_Solar Water Preheat (Pools/DHW)
Residential | Res ¦ Adaptive Thermostat | 2023 | Economic | MW | Before Competition Groups | 193.7117 | 0 | 0 | 808.3619 | 0.23963 | 1 | Residential_2023_Economic_MW_Before Competition Groups_1 | Adaptive Thermostat | 23.96% | 0 | 193.7117 | Residential_2023_Economic_MW_Before Competition Groups_Adaptive Thermostat
Residential | Res ¦ Building Recommissioning, Operations and Maintenance (O&M) Improvements | 2023 | Achievable | MW | Before Competition Groups | 5.6804 | 0 | 0 | 34.934 | 0.1626 | 1 | Residential_2023_Achievable_MW_Before Competition Groups_1 | Building Recommissioning, Operations and Maintenance (O&M) Improvements | 16.26% | 0 | 5.6804 | Residential_2023_Achievable_MW_Before Competition Groups_Building Recommissioning, Operations and Maintenance (O&M) Improvements
Residential | Res ¦ Energy Star Central Air Conditioner | 2023 | Technical | MW | Before Competition Groups | 228.8376 | 0 | 0 | 1493.3718 | 0.15324 | 1 | Residential_2023_Technical_MW_Before Competition Groups_1 | Energy Star Central Air Conditioner | 15.32% | 0 | 228.8376 | Residential_2023_Technical_MW_Before Competition Groups_Energy Star Central Air Conditioner
Residential | Res ¦ Building Recommissioning, Operations and Maintenance (O&M) Improvements | 2023 | Economic | MW | Before Competition Groups | 104.9397 | 0 | 0 | 808.3619 | 0.12982 | 2 | Residential_2023_Economic_MW_Before Competition Groups_2 | Building Recommissioning, Operations and Maintenance (O&M) Improvements | 12.98% | 0 | 104.9397 | Residential_2023_Economic_MW_Before Competition Groups_Building Recommissioning, Operations and Maintenance (O&M) Improvements
Residential | Res ¦ Adaptive Thermostat | 2023 | Technical | MW | Before Competition Groups | 193.7117 | 0 | 0 | 1493.3718 | 0.12971 | 2 | Residential_2023_Technical_MW_Before Competition Groups_2 | Adaptive Thermostat | 12.97% | 0 | 193.7117 | Residential_2023_Technical_MW_Before Competition Groups_Adaptive Thermostat
Residential | Res ¦ Energy Star Clothes Washer | 2023 | Achievable | MW | Before Competition Groups | 4.0598 | 0 | 0 | 34.934 | 0.11621 | 2 | Residential_2023_Achievable_MW_Before Competition Groups_2 | Energy Star Clothes Washer | 11.62% | 0 | 4.0598 | Residential_2023_Achievable_MW_Before Competition Groups_Energy Star Clothes Washer
Residential | Res ¦ Basement Wall Insulation | 2023 | Economic | MW | Before Competition Groups | 93.279 | 0 | 0 | 808.3619 | 0.11539 | 3 | Residential_2023_Economic_MW_Before Competition Groups_3 | Basement Wall Insulation | 11.54% | 0 | 93.279 | Residential_2023_Economic_MW_Before Competition Groups_Basement Wall Insulation
Residential | Res ¦ Variable Speed Pool Pump Motor | 2023 | Achievable | MW | Before Competition Groups | 4.0038 | 0 | 0 | 34.934 | 0.11461 | 3 | Residential_2023_Achievable_MW_Before Competition Groups_3 | Variable Speed Pool Pump Motor | 11.46% | 0 | 4.0038 | Residential_2023_Achievable_MW_Before Competition Groups_Variable Speed Pool Pump Motor
Residential | Res ¦ Adaptive Thermostat | 2023 | Achievable | MW | Before Competition Groups | 3.5651 | 0 | 0 | 34.934 | 0.10205 | 4 | Residential_2023_Achievable_MW_Before Competition Groups_4 | Adaptive Thermostat | 10.21% | 0 | 3.5651 | Residential_2023_Achievable_MW_Before Competition Groups_Adaptive Thermostat
Residential | Res ¦ Ductless Mini-Split Heat Pump | 2023 | Achievable | MW | Before Competition Groups | 3.3454 | 0 | 0 | 34.934 | 0.095764 | 5 | Residential_2023_Achievable_MW_Before Competition Groups_5 | Ductless Mini-Split Heat Pump | 9.576% | 0 | 3.3454 | Residential_2023_Achievable_MW_Before Competition Groups_Ductless Mini-Split Heat Pump
Residential | Res ¦ Variable Speed Pool Pump Motor | 2023 | Economic | MW | Before Competition Groups | 73.9713 | 0 | 0 | 808.3619 | 0.091508 | 4 | Residential_2023_Economic_MW_Before Competition Groups_4 | Variable Speed Pool Pump Motor | 9.151% | 0 | 73.9713 | Residential_2023_Economic_MW_Before Competition Groups_Variable Speed Pool Pump Motor
Residential | Res ¦ Attic Insulation | 2023 | Economic | MW | Before Competition Groups | 72.0001 | 0 | 0 | 808.3619 | 0.089069 | 5 | Residential_2023_Economic_MW_Before Competition Groups_5 | Attic Insulation | 8.907% | 0 | 72.0001 | Residential_2023_Economic_MW_Before Competition Groups_Attic Insulation
Residential | Res ¦ Building Recommissioning, Operations and Maintenance (O&M) Improvements | 2023 | Technical | MW | Before Competition Groups | 104.9397 | 0 | 0 | 1493.3718 | 0.07027 | 3 | Residential_2023_Technical_MW_Before Competition Groups_3 | Building Recommissioning, Operations and Maintenance (O&M) Improvements | 7.027% | 0 | 104.9397 | Residential_2023_Technical_MW_Before Competition Groups_Building Recommissioning, Operations and Maintenance (O&M) Improvements
Residential | Res ¦ Basement Wall Insulation | 2023 | Technical | MW | Before Competition Groups | 93.279 | 0 | 0 | 1493.3718 | 0.062462 | 4 | Residential_2023_Technical_MW_Before Competition Groups_4 | Basement Wall Insulation | 6.246% | 0 | 93.279 | Residential_2023_Technical_MW_Before Competition Groups_Basement Wall Insulation
Residential | Res ¦ Basement or Crawlspace Insulation | 2023 | Technical | MW | Before Competition Groups | 77.6199 | 0 | 0 | 1493.3718 | 0.051976 | 5 | Residential_2023_Technical_MW_Before Competition Groups_5 | Basement or Crawlspace Insulation | 5.198% | 0 | 77.6199 | Residential_2023_Technical_MW_Before Competition Groups_Basement or Crawlspace Insulation
Residential | Res ¦ Smart Power Bar | 2023 | Technical | MW | Before Competition Groups | 76.2886 | 0 | 0 | 1493.3718 | 0.051085 | 6 | Residential_2023_Technical_MW_Before Competition Groups_6 | Smart Power Bar | 5.108% | 0 | 76.2886 | Residential_2023_Technical_MW_Before Competition Groups_Smart Power Bar
Residential | Res ¦ Variable Speed Pool Pump Motor | 2023 | Technical | MW | Before Competition Groups | 73.9713 | 0 | 0 | 1493.3718 | 0.049533 | 7 | Residential_2023_Technical_MW_Before Competition Groups_7 | Variable Speed Pool Pump Motor | 4.953% | 0 | 73.9713 | Residential_2023_Technical_MW_Before Competition Groups_Variable Speed Pool Pump Motor
Residential | Res ¦ Attic Insulation | 2023 | Technical | MW | Before Competition Groups | 72.0001 | 0 | 0 | 1493.3718 | 0.048213 | 8 | Residential_2023_Technical_MW_Before Competition Groups_8 | Attic Insulation | 4.821% | 0 | 72.0001 | Residential_2023_Technical_MW_Before Competition Groups_Attic Insulation
Residential | Res ¦ Energy Star LED Bulbs General Purpose LEDs | 2023 | Achievable | MW | Before Competition Groups | 1.5901 | 0 | 0 | 34.934 | 0.045516 | 6 | Residential_2023_Achievable_MW_Before Competition Groups_6 | Energy Star LED Bulbs General Purpose LEDs | 4.552% | 0 | 1.5901 | Residential_2023_Achievable_MW_Before Competition Groups_Energy Star LED Bulbs General Purpose LEDs
Residential | Res ¦ Energy Star LED Specialty Bulbs | 2023 | Achievable | MW | Before Competition Groups | 1.3351 | 0 | 0 | 34.934 | 0.038217 | 7 | Residential_2023_Achievable_MW_Before Competition Groups_7 | Energy Star LED Specialty Bulbs | 3.822% | 0 | 1.3351 | Residential_2023_Achievable_MW_Before Competition Groups_Energy Star LED Specialty Bulbs
Residential | Res ¦ Wall Insulation | 2023 | Technical | MW | Before Competition Groups | 56.4257 | 0 | 0 | 1493.3718 | 0.037784 | 9 | Residential_2023_Technical_MW_Before Competition Groups_9 | Wall Insulation | 3.778% | 0 | 56.4257 | Residential_2023_Technical_MW_Before Competition Groups_Wall Insulation
Residential | Res ¦ Duct Insulation | 2023 | Economic | MW | Before Competition Groups | 21.8329 | 0 | 0 | 808.3619 | 0.027009 | 6 | Residential_2023_Economic_MW_Before Competition Groups_6 | Duct Insulation | 2.701% | 0 | 21.8329 | Residential_2023_Economic_MW_Before Competition Groups_Duct Insulation
Residential | Res ¦ Basement Wall Insulation | 2023 | Achievable | MW | Before Competition Groups | 0.91797 | 0 | 0 | 34.934 | 0.026277 | 8 | Residential_2023_Achievable_MW_Before Competition Groups_8 | Basement Wall Insulation | 2.628% | 0 | 0.91797 | Residential_2023_Achievable_MW_Before Competition Groups_Basement Wall Insulation
Residential | Res ¦ Energy Star Room Air Conditioner | 2023 | Achievable | MW | Before Competition Groups | 0.87559 | 0 | 0 | 34.934 | 0.025064 | 9 | Residential_2023_Achievable_MW_Before Competition Groups_9 | Energy Star Room Air Conditioner | 2.506% | 0 | 0.87559 | Residential_2023_Achievable_MW_Before Competition Groups_Energy Star Room Air Conditioner
Residential | Res ¦ Occupancy Sensors MF | 2023 | Achievable | MW | Before Competition Groups | 0.86313 | 0 | 0 | 34.934 | 0.024707 | 10 | Residential_2023_Achievable_MW_Before Competition Groups_10 | Occupancy Sensors MF | 2.471% | 0 | 0.86313 | Residential_2023_Achievable_MW_Before Competition Groups_Occupancy Sensors MF
Residential | Res ¦ Air Sealing | 2023 | Economic | MW | Before Competition Groups | 19.8858 | 0 | 0 | 808.3619 | 0.0246 | 7 | Residential_2023_Economic_MW_Before Competition Groups_7 | Air Sealing | 2.46% | 0 | 19.8858 | Residential_2023_Economic_MW_Before Competition Groups_Air Sealing
Residential | Res ¦ Advanced BAS/Controllers | 2023 | Achievable | MW | Before Competition Groups | 0.82968 | 0 | 0 | 34.934 | 0.02375 | 11 | Residential_2023_Achievable_MW_Before Competition Groups_11 | Advanced BAS/Controllers | 2.375% | 0 | 0.82968 | Residential_2023_Achievable_MW_Before Competition Groups_Advanced BAS/Controllers
Residential | Res ¦ Floor Insulation | 2023 | Economic | MW | Before Competition Groups | 18.904 | 0 | 0 | 808.3619 | 0.023386 | 8 | Residential_2023_Economic_MW_Before Competition Groups_8 | Floor Insulation | 2.339% | 0 | 18.904 | Residential_2023_Economic_MW_Before Competition Groups_Floor Insulation
Residential | Res ¦ Ductless Mini-Split Heat Pump | 2023 | Economic | MW | Before Competition Groups | 17.8576 | 0 | 0 | 808.3619 | 0.022091 | 9 | Residential_2023_Economic_MW_Before Competition Groups_9 | Ductless Mini-Split Heat Pump | 2.209% | 0 | 17.8576 | Residential_2023_Economic_MW_Before Competition Groups_Ductless Mini-Split Heat Pump
Residential | Res ¦ Energy Star A Line, PAR, MR Lamps | 2023 | Economic | MW | Before Competition Groups | 17.7576 | 0 | 0 | 808.3619 | 0.021967 | 10 | Residential_2023_Economic_MW_Before Competition Groups_10 | Energy Star A Line, PAR, MR Lamps | 2.197% | 0 | 17.7576 | Residential_2023_Economic_MW_Before Competition Groups_Energy Star A Line, PAR, MR Lamps
Residential | Res ¦ Clothes Drying Racks | 2023 | Achievable | MW | Before Competition Groups | 0.75403 | 0 | 0 | 34.934 | 0.021584 | 12 | Residential_2023_Achievable_MW_Before Competition Groups_12 | Clothes Drying Racks | 2.158% | 0 | 0.75403 | Residential_2023_Achievable_MW_Before Competition Groups_Clothes Drying Racks
Residential | Res ¦ High Efficiency Chiller (avg of water and air cooled) | 2023 | Achievable | MW | Before Competition Groups | 0.73944 | 0 | 0 | 34.934 | 0.021167 | 13 | Residential_2023_Achievable_MW_Before Competition Groups_13 | High Efficiency Chiller (avg of water and air cooled) | 2.117% | 0 | 0.73944 | Residential_2023_Achievable_MW_Before Competition Groups_High Efficiency Chiller (avg of water and air cooled)
Residential | Res ¦ Energy Star A Line, PAR, MR Lamps | 2023 | Achievable | MW | Before Competition Groups | 0.73473 | 0 | 0 | 34.934 | 0.021032 | 14 | Residential_2023_Achievable_MW_Before Competition Groups_14 | Energy Star A Line, PAR, MR Lamps | 2.103% | 0 | 0.73473 | Residential_2023_Achievable_MW_Before Competition Groups_Energy Star A Line, PAR, MR Lamps
Residential | Res ¦ Attic Insulation | 2023 | Achievable | MW | Before Competition Groups | 0.70847 | 0 | 0 | 34.934 | 0.02028 | 15 | Residential_2023_Achievable_MW_Before Competition Groups_15 | Attic Insulation | 2.028% | 0 | 0.70847 | Residential_2023_Achievable_MW_Before Competition Groups_Attic Insulation
Residential | Res ¦ Occupancy Sensors MF | 2023 | Economic | MW | Before Competition Groups | 15.9452 | 0 | 0 | 808.3619 | 0.019725 | 11 | Residential_2023_Economic_MW_Before Competition Groups_11 | Occupancy Sensors MF | 1.973% | 0 | 15.9452 | Residential_2023_Economic_MW_Before Competition Groups_Occupancy Sensors MF
Residential | Res ¦ Advanced BAS/Controllers | 2023 | Economic | MW | Before Competition Groups | 15.3292 | 0 | 0 | 808.3619 | 0.018963 | 12 | Residential_2023_Economic_MW_Before Competition Groups_12 | Advanced BAS/Controllers | 1.896% | 0 | 15.3292 | Residential_2023_Economic_MW_Before Competition Groups_Advanced BAS/Controllers
Residential | Res ¦ Ceiling Insulation | 2023 | Technical | MW | Before Competition Groups | 28.1062 | 0 | 0 | 1493.3718 | 0.018821 | 10 | Residential_2023_Technical_MW_Before Competition Groups_10 | Ceiling Insulation | 1.882% | 0 | 28.1062 | Residential_2023_Technical_MW_Before Competition Groups_Ceiling Insulation
Residential | Res ¦ Refrigerator Recycling | 2023 | Achievable | MW | Before Competition Groups | 0.63928 | 0 | 0 | 34.934 | 0.0183 | 16 | Residential_2023_Achievable_MW_Before Competition Groups_16 | Refrigerator Recycling | 1.83% | 0 | 0.63928 | Residential_2023_Achievable_MW_Before Competition Groups_Refrigerator Recycling
Residential | Res ¦ Energy Star LED Bulbs General Purpose LEDs | 2023 | Economic | MW | Before Competition Groups | 14.2896 | 0 | 0 | 808.3619 | 0.017677 | 13 | Residential_2023_Economic_MW_Before Competition Groups_13 | Energy Star LED Bulbs General Purpose LEDs | 1.768% | 0 | 14.2896 | Residential_2023_Economic_MW_Before Competition Groups_Energy Star LED Bulbs General Purpose LEDs
Residential | Res ¦ Clothes Drying Racks | 2023 | Economic | MW | Before Competition Groups | 13.9359 | 0 | 0 | 808.3619 | 0.01724 | 14 | Residential_2023_Economic_MW_Before Competition Groups_14 | Clothes Drying Racks | 1.724% | 0 | 13.9359 | Residential_2023_Economic_MW_Before Competition Groups_Clothes Drying Racks
Residential | Res ¦ Freezer Recycling | 2023 | Achievable | MW | Before Competition Groups | 0.59415 | 0 | 0 | 34.934 | 0.017008 | 17 | Residential_2023_Achievable_MW_Before Competition Groups_17 | Freezer Recycling | 1.701% | 0 | 0.59415 | Residential_2023_Achievable_MW_Before Competition Groups_Freezer Recycling
Residential | Res ¦ Duct Insulation | 2023 | Technical | MW | Before Competition Groups | 23.4351 | 0 | 0 | 1493.3718 | 0.015693 | 11 | Residential_2023_Technical_MW_Before Competition Groups_11 | Duct Insulation | 1.569% | 0 | 23.4351 | Residential_2023_Technical_MW_Before Competition Groups_Duct Insulation
Residential | Res ¦ Wall Insulation | 2023 | Economic | MW | Before Competition Groups | 12.3311 | 0 | 0 | 808.3619 | 0.015254 | 15 | Residential_2023_Economic_MW_Before Competition Groups_15 | Wall Insulation | 1.525% | 0 | 12.3311 | Residential_2023_Economic_MW_Before Competition Groups_Wall Insulation
Residential | Res ¦ Energy Star LED Specialty Bulbs | 2023 | Economic | MW | Before Competition Groups | 11.998 | 0 | 0 | 808.3619 | 0.014842 | 16 | Residential_2023_Economic_MW_Before Competition Groups_16 | Energy Star LED Specialty Bulbs | 1.484% | 0 | 11.998 | Residential_2023_Economic_MW_Before Competition Groups_Energy Star LED Specialty Bulbs
Residential | Res ¦ Refrigerator Recycling | 2023 | Economic | MW | Before Competition Groups | 11.811 | 0 | 0 | 808.3619 | 0.014611 | 17 | Residential_2023_Economic_MW_Before Competition Groups_17 | Refrigerator Recycling | 1.461% | 0 | 11.811 | Residential_2023_Economic_MW_Before Competition Groups_Refrigerator Recycling
Residential | Res ¦ Ductless Mini-Split Air Conditioner | 2023 | Technical | MW | Before Competition Groups | 21.2174 | 0 | 0 | 1493.3718 | 0.014208 | 12 | Residential_2023_Technical_MW_Before Competition Groups_12 | Ductless Mini-Split Air Conditioner | 1.421% | 0 | 21.2174 | Residential_2023_Technical_MW_Before Competition Groups_Ductless Mini-Split Air Conditioner
Residential | Res ¦ ENERGY STAR LED LAMPS (REFLECTOR LAMPs/MR16/PAR 16) | 2023 | Achievable | MW | Before Competition Groups | 0.48329 | 0 | 0 | 34.934 | 0.013834 | 18 | Residential_2023_Achievable_MW_Before Competition Groups_18 | ENERGY STAR LED LAMPS (REFLECTOR LAMPs/MR16/PAR 16) | 1.383% | 0 | 0.48329 | Residential_2023_Achievable_MW_Before Competition Groups_ENERGY STAR LED LAMPS (REFLECTOR LAMPs/MR16/PAR 16)
Residential | Res ¦ Variable Refrigerant Flow Heat Pump | 2023 | Technical | MW | Before Competition Groups | 20.4385 | 0 | 0 | 1493.3718 | 0.013686 | 13 | Residential_2023_Technical_MW_Before Competition Groups_13 | Variable Refrigerant Flow Heat Pump | 1.369% | 0 | 20.4385 | Residential_2023_Technical_MW_Before Competition Groups_Variable Refrigerant Flow Heat Pump
Residential | Res ¦ Freezer Recycling | 2023 | Economic | MW | Before Competition Groups | 11.0019 | 0 | 0 | 808.3619 | 0.01361 | 18 | Residential_2023_Economic_MW_Before Competition Groups_18 | Freezer Recycling | 1.361% | 0 | 11.0019 | Residential_2023_Economic_MW_Before Competition Groups_Freezer Recycling
Residential | Res ¦ Air Sealing | 2023 | Technical | MW | Before Competition Groups | 19.8858 | 0 | 0 | 1493.3718 | 0.013316 | 14 | Residential_2023_Technical_MW_Before Competition Groups_14 | Air Sealing | 1.332% | 0 | 19.8858 | Residential_2023_Technical_MW_Before Competition Groups_Air Sealing
Residential | Res ¦ Central Air Conditioner Maintenance | 2023 | Technical | MW | Before Competition Groups | 19.2008 | 0 | 0 | 1493.3718 | 0.012857 | 15 | Residential_2023_Technical_MW_Before Competition Groups_15 | Central Air Conditioner Maintenance | 1.286% | 0 | 19.2008 | Residential_2023_Technical_MW_Before Competition Groups_Central Air Conditioner Maintenance
Residential | Res ¦ Energy Star Air Source Heat Pump | 2023 | Achievable | MW | Before Competition Groups | 0.44544 | 0 | 0 | 34.934 | 0.012751 | 19 | Residential_2023_Achievable_MW_Before Competition Groups_19 | Energy Star Air Source Heat Pump | 1.275% | 0 | 0.44544 | Residential_2023_Achievable_MW_Before Competition Groups_Energy Star Air Source Heat Pump
Residential | Res ¦ Floor Insulation | 2023 | Technical | MW | Before Competition Groups | 18.904 | 0 | 0 | 1493.3718 | 0.012659 | 16 | Residential_2023_Technical_MW_Before Competition Groups_16 | Floor Insulation | 1.266% | 0 | 18.904 | Residential_2023_Technical_MW_Before Competition Groups_Floor Insulation
Residential | Res ¦ Energy Star Air Source Heat Pump | 2023 | Economic | MW | Before Competition Groups | 10.0265 | 0 | 0 | 808.3619 | 0.012404 | 19 | Residential_2023_Economic_MW_Before Competition Groups_19 | Energy Star Air Source Heat Pump | 1.24% | 0 | 10.0265 | Residential_2023_Economic_MW_Before Competition Groups_Energy Star Air Source Heat Pump
Residential | Res ¦ Energy Star Clothes Washer | 2023 | Economic | MW | Before Competition Groups | 9.7406 | 0 | 0 | 808.3619 | 0.01205 | 20 | Residential_2023_Economic_MW_Before Competition Groups_20 | Energy Star Clothes Washer | 1.205% | 0 | 9.7406 | Residential_2023_Economic_MW_Before Competition Groups_Energy Star Clothes Washer
Residential | Res ¦ Ductless Mini-Split Heat Pump | 2023 | Technical | MW | Before Competition Groups | 17.8576 | 0 | 0 | 1493.3718 | 0.011958 | 17 | Residential_2023_Technical_MW_Before Competition Groups_17 | Ductless Mini-Split Heat Pump | 1.196% | 0 | 17.8576 | Residential_2023_Technical_MW_Before Competition Groups_Ductless Mini-Split Heat Pump
Residential | Res ¦ Energy Star A Line, PAR, MR Lamps | 2023 | Technical | MW | Before Competition Groups | 17.7576 | 0 | 0 | 1493.3718 | 0.011891 | 18 | Residential_2023_Technical_MW_Before Competition Groups_18 | Energy Star A Line, PAR, MR Lamps | 1.189% | 0 | 17.7576 | Residential_2023_Technical_MW_Before Competition Groups_Energy Star A Line, PAR, MR Lamps
Residential | Res ¦ Energy Star Ground Source Heat Pump | 2023 | Technical | MW | Before Competition Groups | 17.732 | 0 | 0 | 1493.3718 | 0.011874 | 19 | Residential_2023_Technical_MW_Before Competition Groups_19 | Energy Star Ground Source Heat Pump | 1.187% | 0 | 17.732 | Residential_2023_Technical_MW_Before Competition Groups_Energy Star Ground Source Heat Pump
Residential | Res ¦ Dehumidifier Recycling | 2023 | Technical | MW | Before Competition Groups | 17.5304 | 0 | 0 | 1493.3718 | 0.011739 | 20 | Residential_2023_Technical_MW_Before Competition Groups_20 | Dehumidifier Recycling | 1.174% | 0 | 17.5304 | Residential_2023_Technical_MW_Before Competition Groups_Dehumidifier Recycling
Residential | Res ¦ Occupancy Sensors MF | 2023 | Technical | MW | Before Competition Groups | 15.9452 | 0 | 0 | 1493.3718 | 0.010677 | 21 | Residential_2023_Technical_MW_Before Competition Groups_21 | Occupancy Sensors MF | 1.068% | 0 | 15.9452 | Residential_2023_Technical_MW_Before Competition Groups_Occupancy Sensors MF
Residential | Res ¦ Advanced BAS/Controllers | 2023 | Technical | MW | Before Competition Groups | 15.3292 | 0 | 0 | 1493.3718 | 0.010265 | 22 | Residential_2023_Technical_MW_Before Competition Groups_22 | Advanced BAS/Controllers | 1.026% | 0 | 15.3292 | Residential_2023_Technical_MW_Before Competition Groups_Advanced BAS/Controllers
Residential | Res ¦ Duct Insulation MF | 2023 | Economic | MW | Before Competition Groups | 8.2852 | 0 | 0 | 808.3619 | 0.010249 | 21 | Residential_2023_Economic_MW_Before Competition Groups_21 | Duct Insulation MF | 1.025% | 0 | 8.2852 | Residential_2023_Economic_MW_Before Competition Groups_Duct Insulation MF
Residential | Res ¦ Energy Star Room Air Conditioner | 2023 | Economic | MW | Before Competition Groups | 8.093 | 0 | 0 | 808.3619 | 0.010012 | 22 | Residential_2023_Economic_MW_Before Competition Groups_22 | Energy Star Room Air Conditioner | 1.001% | 0 | 8.093 | Residential_2023_Economic_MW_Before Competition Groups_Energy Star Room Air Conditioner
Residential | Res ¦ Energy Star LED Bulbs General Purpose LEDs | 2023 | Technical | MW | Before Competition Groups | 14.2896 | 0 | 0 | 1493.3718 | 0.0095687 | 23 | Residential_2023_Technical_MW_Before Competition Groups_23 | Energy Star LED Bulbs General Purpose LEDs | 0.9569% | 0 | 14.2896 | Residential_2023_Technical_MW_Before Competition Groups_Energy Star LED Bulbs General Purpose LEDs
Residential | Res ¦ Clothes Drying Racks | 2023 | Technical | MW | Before Competition Groups | 13.9359 | 0 | 0 | 1493.3718 | 0.0093318 | 24 | Residential_2023_Technical_MW_Before Competition Groups_24 | Clothes Drying Racks | 0.9332% | 0 | 13.9359 | Residential_2023_Technical_MW_Before Competition Groups_Clothes Drying Racks
Residential | Res ¦ Energy Star LED Specialty Bulbs | 2023 | Technical | MW | Before Competition Groups | 11.998 | 0 | 0 | 1493.3718 | 0.0080342 | 25 | Residential_2023_Technical_MW_Before Competition Groups_25 | Energy Star LED Specialty Bulbs | 0.8034% | 0 | 11.998 | Residential_2023_Technical_MW_Before Competition Groups_Energy Star LED Specialty Bulbs
Residential | Res ¦ Refrigerator Recycling | 2023 | Technical | MW | Before Competition Groups | 11.811 | 0 | 0 | 1493.3718 | 0.0079089 | 26 | Residential_2023_Technical_MW_Before Competition Groups_26 | Refrigerator Recycling | 0.7909% | 0 | 11.811 | Residential_2023_Technical_MW_Before Competition Groups_Refrigerator Recycling
Residential | Res ¦ Smart Burners | 2023 | Technical | MW | Before Competition Groups | 11.7022 | 0 | 0 | 1493.3718 | 0.0078361 | 27 | Residential_2023_Technical_MW_Before Competition Groups_27 | Smart Burners | 0.7836% | 0 | 11.7022 | Residential_2023_Technical_MW_Before Competition Groups_Smart Burners
Residential | Res ¦ Energy Star Torchiere | 2023 | Achievable | MW | Before Competition Groups | 0.2591 | 0 | 0 | 34.934 | 0.0074168 | 20 | Residential_2023_Achievable_MW_Before Competition Groups_20 | Energy Star Torchiere | 0.7417% | 0 | 0.2591 | Residential_2023_Achievable_MW_Before Competition Groups_Energy Star Torchiere
Residential | Res ¦ Freezer Recycling | 2023 | Technical | MW | Before Competition Groups | 11.0019 | 0 | 0 | 1493.3718 | 0.0073671 | 28 | Residential_2023_Technical_MW_Before Competition Groups_28 | Freezer Recycling | 0.7367% | 0 | 11.0019 | Residential_2023_Technical_MW_Before Competition Groups_Freezer Recycling
Residential | Res ¦ Minimize Hot and Warm Clothes Wash | 2023 | Economic | MW | Before Competition Groups | 5.8166 | 0 | 0 | 808.3619 | 0.0071955 | 23 | Residential_2023_Economic_MW_Before Competition Groups_23 | Minimize Hot and Warm Clothes Wash | 0.7195% | 0 | 5.8166 | Residential_2023_Economic_MW_Before Competition Groups_Minimize Hot and Warm Clothes Wash
Residential | Res ¦ Energy Star Refrigerator | 2023 | Technical | MW | Before Competition Groups | 10.7288 | 0 | 0 | 1493.3718 | 0.0071843 | 29 | Residential_2023_Technical_MW_Before Competition Groups_29 | Energy Star Refrigerator | 0.7184% | 0 | 10.7288 | Residential_2023_Technical_MW_Before Competition Groups_Energy Star Refrigerator
Residential | Res ¦ Duct Insulation MF | 2023 | Technical | MW | Before Competition Groups | 10.5597 | 0 | 0 | 1493.3718 | 0.007071 | 30 | Residential_2023_Technical_MW_Before Competition Groups_30 | Duct Insulation MF | 0.7071% | 0 | 10.5597 | Residential_2023_Technical_MW_Before Competition Groups_Duct Insulation MF
Residential | Res ¦ Networked/ Connected - Indoor LED Lamp | 2023 | Technical | MW | Before Competition Groups | 10.5097 | 0 | 0 | 1493.3718 | 0.0070375 | 31 | Residential_2023_Technical_MW_Before Competition Groups_31 | Networked/ Connected - Indoor LED Lamp | 0.7038% | 0 | 10.5097 | Residential_2023_Technical_MW_Before Competition Groups_Networked/ Connected - Indoor LED Lamp
Residential | Res ¦ Outside Air Economizer | 2023 | Achievable | MW | Before Competition Groups | 0.24192 | 0 | 0 | 34.934 | 0.0069251 | 21 | Residential_2023_Achievable_MW_Before Competition Groups_21 | Outside Air Economizer | 0.6925% | 0 | 0.24192 | Residential_2023_Achievable_MW_Before Competition Groups_Outside Air Economizer
Residential | Res ¦ Energy Star Dehumidifier | 2023 | Technical | MW | Before Competition Groups | 10.3059 | 0 | 0 | 1493.3718 | 0.0069011 | 32 | Residential_2023_Technical_MW_Before Competition Groups_32 | Energy Star Dehumidifier | 0.6901% | 0 | 10.3059 | Residential_2023_Technical_MW_Before Competition Groups_Energy Star Dehumidifier
Residential | Res ¦ Energy Star Light Fixture | 2023 | Achievable | MW | Before Competition Groups | 0.23863 | 0 | 0 | 34.934 | 0.0068309 | 22 | Residential_2023_Achievable_MW_Before Competition Groups_22 | Energy Star Light Fixture | 0.6831% | 0 | 0.23863 | Residential_2023_Achievable_MW_Before Competition Groups_Energy Star Light Fixture
Residential | Res ¦ Heat Pump Clothes Dryer | 2023 | Technical | MW | Before Competition Groups | 10.1163 | 0 | 0 | 1493.3718 | 0.0067741 | 33 | Residential_2023_Technical_MW_Before Competition Groups_33 | Heat Pump Clothes Dryer | 0.6774% | 0 | 10.1163 | Residential_2023_Technical_MW_Before Competition Groups_Heat Pump Clothes Dryer
Residential | Res ¦ Energy Star Air Source Heat Pump | 2023 | Technical | MW | Before Competition Groups | 10.0265 | 0 | 0 | 1493.3718 | 0.006714 | 34 | Residential_2023_Technical_MW_Before Competition Groups_34 | Energy Star Air Source Heat Pump | 0.6714% | 0 | 10.0265 | Residential_2023_Technical_MW_Before Competition Groups_Energy Star Air Source Heat Pump
Residential | Res ¦ Energy Star Clothes Washer | 2023 | Technical | MW | Before Competition Groups | 9.7406 | 0 | 0 | 1493.3718 | 0.0065226 | 35 | Residential_2023_Technical_MW_Before Competition Groups_35 | Energy Star Clothes Washer | 0.6523% | 0 | 9.7406 | Residential_2023_Technical_MW_Before Competition Groups_Energy Star Clothes Washer
Residential | Res ¦ Minimize Hot and Warm Clothes Wash | 2023 | Achievable | MW | Before Competition Groups | 0.21489 | 0 | 0 | 34.934 | 0.0061514 | 23 | Residential_2023_Achievable_MW_Before Competition Groups_23 | Minimize Hot and Warm Clothes Wash | 0.6151% | 0 | 0.21489 | Residential_2023_Achievable_MW_Before Competition Groups_Minimize Hot and Warm Clothes Wash
Residential | Res ¦ Duct Insulation | 2023 | Achievable | MW | Before Competition Groups | 0.21475 | 0 | 0 | 34.934 | 0.0061473 | 24 | Residential_2023_Achievable_MW_Before Competition Groups_24 | Duct Insulation | 0.6147% | 0 | 0.21475 | Residential_2023_Achievable_MW_Before Competition Groups_Duct Insulation
Residential | Res ¦ INTEGRAL LED TROFFERS | 2023 | Technical | MW | Before Competition Groups | 8.7339 | 0 | 0 | 1493.3718 | 0.0058484 | 36 | Residential_2023_Technical_MW_Before Competition Groups_36 | INTEGRAL LED TROFFERS | 0.5848% | 0 | 8.7339 | Residential_2023_Technical_MW_Before Competition Groups_INTEGRAL LED TROFFERS
Residential | Res ¦ Air Sealing | 2023 | Achievable | MW | Before Competition Groups | 0.19569 | 0 | 0 | 34.934 | 0.0056017 | 25 | Residential_2023_Achievable_MW_Before Competition Groups_25 | Air Sealing | 0.5602% | 0 | 0.19569 | Residential_2023_Achievable_MW_Before Competition Groups_Air Sealing
Residential | Res ¦ Energy Star Room Air Conditioner | 2023 | Technical | MW | Before Competition Groups | 8.2069 | 0 | 0 | 1493.3718 | 0.0054955 | 37 | Residential_2023_Technical_MW_Before Competition Groups_37 | Energy Star Room Air Conditioner | 0.5496% | 0 | 8.2069 | Residential_2023_Technical_MW_Before Competition Groups_Energy Star Room Air Conditioner
Residential | Res ¦ Energy Star Windows | 2023 | Technical | MW | Before Competition Groups | 8.0508 | 0 | 0 | 1493.3718 | 0.005391 | 38 | Residential_2023_Technical_MW_Before Competition Groups_38 | Energy Star Windows | 0.5391% | 0 | 8.0508 | Residential_2023_Technical_MW_Before Competition Groups_Energy Star Windows
Residential | Res ¦ Floor Insulation | 2023 | Achievable | MW | Before Competition Groups | 0.18596 | 0 | 0 | 34.934 | 0.0053233 | 26 | Residential_2023_Achievable_MW_Before Competition Groups_26 | Floor Insulation | 0.5323% | 0 | 0.18596 | Residential_2023_Achievable_MW_Before Competition Groups_Floor Insulation
Residential | Res ¦ Furnace with ECM | 2023 | Technical | MW | Before Competition Groups | 7.661 | 0 | 0 | 1493.3718 | 0.00513 | 39 | Residential_2023_Technical_MW_Before Competition Groups_39 | Furnace with ECM | 0.513% | 0 | 7.661 | Residential_2023_Technical_MW_Before Competition Groups_Furnace with ECM
Residential | Res ¦ Induction Cooking Stove Top | 2023 | Technical | MW | Before Competition Groups | 7.2085 | 0 | 0 | 1493.3718 | 0.004827 | 40 | Residential_2023_Technical_MW_Before Competition Groups_40 | Induction Cooking Stove Top | 0.4827% | 0 | 7.2085 | Residential_2023_Technical_MW_Before Competition Groups_Induction Cooking Stove Top
Residential | Res ¦ LED Parking Lot Fixture | 2023 | Achievable | MW | Before Competition Groups | 0.13684 | 0 | 0 | 34.934 | 0.0039171 | 27 | Residential_2023_Achievable_MW_Before Competition Groups_27 | LED Parking Lot Fixture | 0.3917% | 0 | 0.13684 | Residential_2023_Achievable_MW_Before Competition Groups_LED Parking Lot Fixture
Residential | Res ¦ Furnace Whistle | 2023 | Achievable | MW | Before Competition Groups | 0.13637 | 0 | 0 | 34.934 | 0.0039038 | 28 | Residential_2023_Achievable_MW_Before Competition Groups_28 | Furnace Whistle | 0.3904% | 0 | 0.13637 | Residential_2023_Achievable_MW_Before Competition Groups_Furnace Whistle
Residential | Res ¦ Minimize Hot and Warm Clothes Wash | 2023 | Technical | MW | Before Competition Groups | 5.8166 | 0 | 0 | 1493.3718 | 0.0038949 | 41 | Residential_2023_Technical_MW_Before Competition Groups_41 | Minimize Hot and Warm Clothes Wash | 0.3895% | 0 | 5.8166 | Residential_2023_Technical_MW_Before Competition Groups_Minimize Hot and Warm Clothes Wash
Residential | Res ¦ Energy Star Clothes Dryer | 2023 | Technical | MW | Before Competition Groups | 5.7781 | 0 | 0 | 1493.3718 | 0.0038692 | 42 | Residential_2023_Technical_MW_Before Competition Groups_42 | Energy Star Clothes Dryer | 0.3869% | 0 | 5.7781 | Residential_2023_Technical_MW_Before Competition Groups_Energy Star Clothes Dryer
Residential | Res ¦ Outside Air Economizer | 2023 | Economic | MW | Before Competition Groups | 2.9201 | 0 | 0 | 808.3619 | 0.0036123 | 24 | Residential_2023_Economic_MW_Before Competition Groups_24 | Outside Air Economizer | 0.3612% | 0 | 2.9201 | Residential_2023_Economic_MW_Before Competition Groups_Outside Air Economizer
Residential | Res ¦ Wall Insulation | 2023 | Achievable | MW | Before Competition Groups | 0.12126 | 0 | 0 | 34.934 | 0.0034712 | 29 | Residential_2023_Achievable_MW_Before Competition Groups_29 | Wall Insulation | 0.3471% | 0 | 0.12126 | Residential_2023_Achievable_MW_Before Competition Groups_Wall Insulation
Residential | Res ¦ Comprehensive Draft Proofing | 2023 | Achievable | MW | Before Competition Groups | 0.11781 | 0 | 0 | 34.934 | 0.0033724 | 30 | Residential_2023_Achievable_MW_Before Competition Groups_30 | Comprehensive Draft Proofing | 0.3372% | 0 | 0.11781 | Residential_2023_Achievable_MW_Before Competition Groups_Comprehensive Draft Proofing
Residential | Res ¦ Lighting Motion Sensors, Timers, Dimmers | 2023 | Technical | MW | Before Competition Groups | 5.012 | 0 | 0 | 1493.3718 | 0.0033562 | 43 | Residential_2023_Technical_MW_Before Competition Groups_43 | Lighting Motion Sensors, Timers, Dimmers | 0.3356% | 0 | 5.012 | Residential_2023_Technical_MW_Before Competition Groups_Lighting Motion Sensors, Timers, Dimmers
Residential | Res ¦ Passive Attic Ventilation | 2023 | Technical | MW | Before Competition Groups | 4.9802 | 0 | 0 | 1493.3718 | 0.0033349 | 44 | Residential_2023_Technical_MW_Before Competition Groups_44 | Passive Attic Ventilation | 0.3335% | 0 | 4.9802 | Residential_2023_Technical_MW_Before Competition Groups_Passive Attic Ventilation
Residential | Res ¦ Demand Control Ventilation | 2023 | Economic | MW | Before Competition Groups | 2.6864 | 0 | 0 | 808.3619 | 0.0033233 | 25 | Residential_2023_Economic_MW_Before Competition Groups_25 | Demand Control Ventilation | 0.3323% | 0 | 2.6864 | Residential_2023_Economic_MW_Before Competition Groups_Demand Control Ventilation
Residential | Res ¦ Variable Frequency Drive (VFD) | 2023 | Achievable | MW | Before Competition Groups | 0.11425 | 0 | 0 | 34.934 | 0.0032704 | 31 | Residential_2023_Achievable_MW_Before Competition Groups_31 | Variable Frequency Drive (VFD) | 0.327% | 0 | 0.11425 | Residential_2023_Achievable_MW_Before Competition Groups_Variable Frequency Drive (VFD)
Residential | Res ¦ Furnace Whistle | 2023 | Economic | MW | Before Competition Groups | 2.5194 | 0 | 0 | 808.3619 | 0.0031166 | 26 | Residential_2023_Economic_MW_Before Competition Groups_26 | Furnace Whistle | 0.3117% | 0 | 2.5194 | Residential_2023_Economic_MW_Before Competition Groups_Furnace Whistle
Residential | Res ¦ CO Sensors for parking garage exhaust fans | 2023 | Achievable | MW | Before Competition Groups | 0.10279 | 0 | 0 | 34.934 | 0.0029424 | 32 | Residential_2023_Achievable_MW_Before Competition Groups_32 | CO Sensors for parking garage exhaust fans | 0.2942% | 0 | 0.10279 | Residential_2023_Achievable_MW_Before Competition Groups_CO Sensors for parking garage exhaust fans
Residential | Res ¦ Energy Star Torchiere | 2023 | Economic | MW | Before Competition Groups | 2.3561 | 0 | 0 | 808.3619 | 0.0029147 | 27 | Residential_2023_Economic_MW_Before Competition Groups_27 | Energy Star Torchiere | 0.2915% | 0 | 2.3561 | Residential_2023_Economic_MW_Before Competition Groups_Energy Star Torchiere
Residential | Res ¦ Energy Star Light Fixture | 2023 | Technical | MW | Before Competition Groups | 4.2347 | 0 | 0 | 1493.3718 | 0.0028356 | 45 | Residential_2023_Technical_MW_Before Competition Groups_45 | Energy Star Light Fixture | 0.2836% | 0 | 4.2347 | Residential_2023_Technical_MW_Before Competition Groups_Energy Star Light Fixture
Residential | Res ¦ Comprehensive Draft Proofing | 2023 | Economic | MW | Before Competition Groups | 2.1764 | 0 | 0 | 808.3619 | 0.0026924 | 28 | Residential_2023_Economic_MW_Before Competition Groups_28 | Comprehensive Draft Proofing | 0.2692% | 0 | 2.1764 | Residential_2023_Economic_MW_Before Competition Groups_Comprehensive Draft Proofing
Residential | Res ¦ Variable Frequency Drive (VFD) | 2023 | Economic | MW | Before Competition Groups | 2.1107 | 0 | 0 | 808.3619 | 0.0026111 | 29 | Residential_2023_Economic_MW_Before Competition Groups_29 | Variable Frequency Drive (VFD) | 0.2611% | 0 | 2.1107 | Residential_2023_Economic_MW_Before Competition Groups_Variable Frequency Drive (VFD)
Residential | Res ¦ Early Hot Water Heater Replacement | 2023 | Technical | MW | Before Competition Groups | 3.7618 | 0 | 0 | 1493.3718 | 0.002519 | 46 | Residential_2023_Technical_MW_Before Competition Groups_46 | Early Hot Water Heater Replacement | 0.2519% | 0 | 3.7618 | Residential_2023_Technical_MW_Before Competition Groups_Early Hot Water Heater Replacement
Residential | Res ¦ Demand Control Ventilation | 2023 | Achievable | MW | Before Competition Groups | 0.083605 | 0 | 0 | 34.934 | 0.0023932 | 33 | Residential_2023_Achievable_MW_Before Competition Groups_33 | Demand Control Ventilation | 0.2393% | 0 | 0.083605 | Residential_2023_Achievable_MW_Before Competition Groups_Demand Control Ventilation
Residential | Res ¦ Duct Insulation MF | 2023 | Achievable | MW | Before Competition Groups | 0.081503 | 0 | 0 | 34.934 | 0.0023331 | 34 | Residential_2023_Achievable_MW_Before Competition Groups_34 | Duct Insulation MF | 0.2333% | 0 | 0.081503 | Residential_2023_Achievable_MW_Before Competition Groups_Duct Insulation MF
Residential | Res ¦ CO Sensors for parking garage exhaust fans | 2023 | Economic | MW | Before Competition Groups | 1.8423 | 0 | 0 | 808.3619 | 0.0022791 | 30 | Residential_2023_Economic_MW_Before Competition Groups_30 | CO Sensors for parking garage exhaust fans | 0.2279% | 0 | 1.8423 | Residential_2023_Economic_MW_Before Competition Groups_CO Sensors for parking garage exhaust fans
Residential | Res ¦ ENERGY STAR LED Lamps (General Service Lamps) | 2023 | Achievable | MW | Before Competition Groups | 0.078658 | 0 | 0 | 34.934 | 0.0022516 | 35 | Residential_2023_Achievable_MW_Before Competition Groups_35 | ENERGY STAR LED Lamps (General Service Lamps) | 0.2252% | 0 | 0.078658 | Residential_2023_Achievable_MW_Before Competition Groups_ENERGY STAR LED Lamps (General Service Lamps)
Residential | Res ¦ Air Source Heat Pump Maintenance | 2023 | Technical | MW | Before Competition Groups | 3.3276 | 0 | 0 | 1493.3718 | 0.0022282 | 47 | Residential_2023_Technical_MW_Before Competition Groups_47 | Air Source Heat Pump Maintenance | 0.2228% | 0 | 3.3276 | Residential_2023_Technical_MW_Before Competition Groups_Air Source Heat Pump Maintenance
Residential | Res ¦ Water Heater Temperature Setback | 2023 | Achievable | MW | Before Competition Groups | 0.071456 | 0 | 0 | 34.934 | 0.0020454 | 36 | Residential_2023_Achievable_MW_Before Competition Groups_36 | Water Heater Temperature Setback | 0.2045% | 0 | 0.071456 | Residential_2023_Achievable_MW_Before Competition Groups_Water Heater Temperature Setback
Residential | Res ¦ ENERGY STAR LED LAMPS (REFLECTOR LAMPs/MR16/PAR 16) | 2023 | Economic | MW | Before Competition Groups | 1.6497 | 0 | 0 | 808.3619 | 0.0020408 | 31 | Residential_2023_Economic_MW_Before Competition Groups_31 | ENERGY STAR LED LAMPS (REFLECTOR LAMPs/MR16/PAR 16) | 0.2041% | 0 | 1.6497 | Residential_2023_Economic_MW_Before Competition Groups_ENERGY STAR LED LAMPS (REFLECTOR LAMPs/MR16/PAR 16)
Residential | Res ¦ Outside Air Economizer | 2023 | Technical | MW | Before Competition Groups | 2.9201 | 0 | 0 | 1493.3718 | 0.0019554 | 48 | Residential_2023_Technical_MW_Before Competition Groups_48 | Outside Air Economizer | 0.1955% | 0 | 2.9201 | Residential_2023_Technical_MW_Before Competition Groups_Outside Air Economizer
Residential | Res ¦ Energy Star Light Fixture | 2023 | Economic | MW | Before Competition Groups | 1.5127 | 0 | 0 | 808.3619 | 0.0018714 | 32 | Residential_2023_Economic_MW_Before Competition Groups_32 | Energy Star Light Fixture | 0.1871% | 0 | 1.5127 | Residential_2023_Economic_MW_Before Competition Groups_Energy Star Light Fixture
Residential | Res ¦ Demand Control Ventilation | 2023 | Technical | MW | Before Competition Groups | 2.6864 | 0 | 0 | 1493.3718 | 0.0017989 | 49 | Residential_2023_Technical_MW_Before Competition Groups_49 | Demand Control Ventilation | 0.1799% | 0 | 2.6864 | Residential_2023_Technical_MW_Before Competition Groups_Demand Control Ventilation
Residential | Res ¦ Air Source Heat Pump | 2023 | Technical | MW | Before Competition Groups | 2.6347 | 0 | 0 | 1493.3718 | 0.0017642 | 50 | Residential_2023_Technical_MW_Before Competition Groups_50 | Air Source Heat Pump | 0.1764% | 0 | 2.6347 | Residential_2023_Technical_MW_Before Competition Groups_Air Source Heat Pump
Residential | Res ¦ Drain Water Heat Recovery | 2023 | Technical | MW | Before Competition Groups | 2.5252 | 0 | 0 | 1493.3718 | 0.0016909 | 51 | Residential_2023_Technical_MW_Before Competition Groups_51 | Drain Water Heat Recovery | 0.1691% | 0 | 2.5252 | Residential_2023_Technical_MW_Before Competition Groups_Drain Water Heat Recovery
Residential | Res ¦ Furnace Whistle | 2023 | Technical | MW | Before Competition Groups | 2.5194 | 0 | 0 | 1493.3718 | 0.001687 | 52 | Residential_2023_Technical_MW_Before Competition Groups_52 | Furnace Whistle | 0.1687% | 0 | 2.5194 | Residential_2023_Technical_MW_Before Competition Groups_Furnace Whistle
Residential | Res ¦ LED Exterior Area Lights - LED Fixture (200W) | 2023 | Achievable | MW | Before Competition Groups | 0.05717 | 0 | 0 | 34.934 | 0.0016365 | 37 | Residential_2023_Achievable_MW_Before Competition Groups_37 | LED Exterior Area Lights - LED Fixture (200W) | 0.1637% | 0 | 0.05717 | Residential_2023_Achievable_MW_Before Competition Groups_LED Exterior Area Lights - LED Fixture (200W)
Residential | Res ¦ Water Heater Temperature Setback | 2023 | Economic | MW | Before Competition Groups | 1.3201 | 0 | 0 | 808.3619 | 0.001633 | 33 | Residential_2023_Economic_MW_Before Competition Groups_33 | Water Heater Temperature Setback | 0.1633% | 0 | 1.3201 | Residential_2023_Economic_MW_Before Competition Groups_Water Heater Temperature Setback
Residential | Res ¦ Energy Star Torchiere | 2023 | Technical | MW | Before Competition Groups | 2.3561 | 0 | 0 | 1493.3718 | 0.0015777 | 53 | Residential_2023_Technical_MW_Before Competition Groups_53 | Energy Star Torchiere | 0.1578% | 0 | 2.3561 | Residential_2023_Technical_MW_Before Competition Groups_Energy Star Torchiere
Residential | Res ¦ Window Film | 2023 | Technical | MW | Before Competition Groups | 2.3338 | 0 | 0 | 1493.3718 | 0.0015627 | 54 | Residential_2023_Technical_MW_Before Competition Groups_54 | Window Film | 0.1563% | 0 | 2.3338 | Residential_2023_Technical_MW_Before Competition Groups_Window Film
Residential | Res ¦ Comprehensive Draft Proofing | 2023 | Technical | MW | Before Competition Groups | 2.1764 | 0 | 0 | 1493.3718 | 0.0014574 | 55 | Residential_2023_Technical_MW_Before Competition Groups_55 | Comprehensive Draft Proofing | 0.1457% | 0 | 2.1764 | Residential_2023_Technical_MW_Before Competition Groups_Comprehensive Draft Proofing
Residential | Res ¦ Variable Frequency Drive (VFD) | 2023 | Technical | MW | Before Competition Groups | 2.1107 | 0 | 0 | 1493.3718 | 0.0014134 | 56 | Residential_2023_Technical_MW_Before Competition Groups_56 | Variable Frequency Drive (VFD) | 0.1413% | 0 | 2.1107 | Residential_2023_Technical_MW_Before Competition Groups_Variable Frequency Drive (VFD)
Residential | Res ¦ Home Energy Reports | 2023 | Technical | MW | Before Competition Groups | 1.9961 | 0 | 0 | 1493.3718 | 0.0013366 | 57 | Residential_2023_Technical_MW_Before Competition Groups_57 | Home Energy Reports | 0.1337% | 0 | 1.9961 | Residential_2023_Technical_MW_Before Competition Groups_Home Energy Reports
Residential | Res ¦ LED Downlight | 2023 | Technical | MW | Before Competition Groups | 1.96 | 0 | 0 | 1493.3718 | 0.0013124 | 58 | Residential_2023_Technical_MW_Before Competition Groups_58 | LED Downlight | 0.1312% | 0 | 1.96 | Residential_2023_Technical_MW_Before Competition Groups_LED Downlight
Residential | Res ¦ CO Sensors for parking garage exhaust fans | 2023 | Technical | MW | Before Competition Groups | 1.8423 | 0 | 0 | 1493.3718 | 0.0012337 | 59 | Residential_2023_Technical_MW_Before Competition Groups_59 | CO Sensors for parking garage exhaust fans | 0.1234% | 0 | 1.8423 | Residential_2023_Technical_MW_Before Competition Groups_CO Sensors for parking garage exhaust fans
Residential | Res ¦ High Efficiency Chiller (avg of water and air cooled) | 2023 | Economic | MW | Before Competition Groups | 0.95237 | 0 | 0 | 808.3619 | 0.0011781 | 34 | Residential_2023_Economic_MW_Before Competition Groups_34 | High Efficiency Chiller (avg of water and air cooled) | 0.1178% | 0 | 0.95237 | Residential_2023_Economic_MW_Before Competition Groups_High Efficiency Chiller (avg of water and air cooled)
Residential | Res ¦ ENERGY STAR LED LAMPS (REFLECTOR LAMPs/MR16/PAR 16) | 2023 | Technical | MW | Before Competition Groups | 1.6497 | 0 | 0 | 1493.3718 | 0.0011047 | 60 | Residential_2023_Technical_MW_Before Competition Groups_60 | ENERGY STAR LED LAMPS (REFLECTOR LAMPs/MR16/PAR 16) | 0.1105% | 0 | 1.6497 | Residential_2023_Technical_MW_Before Competition Groups_ENERGY STAR LED LAMPS (REFLECTOR LAMPs/MR16/PAR 16)
Residential | Res ¦ DHW Recirculation Systems | 2023 | Technical | MW | Before Competition Groups | 1.6352 | 0 | 0 | 1493.3718 | 0.001095 | 61 | Residential_2023_Technical_MW_Before Competition Groups_61 | DHW Recirculation Systems | 0.1095% | 0 | 1.6352 | Residential_2023_Technical_MW_Before Competition Groups_DHW Recirculation Systems
Residential | Res ¦ VFD on Pumps | 2023 | Achievable | MW | Before Competition Groups | 0.035132 | 0 | 0 | 34.934 | 0.0010057 | 38 | Residential_2023_Achievable_MW_Before Competition Groups_38 | VFD on Pumps | 0.1006% | 0 | 0.035132 | Residential_2023_Achievable_MW_Before Competition Groups_VFD on Pumps
Residential | Res ¦ Water Heater Temperature Setback | 2023 | Technical | MW | Before Competition Groups | 1.3201 | 0 | 0 | 1493.3718 | 0.00088395 | 62 | Residential_2023_Technical_MW_Before Competition Groups_62 | Water Heater Temperature Setback | 0.08839% | 0 | 1.3201 | Residential_2023_Technical_MW_Before Competition Groups_Water Heater Temperature Setback
Residential | Res ¦ LED Parking Lot Fixture | 2023 | Economic | MW | Before Competition Groups | 0.6603 | 0 | 0 | 808.3619 | 0.00081683 | 35 | Residential_2023_Economic_MW_Before Competition Groups_35 | LED Parking Lot Fixture | 0.08168% | 0 | 0.6603 | Residential_2023_Economic_MW_Before Competition Groups_LED Parking Lot Fixture
Residential | Res ¦ VFD on Pumps | 2023 | Economic | MW | Before Competition Groups | 0.64906 | 0 | 0 | 808.3619 | 0.00080293 | 36 | Residential_2023_Economic_MW_Before Competition Groups_36 | VFD on Pumps | 0.08029% | 0 | 0.64906 | Residential_2023_Economic_MW_Before Competition Groups_VFD on Pumps
Residential | Res ¦ Energy Star Freezer | 2023 | Technical | MW | Before Competition Groups | 1.1594 | 0 | 0 | 1493.3718 | 0.00077635 | 63 | Residential_2023_Technical_MW_Before Competition Groups_63 | Energy Star Freezer | 0.07764% | 0 | 1.1594 | Residential_2023_Technical_MW_Before Competition Groups_Energy Star Freezer
Residential | Res ¦ Networked/ Connected - Indoor LED Luminaire | 2023 | Technical | MW | Before Competition Groups | 1.1446 | 0 | 0 | 1493.3718 | 0.00076647 | 64 | Residential_2023_Technical_MW_Before Competition Groups_64 | Networked/ Connected - Indoor LED Luminaire | 0.07665% | 0 | 1.1446 | Residential_2023_Technical_MW_Before Competition Groups_Networked/ Connected - Indoor LED Luminaire
Residential | Res ¦ Condensing Make Up Air Unit | 2023 | Achievable | MW | Before Competition Groups | 0.025933 | 0 | 0 | 34.934 | 0.00074233 | 39 | Residential_2023_Achievable_MW_Before Competition Groups_39 | Condensing Make Up Air Unit | 0.07423% | 0 | 0.025933 | Residential_2023_Achievable_MW_Before Competition Groups_Condensing Make Up Air Unit
Residential | Res ¦ High Efficiency Chiller (avg of water and air cooled) | 2023 | Technical | MW | Before Competition Groups | 0.95237 | 0 | 0 | 1493.3718 | 0.00063773 | 65 | Residential_2023_Technical_MW_Before Competition Groups_65 | High Efficiency Chiller (avg of water and air cooled) | 0.06377% | 0 | 0.95237 | Residential_2023_Technical_MW_Before Competition Groups_High Efficiency Chiller (avg of water and air cooled)
Residential | Res ¦ Home Energy Reports | 2023 | Achievable | MW | Before Competition Groups | 0.019473 | 0 | 0 | 34.934 | 0.00055743 | 40 | Residential_2023_Achievable_MW_Before Competition Groups_40 | Home Energy Reports | 0.05574% | 0 | 0.019473 | Residential_2023_Achievable_MW_Before Competition Groups_Home Energy Reports
Residential | Res ¦ Central Lighting Control System | 2023 | Technical | MW | Before Competition Groups | 0.76543 | 0 | 0 | 1493.3718 | 0.00051255 | 66 | Residential_2023_Technical_MW_Before Competition Groups_66 | Central Lighting Control System | 0.05126% | 0 | 0.76543 | Residential_2023_Technical_MW_Before Competition Groups_Central Lighting Control System
Residential | Res ¦ Home Energy Reports | 2023 | Economic | MW | Before Competition Groups | 0.38947 | 0 | 0 | 808.3619 | 0.0004818 | 37 | Residential_2023_Economic_MW_Before Competition Groups_37 | Home Energy Reports | 0.04818% | 0 | 0.38947 | Residential_2023_Economic_MW_Before Competition Groups_Home Energy Reports
Residential | Res ¦ ECM MOTORS FOR HVAC APPLICATION (FAN-POWERED VAV BOX) | 2023 | Achievable | MW | Before Competition Groups | 0.016639 | 0 | 0 | 34.934 | 0.0004763 | 41 | Residential_2023_Achievable_MW_Before Competition Groups_41 | ECM MOTORS FOR HVAC APPLICATION (FAN-POWERED VAV BOX) | 0.04763% | 0 | 0.016639 | Residential_2023_Achievable_MW_Before Competition Groups_ECM MOTORS FOR HVAC APPLICATION (FAN-POWERED VAV BOX)
Residential | Res ¦ Heat Recovery Ventilator | 2023 | Economic | MW | Before Competition Groups | 0.36771 | 0 | 0 | 808.3619 | 0.00045488 | 38 | Residential_2023_Economic_MW_Before Competition Groups_38 | Heat Recovery Ventilator | 0.04549% | 0 | 0.36771 | Residential_2023_Economic_MW_Before Competition Groups_Heat Recovery Ventilator
Residential | Res ¦ LED Parking Lot Fixture | 2023 | Technical | MW | Before Competition Groups | 0.6603 | 0 | 0 | 1493.3718 | 0.00044215 | 67 | Residential_2023_Technical_MW_Before Competition Groups_67 | LED Parking Lot Fixture | 0.04422% | 0 | 0.6603 | Residential_2023_Technical_MW_Before Competition Groups_LED Parking Lot Fixture
Residential | Res ¦ VFD on Pumps | 2023 | Technical | MW | Before Competition Groups | 0.64906 | 0 | 0 | 1493.3718 | 0.00043462 | 68 | Residential_2023_Technical_MW_Before Competition Groups_68 | VFD on Pumps | 0.04346% | 0 | 0.64906 | Residential_2023_Technical_MW_Before Competition Groups_VFD on Pumps
Residential | Res ¦ LED Tube Re-Lamp | 2023 | Technical | MW | Before Competition Groups | 0.62825 | 0 | 0 | 1493.3718 | 0.0004207 | 69 | Residential_2023_Technical_MW_Before Competition Groups_69 | LED Tube Re-Lamp | 0.04207% | 0 | 0.62825 | Residential_2023_Technical_MW_Before Competition Groups_LED Tube Re-Lamp
Residential | Res ¦ Heat Pump Water Heater | 2023 | Technical | MW | Before Competition Groups | 0.61163 | 0 | 0 | 1493.3718 | 0.00040957 | 70 | Residential_2023_Technical_MW_Before Competition Groups_70 | Heat Pump Water Heater | 0.04096% | 0 | 0.61163 | Residential_2023_Technical_MW_Before Competition Groups_Heat Pump Water Heater
Residential | Res ¦ ECM MOTORS FOR HVAC APPLICATION (FAN-POWERED VAV BOX) | 2023 | Economic | MW | Before Competition Groups | 0.30692 | 0 | 0 | 808.3619 | 0.00037968 | 39 | Residential_2023_Economic_MW_Before Competition Groups_39 | ECM MOTORS FOR HVAC APPLICATION (FAN-POWERED VAV BOX) | 0.03797% | 0 | 0.30692 | Residential_2023_Economic_MW_Before Competition Groups_ECM MOTORS FOR HVAC APPLICATION (FAN-POWERED VAV BOX)
Residential | Res ¦ LED Exterior Area Lights - LED Fixture (200W) | 2023 | Economic | MW | Before Competition Groups | 0.30449 | 0 | 0 | 808.3619 | 0.00037668 | 40 | Residential_2023_Economic_MW_Before Competition Groups_40 | LED Exterior Area Lights - LED Fixture (200W) | 0.03767% | 0 | 0.30449 | Residential_2023_Economic_MW_Before Competition Groups_LED Exterior Area Lights - LED Fixture (200W)
Residential | Res ¦ Tankless Water Heater | 2023 | Technical | MW | Before Competition Groups | 0.55282 | 0 | 0 | 1493.3718 | 0.00037018 | 71 | Residential_2023_Technical_MW_Before Competition Groups_71 | Tankless Water Heater | 0.03702% | 0 | 0.55282 | Residential_2023_Technical_MW_Before Competition Groups_Tankless Water Heater
Residential | Res ¦ Energy Star Ceiling Fan/Lighting | 2023 | Technical | MW | Before Competition Groups | 0.51824 | 0 | 0 | 1493.3718 | 0.00034702 | 72 | Residential_2023_Technical_MW_Before Competition Groups_72 | Energy Star Ceiling Fan/Lighting | 0.0347% | 0 | 0.51824 | Residential_2023_Technical_MW_Before Competition Groups_Energy Star Ceiling Fan/Lighting
Residential | Res ¦ ENERGY STAR LED Lamps (General Service Lamps) | 2023 | Economic | MW | Before Competition Groups | 0.2685 | 0 | 0 | 808.3619 | 0.00033215 | 41 | Residential_2023_Economic_MW_Before Competition Groups_41 | ENERGY STAR LED Lamps (General Service Lamps) | 0.03322% | 0 | 0.2685 | Residential_2023_Economic_MW_Before Competition Groups_ENERGY STAR LED Lamps (General Service Lamps)
Residential | Res ¦ Basement or Crawlspace Insulation | 2023 | Economic | MW | Before Competition Groups | 0.21416 | 0 | 0 | 808.3619 | 0.00026494 | 42 | Residential_2023_Economic_MW_Before Competition Groups_42 | Basement or Crawlspace Insulation | 0.02649% | 0 | 0.21416 | Residential_2023_Economic_MW_Before Competition Groups_Basement or Crawlspace Insulation
Residential | Res ¦ Heat Recovery Ventilator | 2023 | Technical | MW | Before Competition Groups | 0.38009 | 0 | 0 | 1493.3718 | 0.00025452 | 73 | Residential_2023_Technical_MW_Before Competition Groups_73 | Heat Recovery Ventilator | 0.02545% | 0 | 0.38009 | Residential_2023_Technical_MW_Before Competition Groups_Heat Recovery Ventilator
Residential | Res ¦ Condensing Make Up Air Unit | 2023 | Economic | MW | Before Competition Groups | 0.17689 | 0 | 0 | 808.3619 | 0.00021883 | 43 | Residential_2023_Economic_MW_Before Competition Groups_43 | Condensing Make Up Air Unit | 0.02188% | 0 | 0.17689 | Residential_2023_Economic_MW_Before Competition Groups_Condensing Make Up Air Unit
Residential | Res ¦ ECM MOTORS FOR HVAC APPLICATION (FAN-POWERED VAV BOX) | 2023 | Technical | MW | Before Competition Groups | 0.30692 | 0 | 0 | 1493.3718 | 0.00020552 | 74 | Residential_2023_Technical_MW_Before Competition Groups_74 | ECM MOTORS FOR HVAC APPLICATION (FAN-POWERED VAV BOX) | 0.02055% | 0 | 0.30692 | Residential_2023_Technical_MW_Before Competition Groups_ECM MOTORS FOR HVAC APPLICATION (FAN-POWERED VAV BOX)
Residential | Res ¦ LED Exterior Area Lights - LED Fixture (200W) | 2023 | Technical | MW | Before Competition Groups | 0.30449 | 0 | 0 | 1493.3718 | 0.0002039 | 75 | Residential_2023_Technical_MW_Before Competition Groups_75 | LED Exterior Area Lights - LED Fixture (200W) | 0.02039% | 0 | 0.30449 | Residential_2023_Technical_MW_Before Competition Groups_LED Exterior Area Lights - LED Fixture (200W)
Residential | Res ¦ Solar Water Heating System | 2023 | Technical | MW | Before Competition Groups | 0.30139 | 0 | 0 | 1493.3718 | 0.00020182 | 76 | Residential_2023_Technical_MW_Before Competition Groups_76 | Solar Water Heating System | 0.02018% | 0 | 0.30139 | Residential_2023_Technical_MW_Before Competition Groups_Solar Water Heating System
Residential | Res ¦ Energy Star Dishwasher | 2023 | Technical | MW | Before Competition Groups | 0.29298 | 0 | 0 | 1493.3718 | 0.00019619 | 77 | Residential_2023_Technical_MW_Before Competition Groups_77 | Energy Star Dishwasher | 0.01962% | 0 | 0.29298 | Residential_2023_Technical_MW_Before Competition Groups_Energy Star Dishwasher
Residential | Res ¦ Beverage Vending Machine Controls | 2023 | Achievable | MW | Before Competition Groups | 0.0068337 | 0 | 0 | 34.934 | 0.00019562 | 42 | Residential_2023_Achievable_MW_Before Competition Groups_42 | Beverage Vending Machine Controls | 0.01956% | 0 | 0.0068337 | Residential_2023_Achievable_MW_Before Competition Groups_Beverage Vending Machine Controls
Residential | Res ¦ Beverage Vending Machine Controls | 2023 | Economic | MW | Before Competition Groups | 0.14904 | 0 | 0 | 808.3619 | 0.00018437 | 44 | Residential_2023_Economic_MW_Before Competition Groups_44 | Beverage Vending Machine Controls | 0.01844% | 0 | 0.14904 | Residential_2023_Economic_MW_Before Competition Groups_Beverage Vending Machine Controls
Residential | Res ¦ ENERGY STAR LED Lamps (General Service Lamps) | 2023 | Technical | MW | Before Competition Groups | 0.2685 | 0 | 0 | 1493.3718 | 0.00017979 | 78 | Residential_2023_Technical_MW_Before Competition Groups_78 | ENERGY STAR LED Lamps (General Service Lamps) | 0.01798% | 0 | 0.2685 | Residential_2023_Technical_MW_Before Competition Groups_ENERGY STAR LED Lamps (General Service Lamps)
Residential | Res ¦ High Efficiency Storage Water Heater | 2023 | Technical | MW | Before Competition Groups | 0.26737 | 0 | 0 | 1493.3718 | 0.00017904 | 79 | Residential_2023_Technical_MW_Before Competition Groups_79 | High Efficiency Storage Water Heater | 0.0179% | 0 | 0.26737 | Residential_2023_Technical_MW_Before Competition Groups_High Efficiency Storage Water Heater
Residential | Res ¦ HVAC Optimization | 2023 | Technical | MW | Before Competition Groups | 0.23797 | 0 | 0 | 1493.3718 | 0.00015935 | 80 | Residential_2023_Technical_MW_Before Competition Groups_80 | HVAC Optimization | 0.01593% | 0 | 0.23797 | Residential_2023_Technical_MW_Before Competition Groups_HVAC Optimization
Residential | Res ¦ Wall Insulation MF | 2023 | Technical | MW | Before Competition Groups | 0.20722 | 0 | 0 | 1493.3718 | 0.00013876 | 81 | Residential_2023_Technical_MW_Before Competition Groups_81 | Wall Insulation MF | 0.01388% | 0 | 0.20722 | Residential_2023_Technical_MW_Before Competition Groups_Wall Insulation MF
Residential | Res ¦ Condensing Make Up Air Unit | 2023 | Technical | MW | Before Competition Groups | 0.17689 | 0 | 0 | 1493.3718 | 0.00011845 | 82 | Residential_2023_Technical_MW_Before Competition Groups_82 | Condensing Make Up Air Unit | 0.01185% | 0 | 0.17689 | Residential_2023_Technical_MW_Before Competition Groups_Condensing Make Up Air Unit
Residential | Res ¦ Chilled Water Optimization | 2023 | Achievable | MW | Before Competition Groups | 0.0039788 | 0 | 0 | 34.934 | 0.00011389 | 43 | Residential_2023_Achievable_MW_Before Competition Groups_43 | Chilled Water Optimization | 0.01139% | 0 | 0.0039788 | Residential_2023_Achievable_MW_Before Competition Groups_Chilled Water Optimization
Residential | Res ¦ Heat Recovery Ventilator | 2023 | Achievable | MW | Before Competition Groups | 0.0038291 | 0 | 0 | 34.934 | 0.00010961 | 44 | Residential_2023_Achievable_MW_Before Competition Groups_44 | Heat Recovery Ventilator | 0.01096% | 0 | 0.0038291 | Residential_2023_Achievable_MW_Before Competition Groups_Heat Recovery Ventilator
Residential | Res ¦ Beverage Vending Machine Controls | 2023 | Technical | MW | Before Competition Groups | 0.14904 | 0 | 0 | 1493.3718 | 9.9801e-05 | 83 | Residential_2023_Technical_MW_Before Competition Groups_83 | Beverage Vending Machine Controls | 0.00998% | 0 | 0.14904 | Residential_2023_Technical_MW_Before Competition Groups_Beverage Vending Machine Controls
Residential | Res ¦ Solar Powered Attic Fan | 2023 | Technical | MW | Before Competition Groups | 0.13007 | 0 | 0 | 1493.3718 | 8.7099e-05 | 84 | Residential_2023_Technical_MW_Before Competition Groups_84 | Solar Powered Attic Fan | 0.00871% | 0 | 0.13007 | Residential_2023_Technical_MW_Before Competition Groups_Solar Powered Attic Fan
Residential | Res ¦ Energy Star Windows | 2023 | Achievable | MW | Before Competition Groups | 0.0023388 | 0 | 0 | 34.934 | 6.695e-05 | 45 | Residential_2023_Achievable_MW_Before Competition Groups_45 | Energy Star Windows | 0.006695% | 0 | 0.0023388 | Residential_2023_Achievable_MW_Before Competition Groups_Energy Star Windows
Residential | Res ¦ Basement or Crawlspace Insulation | 2023 | Achievable | MW | Before Competition Groups | 0.0021062 | 0 | 0 | 34.934 | 6.0291e-05 | 46 | Residential_2023_Achievable_MW_Before Competition Groups_46 | Basement or Crawlspace Insulation | 0.006029% | 0 | 0.0021062 | Residential_2023_Achievable_MW_Before Competition Groups_Basement or Crawlspace Insulation
Residential | Res ¦ Energy Star Windows | 2023 | Economic | MW | Before Competition Groups | 0.043237 | 0 | 0 | 808.3619 | 5.3487e-05 | 45 | Residential_2023_Economic_MW_Before Competition Groups_45 | Energy Star Windows | 0.005349% | 0 | 0.043237 | Residential_2023_Economic_MW_Before Competition Groups_Energy Star Windows
Residential | Res ¦ LED Recessed Downlights | 2023 | Technical | MW | Before Competition Groups | 0.046821 | 0 | 0 | 1493.3718 | 3.1352e-05 | 85 | Residential_2023_Technical_MW_Before Competition Groups_85 | LED Recessed Downlights | 0.003135% | 0 | 0.046821 | Residential_2023_Technical_MW_Before Competition Groups_LED Recessed Downlights
Residential | Res ¦ Chilled Water Optimization | 2023 | Economic | MW | Before Competition Groups | 0.025293 | 0 | 0 | 808.3619 | 3.129e-05 | 46 | Residential_2023_Economic_MW_Before Competition Groups_46 | Chilled Water Optimization | 0.003129% | 0 | 0.025293 | Residential_2023_Economic_MW_Before Competition Groups_Chilled Water Optimization
Residential | Res ¦ LED High Bay Fixture | 2023 | Technical | MW | Before Competition Groups | 0.04025 | 0 | 0 | 1493.3718 | 2.6952e-05 | 86 | Residential_2023_Technical_MW_Before Competition Groups_86 | LED High Bay Fixture | 0.002695% | 0 | 0.04025 | Residential_2023_Technical_MW_Before Competition Groups_LED High Bay Fixture
Residential | Res ¦ Wall Insulation MF | 2023 | Economic | MW | Before Competition Groups | 0.01701 | 0 | 0 | 808.3619 | 2.1042e-05 | 47 | Residential_2023_Economic_MW_Before Competition Groups_47 | Wall Insulation MF | 0.002104% | 0 | 0.01701 | Residential_2023_Economic_MW_Before Competition Groups_Wall Insulation MF
Residential | Res ¦ Chilled Water Optimization | 2023 | Technical | MW | Before Competition Groups | 0.025293 | 0 | 0 | 1493.3718 | 1.6937e-05 | 87 | Residential_2023_Technical_MW_Before Competition Groups_87 | Chilled Water Optimization | 0.001694% | 0 | 0.025293 | Residential_2023_Technical_MW_Before Competition Groups_Chilled Water Optimization
Residential | Res ¦ Radiant Barrier | 2023 | Technical | MW | Before Competition Groups | 0.015844 | 0 | 0 | 1493.3718 | 1.0609e-05 | 88 | Residential_2023_Technical_MW_Before Competition Groups_88 | Radiant Barrier | 0.001061% | 0 | 0.015844 | Residential_2023_Technical_MW_Before Competition Groups_Radiant Barrier
Residential | Res ¦ Wall Insulation MF | 2023 | Achievable | MW | Before Competition Groups | 0.0001674 | 0 | 0 | 34.934 | 4.7919e-06 | 47 | Residential_2023_Achievable_MW_Before Competition Groups_47 | Wall Insulation MF | 0.0004792% | 0 | 0.0001674 | Residential_2023_Achievable_MW_Before Competition Groups_Wall Insulation MF
Residential | Res ¦ Solar Water Preheat (Pools/DHW) | 2023 | Technical | MW | Before Competition Groups | 0.00081031 | 0 | 0 | 1493.3718 | 5.426e-07 | 89 | Residential_2023_Technical_MW_Before Competition Groups_89 | Solar Water Preheat (Pools/DHW) | 5.426e-05% | 0 | 0.00081031 | Residential_2023_Technical_MW_Before Competition Groups_Solar Water Preheat (Pools/DHW)
Residential | Res ¦ Photocell Controls (Outdoor) | 2023 | Technical | MW | Before Competition Groups | 9.4352e-05 | 0 | 0 | 1493.3718 | 6.3181e-08 | 90 | Residential_2023_Technical_MW_Before Competition Groups_90 | Photocell Controls (Outdoor) | 6.318e-06% | 0 | 9.4352e-05 | Residential_2023_Technical_MW_Before Competition Groups_Photocell Controls (Outdoor)
Residential | Res ¦ Air Source Heat Pump | 2023 | Achievable | MW | Before Competition Groups | 0 | 0 | 0 | 34.934 | 0 | 48 | Residential_2023_Achievable_MW_Before Competition Groups_48 | Air Source Heat Pump | 0% | 0 | 0 | Residential_2023_Achievable_MW_Before Competition Groups_Air Source Heat Pump
Residential | Res ¦ Air Source Heat Pump | 2023 | Economic | MW | Before Competition Groups | 0 | 0 | 0 | 808.3619 | 0 | 48 | Residential_2023_Economic_MW_Before Competition Groups_48 | Air Source Heat Pump | 0% | 0 | 0 | Residential_2023_Economic_MW_Before Competition Groups_Air Source Heat Pump
Residential | Res ¦ Ceiling Insulation | 2023 | Achievable | MW | Before Competition Groups | 0 | 0 | 0 | 34.934 | 0 | 49 | Residential_2023_Achievable_MW_Before Competition Groups_49 | Ceiling Insulation | 0% | 0 | 0 | Residential_2023_Achievable_MW_Before Competition Groups_Ceiling Insulation
Residential | Res ¦ Ceiling Insulation | 2023 | Economic | MW | Before Competition Groups | 0 | 0 | 0 | 808.3619 | 0 | 49 | Residential_2023_Economic_MW_Before Competition Groups_49 | Ceiling Insulation | 0% | 0 | 0 | Residential_2023_Economic_MW_Before Competition Groups_Ceiling Insulation
Residential | Res ¦ DHW Recirculation Systems | 2023 | Achievable | MW | Before Competition Groups | 0 | 0 | 0 | 34.934 | 0 | 50 | Residential_2023_Achievable_MW_Before Competition Groups_50 | DHW Recirculation Systems | 0% | 0 | 0 | Residential_2023_Achievable_MW_Before Competition Groups_DHW Recirculation Systems
Residential | Res ¦ DHW Recirculation Systems | 2023 | Economic | MW | Before Competition Groups | 0 | 0 | 0 | 808.3619 | 0 | 50 | Residential_2023_Economic_MW_Before Competition Groups_50 | DHW Recirculation Systems | 0% | 0 | 0 | Residential_2023_Economic_MW_Before Competition Groups_DHW Recirculation Systems
Residential | Res ¦ Drain Water Heat Recovery | 2023 | Achievable | MW | Before Competition Groups | 0 | 0 | 0 | 34.934 | 0 | 51 | Residential_2023_Achievable_MW_Before Competition Groups_51 | Drain Water Heat Recovery | 0% | 0 | 0 | Residential_2023_Achievable_MW_Before Competition Groups_Drain Water Heat Recovery
Residential | Res ¦ Drain Water Heat Recovery | 2023 | Economic | MW | Before Competition Groups | 0 | 0 | 0 | 808.3619 | 0 | 51 | Residential_2023_Economic_MW_Before Competition Groups_51 | Drain Water Heat Recovery | 0% | 0 | 0 | Residential_2023_Economic_MW_Before Competition Groups_Drain Water Heat Recovery
Residential | Res ¦ Early Hot Water Heater Replacement | 2023 | Achievable | MW | Before Competition Groups | 0 | 0 | 0 | 34.934 | 0 | 52 | Residential_2023_Achievable_MW_Before Competition Groups_52 | Early Hot Water Heater Replacement | 0% | 0 | 0 | Residential_2023_Achievable_MW_Before Competition Groups_Early Hot Water Heater Replacement
Residential | Res ¦ Early Hot Water Heater Replacement | 2023 | Economic | MW | Before Competition Groups | 0 | 0 | 0 | 808.3619 | 0 | 52 | Residential_2023_Economic_MW_Before Competition Groups_52 | Early Hot Water Heater Replacement | 0% | 0 | 0 | Residential_2023_Economic_MW_Before Competition Groups_Early Hot Water Heater Replacement
Residential | Res ¦ Energy Star Clothes Dryer | 2023 | Achievable | MW | Before Competition Groups | 0 | 0 | 0 | 34.934 | 0 | 53 | Residential_2023_Achievable_MW_Before Competition Groups_53 | Energy Star Clothes Dryer | 0% | 0 | 0 | Residential_2023_Achievable_MW_Before Competition Groups_Energy Star Clothes Dryer
Residential | Res ¦ Energy Star Clothes Dryer | 2023 | Economic | MW | Before Competition Groups | 0 | 0 | 0 | 808.3619 | 0 | 53 | Residential_2023_Economic_MW_Before Competition Groups_53 | Energy Star Clothes Dryer | 0% | 0 | 0 | Residential_2023_Economic_MW_Before Competition Groups_Energy Star Clothes Dryer
Residential | Res ¦ Energy Star Dehumidifier | 2023 | Achievable | MW | Before Competition Groups | 0 | 0 | 0 | 34.934 | 0 | 54 | Residential_2023_Achievable_MW_Before Competition Groups_54 | Energy Star Dehumidifier | 0% | 0 | 0 | Residential_2023_Achievable_MW_Before Competition Groups_Energy Star Dehumidifier
Residential | Res ¦ Energy Star Dehumidifier | 2023 | Economic | MW | Before Competition Groups | 0 | 0 | 0 | 808.3619 | 0 | 54 | Residential_2023_Economic_MW_Before Competition Groups_54 | Energy Star Dehumidifier | 0% | 0 | 0 | Residential_2023_Economic_MW_Before Competition Groups_Energy Star Dehumidifier
Residential | Res ¦ Energy Star Freezer | 2023 | Achievable | MW | Before Competition Groups | 0 | 0 | 0 | 34.934 | 0 | 55 | Residential_2023_Achievable_MW_Before Competition Groups_55 | Energy Star Freezer | 0% | 0 | 0 | Residential_2023_Achievable_MW_Before Competition Groups_Energy Star Freezer
Residential | Res ¦ Energy Star Freezer | 2023 | Economic | MW | Before Competition Groups | 0 | 0 | 0 | 808.3619 | 0 | 55 | Residential_2023_Economic_MW_Before Competition Groups_55 | Energy Star Freezer | 0% | 0 | 0 | Residential_2023_Economic_MW_Before Competition Groups_Energy Star Freezer
Residential | Res ¦ Furnace with ECM | 2023 | Achievable | MW | Before Competition Groups | 0 | 0 | 0 | 34.934 | 0 | 56 | Residential_2023_Achievable_MW_Before Competition Groups_56 | Furnace with ECM | 0% | 0 | 0 | Residential_2023_Achievable_MW_Before Competition Groups_Furnace with ECM
Residential | Res ¦ Furnace with ECM | 2023 | Economic | MW | Before Competition Groups | 0 | 0 | 0 | 808.3619 | 0 | 56 | Residential_2023_Economic_MW_Before Competition Groups_56 | Furnace with ECM | 0% | 0 | 0 | Residential_2023_Economic_MW_Before Competition Groups_Furnace with ECM
Residential | Res ¦ Heat Pump Water Heater | 2023 | Achievable | MW | Before Competition Groups | 0 | 0 | 0 | 34.934 | 0 | 57 | Residential_2023_Achievable_MW_Before Competition Groups_57 | Heat Pump Water Heater | 0% | 0 | 0 | Residential_2023_Achievable_MW_Before Competition Groups_Heat Pump Water Heater
Residential | Res ¦ Heat Pump Water Heater | 2023 | Economic | MW | Before Competition Groups | 0 | 0 | 0 | 808.3619 | 0 | 57 | Residential_2023_Economic_MW_Before Competition Groups_57 | Heat Pump Water Heater | 0% | 0 | 0 | Residential_2023_Economic_MW_Before Competition Groups_Heat Pump Water Heater
Residential | Res ¦ LED Downlight | 2023 | Achievable | MW | Before Competition Groups | 0 | 0 | 0 | 34.934 | 0 | 58 | Residential_2023_Achievable_MW_Before Competition Groups_58 | LED Downlight | 0% | 0 | 0 | Residential_2023_Achievable_MW_Before Competition Groups_LED Downlight
Residential | Res ¦ LED Downlight | 2023 | Economic | MW | Before Competition Groups | 0 | 0 | 0 | 808.3619 | 0 | 58 | Residential_2023_Economic_MW_Before Competition Groups_58 | LED Downlight | 0% | 0 | 0 | Residential_2023_Economic_MW_Before Competition Groups_LED Downlight
Residential | Res ¦ LED High Bay Fixture | 2023 | Achievable | MW | Before Competition Groups | 0 | 0 | 0 | 34.934 | 0 | 59 | Residential_2023_Achievable_MW_Before Competition Groups_59 | LED High Bay Fixture | 0% | 0 | 0 | Residential_2023_Achievable_MW_Before Competition Groups_LED High Bay Fixture
Residential | Res ¦ LED High Bay Fixture | 2023 | Economic | MW | Before Competition Groups | 0 | 0 | 0 | 808.3619 | 0 | 59 | Residential_2023_Economic_MW_Before Competition Groups_59 | LED High Bay Fixture | 0% | 0 | 0 | Residential_2023_Economic_MW_Before Competition Groups_LED High Bay Fixture
Residential | Res ¦ LED Tube Re-Lamp | 2023 | Achievable | MW | Before Competition Groups | 0 | 0 | 0 | 34.934 | 0 | 60 | Residential_2023_Achievable_MW_Before Competition Groups_60 | LED Tube Re-Lamp | 0% | 0 | 0 | Residential_2023_Achievable_MW_Before Competition Groups_LED Tube Re-Lamp
Residential | Res ¦ LED Tube Re-Lamp | 2023 | Economic | MW | Before Competition Groups | 0 | 0 | 0 | 808.3619 | 0 | 60 | Residential_2023_Economic_MW_Before Competition Groups_60 | LED Tube Re-Lamp | 0% | 0 | 0 | Residential_2023_Economic_MW_Before Competition Groups_LED Tube Re-Lamp
Residential | Res ¦ Lighting Motion Sensors, Timers, Dimmers | 2023 | Achievable | MW | Before Competition Groups | 0 | 0 | 0 | 34.934 | 0 | 61 | Residential_2023_Achievable_MW_Before Competition Groups_61 | Lighting Motion Sensors, Timers, Dimmers | 0% | 0 | 0 | Residential_2023_Achievable_MW_Before Competition Groups_Lighting Motion Sensors, Timers, Dimmers
Residential | Res ¦ Lighting Motion Sensors, Timers, Dimmers | 2023 | Economic | MW | Before Competition Groups | 0 | 0 | 0 | 808.3619 | 0 | 61 | Residential_2023_Economic_MW_Before Competition Groups_61 | Lighting Motion Sensors, Timers, Dimmers | 0% | 0 | 0 | Residential_2023_Economic_MW_Before Competition Groups_Lighting Motion Sensors, Timers, Dimmers
Residential | Res ¦ Networked/ Connected - Indoor LED Luminaire | 2023 | Achievable | MW | Before Competition Groups | 0 | 0 | 0 | 34.934 | 0 | 62 | Residential_2023_Achievable_MW_Before Competition Groups_62 | Networked/ Connected - Indoor LED Luminaire | 0% | 0 | 0 | Residential_2023_Achievable_MW_Before Competition Groups_Networked/ Connected - Indoor LED Luminaire
Residential | Res ¦ Networked/ Connected - Indoor LED Luminaire | 2023 | Economic | MW | Before Competition Groups | 0 | 0 | 0 | 808.3619 | 0 | 62 | Residential_2023_Economic_MW_Before Competition Groups_62 | Networked/ Connected - Indoor LED Luminaire | 0% | 0 | 0 | Residential_2023_Economic_MW_Before Competition Groups_Networked/ Connected - Indoor LED Luminaire
Residential | Res ¦ Radiant Barrier | 2023 | Achievable | MW | Before Competition Groups | 0 | 0 | 0 | 34.934 | 0 | 63 | Residential_2023_Achievable_MW_Before Competition Groups_63 | Radiant Barrier | 0% | 0 | 0 | Residential_2023_Achievable_MW_Before Competition Groups_Radiant Barrier
Residential | Res ¦ Radiant Barrier | 2023 | Economic | MW | Before Competition Groups | 0 | 0 | 0 | 808.3619 | 0 | 63 | Residential_2023_Economic_MW_Before Competition Groups_63 | Radiant Barrier | 0% | 0 | 0 | Residential_2023_Economic_MW_Before Competition Groups_Radiant Barrier
Residential | Res ¦ Smart Burners | 2023 | Achievable | MW | Before Competition Groups | 0 | 0 | 0 | 34.934 | 0 | 64 | Residential_2023_Achievable_MW_Before Competition Groups_64 | Smart Burners | 0% | 0 | 0 | Residential_2023_Achievable_MW_Before Competition Groups_Smart Burners
Residential | Res ¦ Smart Burners | 2023 | Economic | MW | Before Competition Groups | 0 | 0 | 0 | 808.3619 | 0 | 64 | Residential_2023_Economic_MW_Before Competition Groups_64 | Smart Burners | 0% | 0 | 0 | Residential_2023_Economic_MW_Before Competition Groups_Smart Burners
Residential | Res ¦ Smart Power Bar | 2023 | Achievable | MW | Before Competition Groups | 0 | 0 | 0 | 34.934 | 0 | 65 | Residential_2023_Achievable_MW_Before Competition Groups_65 | Smart Power Bar | 0% | 0 | 0 | Residential_2023_Achievable_MW_Before Competition Groups_Smart Power Bar
Residential | Res ¦ Smart Power Bar | 2023 | Economic | MW | Before Competition Groups | 0 | 0 | 0 | 808.3619 | 0 | 65 | Residential_2023_Economic_MW_Before Competition Groups_65 | Smart Power Bar | 0% | 0 | 0 | Residential_2023_Economic_MW_Before Competition Groups_Smart Power Bar
Residential | Res ¦ Tankless Water Heater | 2023 | Achievable | MW | Before Competition Groups | 0 | 0 | 0 | 34.934 | 0 | 66 | Residential_2023_Achievable_MW_Before Competition Groups_66 | Tankless Water Heater | 0% | 0 | 0 | Residential_2023_Achievable_MW_Before Competition Groups_Tankless Water Heater
Residential | Res ¦ Tankless Water Heater | 2023 | Economic | MW | Before Competition Groups | 0 | 0 | 0 | 808.3619 | 0 | 66 | Residential_2023_Economic_MW_Before Competition Groups_66 | Tankless Water Heater | 0% | 0 | 0 | Residential_2023_Economic_MW_Before Competition Groups_Tankless Water Heater
Residential | Res ¦ Variable Refrigerant Flow Heat Pump | 2023 | Achievable | MW | Before Competition Groups | 0 | 0 | 0 | 34.934 | 0 | 67 | Residential_2023_Achievable_MW_Before Competition Groups_67 | Variable Refrigerant Flow Heat Pump | 0% | 0 | 0 | Residential_2023_Achievable_MW_Before Competition Groups_Variable Refrigerant Flow Heat Pump
Residential | Res ¦ Variable Refrigerant Flow Heat Pump | 2023 | Economic | MW | Before Competition Groups | 0 | 0 | 0 | 808.3619 | 0 | 67 | Residential_2023_Economic_MW_Before Competition Groups_67 | Variable Refrigerant Flow Heat Pump | 0% | 0 | 0 | Residential_2023_Economic_MW_Before Competition Groups_Variable Refrigerant Flow Heat Pump
Residential | Res ¦ Adaptive Thermostat | 2024 | Economic | MW | Before Competition Groups | 194.9661 | 0 | 0 | 888.6391 | 0.2194 | 1 | Residential_2024_Economic_MW_Before Competition Groups_1 | Adaptive Thermostat | 21.94% | 0 | 194.9661 | Residential_2024_Economic_MW_Before Competition Groups_Adaptive Thermostat
Residential | Res ¦ Building Recommissioning, Operations and Maintenance (O&M) Improvements | 2024 | Achievable | MW | Before Competition Groups | 12.332 | 0 | 0 | 74.7376 | 0.165 | 1 | Residential_2024_Achievable_MW_Before Competition Groups_1 | Building Recommissioning, Operations and Maintenance (O&M) Improvements | 16.5% | 0 | 12.332 | Residential_2024_Achievable_MW_Before Competition Groups_Building Recommissioning, Operations and Maintenance (O&M) Improvements
Residential | Res ¦ Energy Star Central Air Conditioner | 2024 | Technical | MW | Before Competition Groups | 233.0088 | 0 | 0 | 1679.7364 | 0.13872 | 1 | Residential_2024_Technical_MW_Before Competition Groups_1 | Energy Star Central Air Conditioner | 13.87% | 0 | 233.0088 | Residential_2024_Technical_MW_Before Competition Groups_Energy Star Central Air Conditioner
Residential | Res ¦ Variable Speed Pool Pump Motor | 2024 | Achievable | MW | Before Competition Groups | 8.692 | 0 | 0 | 74.7376 | 0.1163 | 2 | Residential_2024_Achievable_MW_Before Competition Groups_2 | Variable Speed Pool Pump Motor | 11.63% | 0 | 8.692 | Residential_2024_Achievable_MW_Before Competition Groups_Variable Speed Pool Pump Motor
Residential | Res ¦ Building Recommissioning, Operations and Maintenance (O&M) Improvements | 2024 | Economic | MW | Before Competition Groups | 103.2817 | 0 | 0 | 888.6391 | 0.11622 | 2 | Residential_2024_Economic_MW_Before Competition Groups_2 | Building Recommissioning, Operations and Maintenance (O&M) Improvements | 11.62% | 0 | 103.2817 | Residential_2024_Economic_MW_Before Competition Groups_Building Recommissioning, Operations and Maintenance (O&M) Improvements
Residential | Res ¦ Adaptive Thermostat | 2024 | Technical | MW | Before Competition Groups | 194.9661 | 0 | 0 | 1679.7364 | 0.11607 | 2 | Residential_2024_Technical_MW_Before Competition Groups_2 | Adaptive Thermostat | 11.61% | 0 | 194.9661 | Residential_2024_Technical_MW_Before Competition Groups_Adaptive Thermostat
Residential | Res ¦ Energy Star Clothes Washer | 2024 | Achievable | MW | Before Competition Groups | 8.5497 | 0 | 0 | 74.7376 | 0.1144 | 3 | Residential_2024_Achievable_MW_Before Competition Groups_3 | Energy Star Clothes Washer | 11.44% | 0 | 8.5497 | Residential_2024_Achievable_MW_Before Competition Groups_Energy Star Clothes Washer
Residential | Res ¦ Basement Wall Insulation | 2024 | Economic | MW | Before Competition Groups | 91.8052 | 0 | 0 | 888.6391 | 0.10331 | 3 | Residential_2024_Economic_MW_Before Competition Groups_3 | Basement Wall Insulation | 10.33% | 0 | 91.8052 | Residential_2024_Economic_MW_Before Competition Groups_Basement Wall Insulation
Residential | Res ¦ Ductless Mini-Split Heat Pump | 2024 | Achievable | MW | Before Competition Groups | 7.3692 | 0 | 0 | 74.7376 | 0.098601 | 4 | Residential_2024_Achievable_MW_Before Competition Groups_4 | Ductless Mini-Split Heat Pump | 9.86% | 0 | 7.3692 | Residential_2024_Achievable_MW_Before Competition Groups_Ductless Mini-Split Heat Pump
Residential | Res ¦ Adaptive Thermostat | 2024 | Achievable | MW | Before Competition Groups | 7.3111 | 0 | 0 | 74.7376 | 0.097823 | 5 | Residential_2024_Achievable_MW_Before Competition Groups_5 | Adaptive Thermostat | 9.782% | 0 | 7.3111 | Residential_2024_Achievable_MW_Before Competition Groups_Adaptive Thermostat
Residential | Res ¦ Variable Speed Pool Pump Motor | 2024 | Economic | MW | Before Competition Groups | 72.8026 | 0 | 0 | 888.6391 | 0.081926 | 4 | Residential_2024_Economic_MW_Before Competition Groups_4 | Variable Speed Pool Pump Motor | 8.193% | 0 | 72.8026 | Residential_2024_Economic_MW_Before Competition Groups_Variable Speed Pool Pump Motor
Residential | Res ¦ Attic Insulation | 2024 | Economic | MW | Before Competition Groups | 70.8625 | 0 | 0 | 888.6391 | 0.079743 | 5 | Residential_2024_Economic_MW_Before Competition Groups_5 | Attic Insulation | 7.974% | 0 | 70.8625 | Residential_2024_Economic_MW_Before Competition Groups_Attic Insulation
Residential | Res ¦ Building Recommissioning, Operations and Maintenance (O&M) Improvements | 2024 | Technical | MW | Before Competition Groups | 103.2817 | 0 | 0 | 1679.7364 | 0.061487 | 3 | Residential_2024_Technical_MW_Before Competition Groups_3 | Building Recommissioning, Operations and Maintenance (O&M) Improvements | 6.149% | 0 | 103.2817 | Residential_2024_Technical_MW_Before Competition Groups_Building Recommissioning, Operations and Maintenance (O&M) Improvements
Residential | Res ¦ Basement Wall Insulation | 2024 | Technical | MW | Before Competition Groups | 91.8052 | 0 | 0 | 1679.7364 | 0.054655 | 4 | Residential_2024_Technical_MW_Before Competition Groups_4 | Basement Wall Insulation | 5.465% | 0 | 91.8052 | Residential_2024_Technical_MW_Before Competition Groups_Basement Wall Insulation
Residential | Res ¦ Basement or Crawlspace Insulation | 2024 | Technical | MW | Before Competition Groups | 76.3935 | 0 | 0 | 1679.7364 | 0.045479 | 5 | Residential_2024_Technical_MW_Before Competition Groups_5 | Basement or Crawlspace Insulation | 4.548% | 0 | 76.3935 | Residential_2024_Technical_MW_Before Competition Groups_Basement or Crawlspace Insulation
Residential | Res ¦ Smart Power Bar | 2024 | Technical | MW | Before Competition Groups | 75.0833 | 0 | 0 | 1679.7364 | 0.044699 | 6 | Residential_2024_Technical_MW_Before Competition Groups_6 | Smart Power Bar | 4.47% | 0 | 75.0833 | Residential_2024_Technical_MW_Before Competition Groups_Smart Power Bar
Residential | Res ¦ Energy Star LED Bulbs General Purpose LEDs | 2024 | Achievable | MW | Before Competition Groups | 3.2677 | 0 | 0 | 74.7376 | 0.043722 | 6 | Residential_2024_Achievable_MW_Before Competition Groups_6 | Energy Star LED Bulbs General Purpose LEDs | 4.372% | 0 | 3.2677 | Residential_2024_Achievable_MW_Before Competition Groups_Energy Star LED Bulbs General Purpose LEDs
Residential | Res ¦ Variable Speed Pool Pump Motor | 2024 | Technical | MW | Before Competition Groups | 72.8026 | 0 | 0 | 1679.7364 | 0.043342 | 7 | Residential_2024_Technical_MW_Before Competition Groups_7 | Variable Speed Pool Pump Motor | 4.334% | 0 | 72.8026 | Residential_2024_Technical_MW_Before Competition Groups_Variable Speed Pool Pump Motor
Residential | Res ¦ Attic Insulation | 2024 | Technical | MW | Before Competition Groups | 70.8625 | 0 | 0 | 1679.7364 | 0.042187 | 8 | Residential_2024_Technical_MW_Before Competition Groups_8 | Attic Insulation | 4.219% | 0 | 70.8625 | Residential_2024_Technical_MW_Before Competition Groups_Attic Insulation
Residential | Res ¦ Ductless Mini-Split Heat Pump | 2024 | Economic | MW | Before Competition Groups | 35.1134 | 0 | 0 | 888.6391 | 0.039514 | 6 | Residential_2024_Economic_MW_Before Competition Groups_6 | Ductless Mini-Split Heat Pump | 3.951% | 0 | 35.1134 | Residential_2024_Economic_MW_Before Competition Groups_Ductless Mini-Split Heat Pump
Residential | Res ¦ Energy Star LED Specialty Bulbs | 2024 | Achievable | MW | Before Competition Groups | 2.8076 | 0 | 0 | 74.7376 | 0.037565 | 7 | Residential_2024_Achievable_MW_Before Competition Groups_7 | Energy Star LED Specialty Bulbs | 3.757% | 0 | 2.8076 | Residential_2024_Achievable_MW_Before Competition Groups_Energy Star LED Specialty Bulbs
Residential | Res ¦ Energy Star A Line, PAR, MR Lamps | 2024 | Economic | MW | Before Competition Groups | 31.8204 | 0 | 0 | 888.6391 | 0.035808 | 7 | Residential_2024_Economic_MW_Before Competition Groups_7 | Energy Star A Line, PAR, MR Lamps | 3.581% | 0 | 31.8204 | Residential_2024_Economic_MW_Before Competition Groups_Energy Star A Line, PAR, MR Lamps
Residential | Res ¦ Wall Insulation | 2024 | Technical | MW | Before Competition Groups | 55.5342 | 0 | 0 | 1679.7364 | 0.033061 | 9 | Residential_2024_Technical_MW_Before Competition Groups_9 | Wall Insulation | 3.306% | 0 | 55.5342 | Residential_2024_Technical_MW_Before Competition Groups_Wall Insulation
Residential | Res ¦ Energy Star LED Bulbs General Purpose LEDs | 2024 | Economic | MW | Before Competition Groups | 26.7828 | 0 | 0 | 888.6391 | 0.030139 | 8 | Residential_2024_Economic_MW_Before Competition Groups_8 | Energy Star LED Bulbs General Purpose LEDs | 3.014% | 0 | 26.7828 | Residential_2024_Economic_MW_Before Competition Groups_Energy Star LED Bulbs General Purpose LEDs
Residential | Res ¦ Energy Star LED Specialty Bulbs | 2024 | Economic | MW | Before Competition Groups | 22.9637 | 0 | 0 | 888.6391 | 0.025841 | 9 | Residential_2024_Economic_MW_Before Competition Groups_9 | Energy Star LED Specialty Bulbs | 2.584% | 0 | 22.9637 | Residential_2024_Economic_MW_Before Competition Groups_Energy Star LED Specialty Bulbs
Residential | Res ¦ Basement Wall Insulation | 2024 | Achievable | MW | Before Competition Groups | 1.926 | 0 | 0 | 74.7376 | 0.02577 | 8 | Residential_2024_Achievable_MW_Before Competition Groups_8 | Basement Wall Insulation | 2.577% | 0 | 1.926 | Residential_2024_Achievable_MW_Before Competition Groups_Basement Wall Insulation
Residential | Res ¦ Energy Star Room Air Conditioner | 2024 | Achievable | MW | Before Competition Groups | 1.8842 | 0 | 0 | 74.7376 | 0.025211 | 9 | Residential_2024_Achievable_MW_Before Competition Groups_9 | Energy Star Room Air Conditioner | 2.521% | 0 | 1.8842 | Residential_2024_Achievable_MW_Before Competition Groups_Energy Star Room Air Conditioner
Residential | Res ¦ Occupancy Sensors MF | 2024 | Achievable | MW | Before Competition Groups | 1.8532 | 0 | 0 | 74.7376 | 0.024796 | 10 | Residential_2024_Achievable_MW_Before Competition Groups_10 | Occupancy Sensors MF | 2.48% | 0 | 1.8532 | Residential_2024_Achievable_MW_Before Competition Groups_Occupancy Sensors MF
Residential | Res ¦ Duct Insulation | 2024 | Economic | MW | Before Competition Groups | 21.9686 | 0 | 0 | 888.6391 | 0.024722 | 10 | Residential_2024_Economic_MW_Before Competition Groups_10 | Duct Insulation | 2.472% | 0 | 21.9686 | Residential_2024_Economic_MW_Before Competition Groups_Duct Insulation
Residential | Res ¦ Ductless Mini-Split Air Conditioner | 2024 | Technical | MW | Before Competition Groups | 40.8502 | 0 | 0 | 1679.7364 | 0.024319 | 10 | Residential_2024_Technical_MW_Before Competition Groups_10 | Ductless Mini-Split Air Conditioner | 2.432% | 0 | 40.8502 | Residential_2024_Technical_MW_Before Competition Groups_Ductless Mini-Split Air Conditioner
Residential | Res ¦ Advanced BAS/Controllers | 2024 | Achievable | MW | Before Competition Groups | 1.8012 | 0 | 0 | 74.7376 | 0.0241 | 11 | Residential_2024_Achievable_MW_Before Competition Groups_11 | Advanced BAS/Controllers | 2.41% | 0 | 1.8012 | Residential_2024_Achievable_MW_Before Competition Groups_Advanced BAS/Controllers
Residential | Res ¦ Energy Star A Line, PAR, MR Lamps | 2024 | Achievable | MW | Before Competition Groups | 1.7913 | 0 | 0 | 74.7376 | 0.023967 | 12 | Residential_2024_Achievable_MW_Before Competition Groups_12 | Energy Star A Line, PAR, MR Lamps | 2.397% | 0 | 1.7913 | Residential_2024_Achievable_MW_Before Competition Groups_Energy Star A Line, PAR, MR Lamps
Residential | Res ¦ Energy Star Air Source Heat Pump | 2024 | Economic | MW | Before Competition Groups | 19.7008 | 0 | 0 | 888.6391 | 0.02217 | 11 | Residential_2024_Economic_MW_Before Competition Groups_11 | Energy Star Air Source Heat Pump | 2.217% | 0 | 19.7008 | Residential_2024_Economic_MW_Before Competition Groups_Energy Star Air Source Heat Pump
Residential | Res ¦ Air Sealing | 2024 | Economic | MW | Before Competition Groups | 19.5716 | 0 | 0 | 888.6391 | 0.022024 | 12 | Residential_2024_Economic_MW_Before Competition Groups_12 | Air Sealing | 2.202% | 0 | 19.5716 | Residential_2024_Economic_MW_Before Competition Groups_Air Sealing
Residential | Res ¦ Clothes Drying Racks | 2024 | Achievable | MW | Before Competition Groups | 1.6369 | 0 | 0 | 74.7376 | 0.021902 | 13 | Residential_2024_Achievable_MW_Before Competition Groups_13 | Clothes Drying Racks | 2.19% | 0 | 1.6369 | Residential_2024_Achievable_MW_Before Competition Groups_Clothes Drying Racks
Residential | Res ¦ Energy Star Clothes Washer | 2024 | Economic | MW | Before Competition Groups | 18.8261 | 0 | 0 | 888.6391 | 0.021185 | 13 | Residential_2024_Economic_MW_Before Competition Groups_13 | Energy Star Clothes Washer | 2.119% | 0 | 18.8261 | Residential_2024_Economic_MW_Before Competition Groups_Energy Star Clothes Washer
Residential | Res ¦ Floor Insulation | 2024 | Economic | MW | Before Competition Groups | 18.6053 | 0 | 0 | 888.6391 | 0.020937 | 14 | Residential_2024_Economic_MW_Before Competition Groups_14 | Floor Insulation | 2.094% | 0 | 18.6053 | Residential_2024_Economic_MW_Before Competition Groups_Floor Insulation
Residential | Res ¦ Ductless Mini-Split Heat Pump | 2024 | Technical | MW | Before Competition Groups | 35.1134 | 0 | 0 | 1679.7364 | 0.020904 | 11 | Residential_2024_Technical_MW_Before Competition Groups_11 | Ductless Mini-Split Heat Pump | 2.09% | 0 | 35.1134 | Residential_2024_Technical_MW_Before Competition Groups_Ductless Mini-Split Heat Pump
Residential | Res ¦ Energy Star Ground Source Heat Pump | 2024 | Technical | MW | Before Competition Groups | 34.8376 | 0 | 0 | 1679.7364 | 0.02074 | 12 | Residential_2024_Technical_MW_Before Competition Groups_12 | Energy Star Ground Source Heat Pump | 2.074% | 0 | 34.8376 | Residential_2024_Technical_MW_Before Competition Groups_Energy Star Ground Source Heat Pump
Residential | Res ¦ High Efficiency Chiller (avg of water and air cooled) | 2024 | Achievable | MW | Before Competition Groups | 1.4886 | 0 | 0 | 74.7376 | 0.019917 | 14 | Residential_2024_Achievable_MW_Before Competition Groups_14 | High Efficiency Chiller (avg of water and air cooled) | 1.992% | 0 | 1.4886 | Residential_2024_Achievable_MW_Before Competition Groups_High Efficiency Chiller (avg of water and air cooled)
Residential | Res ¦ Attic Insulation | 2024 | Achievable | MW | Before Competition Groups | 1.4864 | 0 | 0 | 74.7376 | 0.019889 | 15 | Residential_2024_Achievable_MW_Before Competition Groups_15 | Attic Insulation | 1.989% | 0 | 1.4864 | Residential_2024_Achievable_MW_Before Competition Groups_Attic Insulation
Residential | Res ¦ Energy Star A Line, PAR, MR Lamps | 2024 | Technical | MW | Before Competition Groups | 31.8204 | 0 | 0 | 1679.7364 | 0.018944 | 13 | Residential_2024_Technical_MW_Before Competition Groups_13 | Energy Star A Line, PAR, MR Lamps | 1.894% | 0 | 31.8204 | Residential_2024_Technical_MW_Before Competition Groups_Energy Star A Line, PAR, MR Lamps
Residential | Res ¦ Refrigerator Recycling | 2024 | Achievable | MW | Before Competition Groups | 1.3878 | 0 | 0 | 74.7376 | 0.01857 | 16 | Residential_2024_Achievable_MW_Before Competition Groups_16 | Refrigerator Recycling | 1.857% | 0 | 1.3878 | Residential_2024_Achievable_MW_Before Competition Groups_Refrigerator Recycling
Residential | Res ¦ Energy Star Room Air Conditioner | 2024 | Economic | MW | Before Competition Groups | 15.582 | 0 | 0 | 888.6391 | 0.017535 | 15 | Residential_2024_Economic_MW_Before Competition Groups_15 | Energy Star Room Air Conditioner | 1.753% | 0 | 15.582 | Residential_2024_Economic_MW_Before Competition Groups_Energy Star Room Air Conditioner
Residential | Res ¦ Occupancy Sensors MF | 2024 | Economic | MW | Before Competition Groups | 15.3729 | 0 | 0 | 888.6391 | 0.017299 | 16 | Residential_2024_Economic_MW_Before Competition Groups_16 | Occupancy Sensors MF | 1.73% | 0 | 15.3729 | Residential_2024_Economic_MW_Before Competition Groups_Occupancy Sensors MF
Residential | Res ¦ Freezer Recycling | 2024 | Achievable | MW | Before Competition Groups | 1.2896 | 0 | 0 | 74.7376 | 0.017256 | 17 | Residential_2024_Achievable_MW_Before Competition Groups_17 | Freezer Recycling | 1.726% | 0 | 1.2896 | Residential_2024_Achievable_MW_Before Competition Groups_Freezer Recycling
Residential | Res ¦ Advanced BAS/Controllers | 2024 | Economic | MW | Before Competition Groups | 15.087 | 0 | 0 | 888.6391 | 0.016978 | 17 | Residential_2024_Economic_MW_Before Competition Groups_17 | Advanced BAS/Controllers | 1.698% | 0 | 15.087 | Residential_2024_Economic_MW_Before Competition Groups_Advanced BAS/Controllers
Residential | Res ¦ Ceiling Insulation | 2024 | Technical | MW | Before Competition Groups | 27.6622 | 0 | 0 | 1679.7364 | 0.016468 | 14 | Residential_2024_Technical_MW_Before Competition Groups_14 | Ceiling Insulation | 1.647% | 0 | 27.6622 | Residential_2024_Technical_MW_Before Competition Groups_Ceiling Insulation
Residential | Res ¦ Energy Star LED Bulbs General Purpose LEDs | 2024 | Technical | MW | Before Competition Groups | 26.7828 | 0 | 0 | 1679.7364 | 0.015945 | 15 | Residential_2024_Technical_MW_Before Competition Groups_15 | Energy Star LED Bulbs General Purpose LEDs | 1.594% | 0 | 26.7828 | Residential_2024_Technical_MW_Before Competition Groups_Energy Star LED Bulbs General Purpose LEDs
Residential | Res ¦ Clothes Drying Racks | 2024 | Economic | MW | Before Competition Groups | 13.7157 | 0 | 0 | 888.6391 | 0.015435 | 18 | Residential_2024_Economic_MW_Before Competition Groups_18 | Clothes Drying Racks | 1.543% | 0 | 13.7157 | Residential_2024_Economic_MW_Before Competition Groups_Clothes Drying Racks
Residential | Res ¦ Duct Insulation | 2024 | Technical | MW | Before Competition Groups | 23.0648 | 0 | 0 | 1679.7364 | 0.013731 | 16 | Residential_2024_Technical_MW_Before Competition Groups_16 | Duct Insulation | 1.373% | 0 | 23.0648 | Residential_2024_Technical_MW_Before Competition Groups_Duct Insulation
Residential | Res ¦ Smart Burners | 2024 | Technical | MW | Before Competition Groups | 23.0569 | 0 | 0 | 1679.7364 | 0.013726 | 17 | Residential_2024_Technical_MW_Before Competition Groups_17 | Smart Burners | 1.373% | 0 | 23.0569 | Residential_2024_Technical_MW_Before Competition Groups_Smart Burners
Residential | Res ¦ Energy Star LED Specialty Bulbs | 2024 | Technical | MW | Before Competition Groups | 22.9637 | 0 | 0 | 1679.7364 | 0.013671 | 18 | Residential_2024_Technical_MW_Before Competition Groups_18 | Energy Star LED Specialty Bulbs | 1.367% | 0 | 22.9637 | Residential_2024_Technical_MW_Before Competition Groups_Energy Star LED Specialty Bulbs
Residential | Res ¦ Wall Insulation | 2024 | Economic | MW | Before Competition Groups | 12.1362 | 0 | 0 | 888.6391 | 0.013657 | 19 | Residential_2024_Economic_MW_Before Competition Groups_19 | Wall Insulation | 1.366% | 0 | 12.1362 | Residential_2024_Economic_MW_Before Competition Groups_Wall Insulation
Residential | Res ¦ Energy Star Air Source Heat Pump | 2024 | Achievable | MW | Before Competition Groups | 1.0056 | 0 | 0 | 74.7376 | 0.013455 | 18 | Residential_2024_Achievable_MW_Before Competition Groups_18 | Energy Star Air Source Heat Pump | 1.346% | 0 | 1.0056 | Residential_2024_Achievable_MW_Before Competition Groups_Energy Star Air Source Heat Pump
Residential | Res ¦ Refrigerator Recycling | 2024 | Economic | MW | Before Competition Groups | 11.6244 | 0 | 0 | 888.6391 | 0.013081 | 20 | Residential_2024_Economic_MW_Before Competition Groups_20 | Refrigerator Recycling | 1.308% | 0 | 11.6244 | Residential_2024_Economic_MW_Before Competition Groups_Refrigerator Recycling
Residential | Res ¦ Variable Refrigerant Flow Heat Pump | 2024 | Technical | MW | Before Competition Groups | 21.6898 | 0 | 0 | 1679.7364 | 0.012913 | 19 | Residential_2024_Technical_MW_Before Competition Groups_19 | Variable Refrigerant Flow Heat Pump | 1.291% | 0 | 21.6898 | Residential_2024_Technical_MW_Before Competition Groups_Variable Refrigerant Flow Heat Pump
Residential | Res ¦ Energy Star Refrigerator | 2024 | Technical | MW | Before Competition Groups | 20.9378 | 0 | 0 | 1679.7364 | 0.012465 | 20 | Residential_2024_Technical_MW_Before Competition Groups_20 | Energy Star Refrigerator | 1.246% | 0 | 20.9378 | Residential_2024_Technical_MW_Before Competition Groups_Energy Star Refrigerator
Residential | Res ¦ Freezer Recycling | 2024 | Economic | MW | Before Competition Groups | 10.8281 | 0 | 0 | 888.6391 | 0.012185 | 21 | Residential_2024_Economic_MW_Before Competition Groups_21 | Freezer Recycling | 1.218% | 0 | 10.8281 | Residential_2024_Economic_MW_Before Competition Groups_Freezer Recycling
Residential | Res ¦ Energy Star Air Source Heat Pump | 2024 | Technical | MW | Before Competition Groups | 19.7008 | 0 | 0 | 1679.7364 | 0.011729 | 21 | Residential_2024_Technical_MW_Before Competition Groups_21 | Energy Star Air Source Heat Pump | 1.173% | 0 | 19.7008 | Residential_2024_Technical_MW_Before Competition Groups_Energy Star Air Source Heat Pump
Residential | Res ¦ Heat Pump Clothes Dryer | 2024 | Technical | MW | Before Competition Groups | 19.6266 | 0 | 0 | 1679.7364 | 0.011684 | 22 | Residential_2024_Technical_MW_Before Competition Groups_22 | Heat Pump Clothes Dryer | 1.168% | 0 | 19.6266 | Residential_2024_Technical_MW_Before Competition Groups_Heat Pump Clothes Dryer
Residential | Res ¦ Air Sealing | 2024 | Technical | MW | Before Competition Groups | 19.5716 | 0 | 0 | 1679.7364 | 0.011652 | 23 | Residential_2024_Technical_MW_Before Competition Groups_23 | Air Sealing | 1.165% | 0 | 19.5716 | Residential_2024_Technical_MW_Before Competition Groups_Air Sealing
Residential | Res ¦ Networked/ Connected - Indoor LED Lamp | 2024 | Technical | MW | Before Competition Groups | 18.999 | 0 | 0 | 1679.7364 | 0.011311 | 24 | Residential_2024_Technical_MW_Before Competition Groups_24 | Networked/ Connected - Indoor LED Lamp | 1.131% | 0 | 18.999 | Residential_2024_Technical_MW_Before Competition Groups_Networked/ Connected - Indoor LED Lamp
Residential | Res ¦ Central Air Conditioner Maintenance | 2024 | Technical | MW | Before Competition Groups | 18.8974 | 0 | 0 | 1679.7364 | 0.01125 | 25 | Residential_2024_Technical_MW_Before Competition Groups_25 | Central Air Conditioner Maintenance | 1.125% | 0 | 18.8974 | Residential_2024_Technical_MW_Before Competition Groups_Central Air Conditioner Maintenance
Residential | Res ¦ Energy Star Clothes Washer | 2024 | Technical | MW | Before Competition Groups | 18.8261 | 0 | 0 | 1679.7364 | 0.011208 | 26 | Residential_2024_Technical_MW_Before Competition Groups_26 | Energy Star Clothes Washer | 1.121% | 0 | 18.8261 | Residential_2024_Technical_MW_Before Competition Groups_Energy Star Clothes Washer
Residential | Res ¦ Floor Insulation | 2024 | Technical | MW | Before Competition Groups | 18.6053 | 0 | 0 | 1679.7364 | 0.011076 | 27 | Residential_2024_Technical_MW_Before Competition Groups_27 | Floor Insulation | 1.108% | 0 | 18.6053 | Residential_2024_Technical_MW_Before Competition Groups_Floor Insulation
Residential | Res ¦ ENERGY STAR LED LAMPS (REFLECTOR LAMPs/MR16/PAR 16) | 2024 | Achievable | MW | Before Competition Groups | 0.80699 | 0 | 0 | 74.7376 | 0.010798 | 19 | Residential_2024_Achievable_MW_Before Competition Groups_19 | ENERGY STAR LED LAMPS (REFLECTOR LAMPs/MR16/PAR 16) | 1.08% | 0 | 0.80699 | Residential_2024_Achievable_MW_Before Competition Groups_ENERGY STAR LED LAMPS (REFLECTOR LAMPs/MR16/PAR 16)
Residential | Res ¦ Dehumidifier Recycling | 2024 | Technical | MW | Before Competition Groups | 17.2534 | 0 | 0 | 1679.7364 | 0.010272 | 28 | Residential_2024_Technical_MW_Before Competition Groups_28 | Dehumidifier Recycling | 1.027% | 0 | 17.2534 | Residential_2024_Technical_MW_Before Competition Groups_Dehumidifier Recycling
Residential | Res ¦ Energy Star Room Air Conditioner | 2024 | Technical | MW | Before Competition Groups | 15.8002 | 0 | 0 | 1679.7364 | 0.0094063 | 29 | Residential_2024_Technical_MW_Before Competition Groups_29 | Energy Star Room Air Conditioner | 0.9406% | 0 | 15.8002 | Residential_2024_Technical_MW_Before Competition Groups_Energy Star Room Air Conditioner
Residential | Res ¦ Duct Insulation MF | 2024 | Economic | MW | Before Competition Groups | 8.1543 | 0 | 0 | 888.6391 | 0.0091762 | 22 | Residential_2024_Economic_MW_Before Competition Groups_22 | Duct Insulation MF | 0.9176% | 0 | 8.1543 | Residential_2024_Economic_MW_Before Competition Groups_Duct Insulation MF
Residential | Res ¦ Occupancy Sensors MF | 2024 | Technical | MW | Before Competition Groups | 15.3729 | 0 | 0 | 1679.7364 | 0.0091519 | 30 | Residential_2024_Technical_MW_Before Competition Groups_30 | Occupancy Sensors MF | 0.9152% | 0 | 15.3729 | Residential_2024_Technical_MW_Before Competition Groups_Occupancy Sensors MF
Residential | Res ¦ Advanced BAS/Controllers | 2024 | Technical | MW | Before Competition Groups | 15.087 | 0 | 0 | 1679.7364 | 0.0089817 | 31 | Residential_2024_Technical_MW_Before Competition Groups_31 | Advanced BAS/Controllers | 0.8982% | 0 | 15.087 | Residential_2024_Technical_MW_Before Competition Groups_Advanced BAS/Controllers
Residential | Res ¦ Induction Cooking Stove Top | 2024 | Technical | MW | Before Competition Groups | 14.2031 | 0 | 0 | 1679.7364 | 0.0084555 | 32 | Residential_2024_Technical_MW_Before Competition Groups_32 | Induction Cooking Stove Top | 0.8456% | 0 | 14.2031 | Residential_2024_Technical_MW_Before Competition Groups_Induction Cooking Stove Top
Residential | Res ¦ Energy Star Torchiere | 2024 | Achievable | MW | Before Competition Groups | 0.62953 | 0 | 0 | 74.7376 | 0.0084232 | 20 | Residential_2024_Achievable_MW_Before Competition Groups_20 | Energy Star Torchiere | 0.8423% | 0 | 0.62953 | Residential_2024_Achievable_MW_Before Competition Groups_Energy Star Torchiere
Residential | Res ¦ Clothes Drying Racks | 2024 | Technical | MW | Before Competition Groups | 13.7157 | 0 | 0 | 1679.7364 | 0.0081654 | 33 | Residential_2024_Technical_MW_Before Competition Groups_33 | Clothes Drying Racks | 0.8165% | 0 | 13.7157 | Residential_2024_Technical_MW_Before Competition Groups_Clothes Drying Racks
Residential | Res ¦ Refrigerator Recycling | 2024 | Technical | MW | Before Competition Groups | 11.6244 | 0 | 0 | 1679.7364 | 0.0069204 | 34 | Residential_2024_Technical_MW_Before Competition Groups_34 | Refrigerator Recycling | 0.692% | 0 | 11.6244 | Residential_2024_Technical_MW_Before Competition Groups_Refrigerator Recycling
Residential | Res ¦ Outside Air Economizer | 2024 | Achievable | MW | Before Competition Groups | 0.51024 | 0 | 0 | 74.7376 | 0.006827 | 21 | Residential_2024_Achievable_MW_Before Competition Groups_21 | Outside Air Economizer | 0.6827% | 0 | 0.51024 | Residential_2024_Achievable_MW_Before Competition Groups_Outside Air Economizer
Residential | Res ¦ Energy Star Clothes Dryer | 2024 | Technical | MW | Before Competition Groups | 11.2101 | 0 | 0 | 1679.7364 | 0.0066737 | 35 | Residential_2024_Technical_MW_Before Competition Groups_35 | Energy Star Clothes Dryer | 0.6674% | 0 | 11.2101 | Residential_2024_Technical_MW_Before Competition Groups_Energy Star Clothes Dryer
Residential | Res ¦ Energy Star Light Fixture | 2024 | Achievable | MW | Before Competition Groups | 0.48901 | 0 | 0 | 74.7376 | 0.006543 | 22 | Residential_2024_Achievable_MW_Before Competition Groups_22 | Energy Star Light Fixture | 0.6543% | 0 | 0.48901 | Residential_2024_Achievable_MW_Before Competition Groups_Energy Star Light Fixture
Residential | Res ¦ Freezer Recycling | 2024 | Technical | MW | Before Competition Groups | 10.8281 | 0 | 0 | 1679.7364 | 0.0064463 | 36 | Residential_2024_Technical_MW_Before Competition Groups_36 | Freezer Recycling | 0.6446% | 0 | 10.8281 | Residential_2024_Technical_MW_Before Competition Groups_Freezer Recycling
Residential | Res ¦ Minimize Hot and Warm Clothes Wash | 2024 | Economic | MW | Before Competition Groups | 5.7247 | 0 | 0 | 888.6391 | 0.0064421 | 23 | Residential_2024_Economic_MW_Before Competition Groups_23 | Minimize Hot and Warm Clothes Wash | 0.6442% | 0 | 5.7247 | Residential_2024_Economic_MW_Before Competition Groups_Minimize Hot and Warm Clothes Wash
Residential | Res ¦ Duct Insulation MF | 2024 | Technical | MW | Before Competition Groups | 10.3928 | 0 | 0 | 1679.7364 | 0.0061872 | 37 | Residential_2024_Technical_MW_Before Competition Groups_37 | Duct Insulation MF | 0.6187% | 0 | 10.3928 | Residential_2024_Technical_MW_Before Competition Groups_Duct Insulation MF
Residential | Res ¦ Duct Insulation | 2024 | Achievable | MW | Before Competition Groups | 0.45534 | 0 | 0 | 74.7376 | 0.0060925 | 23 | Residential_2024_Achievable_MW_Before Competition Groups_23 | Duct Insulation | 0.6093% | 0 | 0.45534 | Residential_2024_Achievable_MW_Before Competition Groups_Duct Insulation
Residential | Res ¦ Energy Star Dehumidifier | 2024 | Technical | MW | Before Competition Groups | 10.1431 | 0 | 0 | 1679.7364 | 0.0060385 | 38 | Residential_2024_Technical_MW_Before Competition Groups_38 | Energy Star Dehumidifier | 0.6039% | 0 | 10.1431 | Residential_2024_Technical_MW_Before Competition Groups_Energy Star Dehumidifier
Residential | Res ¦ Minimize Hot and Warm Clothes Wash | 2024 | Achievable | MW | Before Competition Groups | 0.42978 | 0 | 0 | 74.7376 | 0.0057506 | 24 | Residential_2024_Achievable_MW_Before Competition Groups_24 | Minimize Hot and Warm Clothes Wash | 0.5751% | 0 | 0.42978 | Residential_2024_Achievable_MW_Before Competition Groups_Minimize Hot and Warm Clothes Wash
Residential | Res ¦ Lighting Motion Sensors, Timers, Dimmers | 2024 | Technical | MW | Before Competition Groups | 9.546 | 0 | 0 | 1679.7364 | 0.005683 | 39 | Residential_2024_Technical_MW_Before Competition Groups_39 | Lighting Motion Sensors, Timers, Dimmers | 0.5683% | 0 | 9.546 | Residential_2024_Technical_MW_Before Competition Groups_Lighting Motion Sensors, Timers, Dimmers
Residential | Res ¦ Air Sealing | 2024 | Achievable | MW | Before Competition Groups | 0.41057 | 0 | 0 | 74.7376 | 0.0054935 | 25 | Residential_2024_Achievable_MW_Before Competition Groups_25 | Air Sealing | 0.5494% | 0 | 0.41057 | Residential_2024_Achievable_MW_Before Competition Groups_Air Sealing
Residential | Res ¦ Floor Insulation | 2024 | Achievable | MW | Before Competition Groups | 0.39016 | 0 | 0 | 74.7376 | 0.0052204 | 26 | Residential_2024_Achievable_MW_Before Competition Groups_26 | Floor Insulation | 0.522% | 0 | 0.39016 | Residential_2024_Achievable_MW_Before Competition Groups_Floor Insulation
Residential | Res ¦ INTEGRAL LED TROFFERS | 2024 | Technical | MW | Before Competition Groups | 8.4205 | 0 | 0 | 1679.7364 | 0.005013 | 40 | Residential_2024_Technical_MW_Before Competition Groups_40 | INTEGRAL LED TROFFERS | 0.5013% | 0 | 8.4205 | Residential_2024_Technical_MW_Before Competition Groups_INTEGRAL LED TROFFERS
Residential | Res ¦ Energy Star Torchiere | 2024 | Economic | MW | Before Competition Groups | 4.4313 | 0 | 0 | 888.6391 | 0.0049866 | 24 | Residential_2024_Economic_MW_Before Competition Groups_24 | Energy Star Torchiere | 0.4987% | 0 | 4.4313 | Residential_2024_Economic_MW_Before Competition Groups_Energy Star Torchiere
Residential | Res ¦ Energy Star Windows | 2024 | Technical | MW | Before Competition Groups | 7.9236 | 0 | 0 | 1679.7364 | 0.0047172 | 41 | Residential_2024_Technical_MW_Before Competition Groups_41 | Energy Star Windows | 0.4717% | 0 | 7.9236 | Residential_2024_Technical_MW_Before Competition Groups_Energy Star Windows
Residential | Res ¦ Energy Star Light Fixture | 2024 | Technical | MW | Before Competition Groups | 7.5902 | 0 | 0 | 1679.7364 | 0.0045187 | 42 | Residential_2024_Technical_MW_Before Competition Groups_42 | Energy Star Light Fixture | 0.4519% | 0 | 7.5902 | Residential_2024_Technical_MW_Before Competition Groups_Energy Star Light Fixture
Residential | Res ¦ Furnace with ECM | 2024 | Technical | MW | Before Competition Groups | 7.54 | 0 | 0 | 1679.7364 | 0.0044888 | 43 | Residential_2024_Technical_MW_Before Competition Groups_43 | Furnace with ECM | 0.4489% | 0 | 7.54 | Residential_2024_Technical_MW_Before Competition Groups_Furnace with ECM
Residential | Res ¦ Furnace Whistle | 2024 | Achievable | MW | Before Competition Groups | 0.29606 | 0 | 0 | 74.7376 | 0.0039614 | 27 | Residential_2024_Achievable_MW_Before Competition Groups_27 | Furnace Whistle | 0.3961% | 0 | 0.29606 | Residential_2024_Achievable_MW_Before Competition Groups_Furnace Whistle
Residential | Res ¦ LED Parking Lot Fixture | 2024 | Achievable | MW | Before Competition Groups | 0.25962 | 0 | 0 | 74.7376 | 0.0034738 | 28 | Residential_2024_Achievable_MW_Before Competition Groups_28 | LED Parking Lot Fixture | 0.3474% | 0 | 0.25962 | Residential_2024_Achievable_MW_Before Competition Groups_LED Parking Lot Fixture
Residential | Res ¦ Comprehensive Draft Proofing | 2024 | Achievable | MW | Before Competition Groups | 0.25576 | 0 | 0 | 74.7376 | 0.0034221 | 29 | Residential_2024_Achievable_MW_Before Competition Groups_29 | Comprehensive Draft Proofing | 0.3422% | 0 | 0.25576 | Residential_2024_Achievable_MW_Before Competition Groups_Comprehensive Draft Proofing
Residential | Res ¦ Minimize Hot and Warm Clothes Wash | 2024 | Technical | MW | Before Competition Groups | 5.7247 | 0 | 0 | 1679.7364 | 0.0034081 | 44 | Residential_2024_Technical_MW_Before Competition Groups_44 | Minimize Hot and Warm Clothes Wash | 0.3408% | 0 | 5.7247 | Residential_2024_Technical_MW_Before Competition Groups_Minimize Hot and Warm Clothes Wash
Residential | Res ¦ Wall Insulation | 2024 | Achievable | MW | Before Competition Groups | 0.25441 | 0 | 0 | 74.7376 | 0.003404 | 30 | Residential_2024_Achievable_MW_Before Competition Groups_30 | Wall Insulation | 0.3404% | 0 | 0.25441 | Residential_2024_Achievable_MW_Before Competition Groups_Wall Insulation
Residential | Res ¦ Outside Air Economizer | 2024 | Economic | MW | Before Competition Groups | 2.9733 | 0 | 0 | 888.6391 | 0.003346 | 25 | Residential_2024_Economic_MW_Before Competition Groups_25 | Outside Air Economizer | 0.3346% | 0 | 2.9733 | Residential_2024_Economic_MW_Before Competition Groups_Outside Air Economizer
Residential | Res ¦ Variable Frequency Drive (VFD) | 2024 | Achievable | MW | Before Competition Groups | 0.24802 | 0 | 0 | 74.7376 | 0.0033186 | 31 | Residential_2024_Achievable_MW_Before Competition Groups_31 | Variable Frequency Drive (VFD) | 0.3319% | 0 | 0.24802 | Residential_2024_Achievable_MW_Before Competition Groups_Variable Frequency Drive (VFD)
Residential | Res ¦ Air Source Heat Pump | 2024 | Technical | MW | Before Competition Groups | 5.1744 | 0 | 0 | 1679.7364 | 0.0030805 | 45 | Residential_2024_Technical_MW_Before Competition Groups_45 | Air Source Heat Pump | 0.308% | 0 | 5.1744 | Residential_2024_Technical_MW_Before Competition Groups_Air Source Heat Pump
Residential | Res ¦ Energy Star Light Fixture | 2024 | Economic | MW | Before Competition Groups | 2.7111 | 0 | 0 | 888.6391 | 0.0030509 | 26 | Residential_2024_Economic_MW_Before Competition Groups_26 | Energy Star Light Fixture | 0.3051% | 0 | 2.7111 | Residential_2024_Economic_MW_Before Competition Groups_Energy Star Light Fixture
Residential | Res ¦ Demand Control Ventilation | 2024 | Economic | MW | Before Competition Groups | 2.644 | 0 | 0 | 888.6391 | 0.0029753 | 27 | Residential_2024_Economic_MW_Before Competition Groups_27 | Demand Control Ventilation | 0.2975% | 0 | 2.644 | Residential_2024_Economic_MW_Before Competition Groups_Demand Control Ventilation
Residential | Res ¦ CO Sensors for parking garage exhaust fans | 2024 | Achievable | MW | Before Competition Groups | 0.22207 | 0 | 0 | 74.7376 | 0.0029714 | 32 | Residential_2024_Achievable_MW_Before Competition Groups_32 | CO Sensors for parking garage exhaust fans | 0.2971% | 0 | 0.22207 | Residential_2024_Achievable_MW_Before Competition Groups_CO Sensors for parking garage exhaust fans
Residential | Res ¦ Passive Attic Ventilation | 2024 | Technical | MW | Before Competition Groups | 4.9015 | 0 | 0 | 1679.7364 | 0.002918 | 46 | Residential_2024_Technical_MW_Before Competition Groups_46 | Passive Attic Ventilation | 0.2918% | 0 | 4.9015 | Residential_2024_Technical_MW_Before Competition Groups_Passive Attic Ventilation
Residential | Res ¦ Furnace Whistle | 2024 | Economic | MW | Before Competition Groups | 2.4795 | 0 | 0 | 888.6391 | 0.0027903 | 28 | Residential_2024_Economic_MW_Before Competition Groups_28 | Furnace Whistle | 0.279% | 0 | 2.4795 | Residential_2024_Economic_MW_Before Competition Groups_Furnace Whistle
Residential | Res ¦ Energy Star Torchiere | 2024 | Technical | MW | Before Competition Groups | 4.4313 | 0 | 0 | 1679.7364 | 0.0026381 | 47 | Residential_2024_Technical_MW_Before Competition Groups_47 | Energy Star Torchiere | 0.2638% | 0 | 4.4313 | Residential_2024_Technical_MW_Before Competition Groups_Energy Star Torchiere
Residential | Res ¦ Comprehensive Draft Proofing | 2024 | Economic | MW | Before Competition Groups | 2.142 | 0 | 0 | 888.6391 | 0.0024104 | 29 | Residential_2024_Economic_MW_Before Competition Groups_29 | Comprehensive Draft Proofing | 0.241% | 0 | 2.142 | Residential_2024_Economic_MW_Before Competition Groups_Comprehensive Draft Proofing
Residential | Res ¦ Home Energy Reports | 2024 | Technical | MW | Before Competition Groups | 3.9898 | 0 | 0 | 1679.7364 | 0.0023753 | 48 | Residential_2024_Technical_MW_Before Competition Groups_48 | Home Energy Reports | 0.2375% | 0 | 3.9898 | Residential_2024_Technical_MW_Before Competition Groups_Home Energy Reports
Residential | Res ¦ Demand Control Ventilation | 2024 | Achievable | MW | Before Competition Groups | 0.17654 | 0 | 0 | 74.7376 | 0.0023621 | 33 | Residential_2024_Achievable_MW_Before Competition Groups_33 | Demand Control Ventilation | 0.2362% | 0 | 0.17654 | Residential_2024_Achievable_MW_Before Competition Groups_Demand Control Ventilation
Residential | Res ¦ Variable Frequency Drive (VFD) | 2024 | Economic | MW | Before Competition Groups | 2.0773 | 0 | 0 | 888.6391 | 0.0023377 | 30 | Residential_2024_Economic_MW_Before Competition Groups_30 | Variable Frequency Drive (VFD) | 0.2338% | 0 | 2.0773 | Residential_2024_Economic_MW_Before Competition Groups_Variable Frequency Drive (VFD)
Residential | Res ¦ Duct Insulation MF | 2024 | Achievable | MW | Before Competition Groups | 0.171 | 0 | 0 | 74.7376 | 0.002288 | 34 | Residential_2024_Achievable_MW_Before Competition Groups_34 | Duct Insulation MF | 0.2288% | 0 | 0.171 | Residential_2024_Achievable_MW_Before Competition Groups_Duct Insulation MF
Residential | Res ¦ Early Hot Water Heater Replacement | 2024 | Technical | MW | Before Competition Groups | 3.7024 | 0 | 0 | 1679.7364 | 0.0022041 | 49 | Residential_2024_Technical_MW_Before Competition Groups_49 | Early Hot Water Heater Replacement | 0.2204% | 0 | 3.7024 | Residential_2024_Technical_MW_Before Competition Groups_Early Hot Water Heater Replacement
Residential | Res ¦ LED Tube Re-Lamp | 2024 | Achievable | MW | Before Competition Groups | 0.16101 | 0 | 0 | 74.7376 | 0.0021543 | 35 | Residential_2024_Achievable_MW_Before Competition Groups_35 | LED Tube Re-Lamp | 0.2154% | 0 | 0.16101 | Residential_2024_Achievable_MW_Before Competition Groups_LED Tube Re-Lamp
Residential | Res ¦ ENERGY STAR LED LAMPS (REFLECTOR LAMPs/MR16/PAR 16) | 2024 | Economic | MW | Before Competition Groups | 1.9119 | 0 | 0 | 888.6391 | 0.0021515 | 31 | Residential_2024_Economic_MW_Before Competition Groups_31 | ENERGY STAR LED LAMPS (REFLECTOR LAMPs/MR16/PAR 16) | 0.2152% | 0 | 1.9119 | Residential_2024_Economic_MW_Before Competition Groups_ENERGY STAR LED LAMPS (REFLECTOR LAMPs/MR16/PAR 16)
Residential | Res ¦ High Efficiency Chiller (avg of water and air cooled) | 2024 | Economic | MW | Before Competition Groups | 1.883 | 0 | 0 | 888.6391 | 0.002119 | 32 | Residential_2024_Economic_MW_Before Competition Groups_32 | High Efficiency Chiller (avg of water and air cooled) | 0.2119% | 0 | 1.883 | Residential_2024_Economic_MW_Before Competition Groups_High Efficiency Chiller (avg of water and air cooled)
Residential | Res ¦ CO Sensors for parking garage exhaust fans | 2024 | Economic | MW | Before Competition Groups | 1.8759 | 0 | 0 | 888.6391 | 0.002111 | 33 | Residential_2024_Economic_MW_Before Competition Groups_33 | CO Sensors for parking garage exhaust fans | 0.2111% | 0 | 1.8759 | Residential_2024_Economic_MW_Before Competition Groups_CO Sensors for parking garage exhaust fans
Residential | Res ¦ Water Heater Temperature Setback | 2024 | Achievable | MW | Before Competition Groups | 0.15513 | 0 | 0 | 74.7376 | 0.0020756 | 36 | Residential_2024_Achievable_MW_Before Competition Groups_36 | Water Heater Temperature Setback | 0.2076% | 0 | 0.15513 | Residential_2024_Achievable_MW_Before Competition Groups_Water Heater Temperature Setback
Residential | Res ¦ Air Source Heat Pump Maintenance | 2024 | Technical | MW | Before Competition Groups | 3.275 | 0 | 0 | 1679.7364 | 0.0019497 | 50 | Residential_2024_Technical_MW_Before Competition Groups_50 | Air Source Heat Pump Maintenance | 0.195% | 0 | 3.275 | Residential_2024_Technical_MW_Before Competition Groups_Air Source Heat Pump Maintenance
Residential | Res ¦ ENERGY STAR LED Lamps (General Service Lamps) | 2024 | Achievable | MW | Before Competition Groups | 0.13254 | 0 | 0 | 74.7376 | 0.0017734 | 37 | Residential_2024_Achievable_MW_Before Competition Groups_37 | ENERGY STAR LED Lamps (General Service Lamps) | 0.1773% | 0 | 0.13254 | Residential_2024_Achievable_MW_Before Competition Groups_ENERGY STAR LED Lamps (General Service Lamps)
Residential | Res ¦ Outside Air Economizer | 2024 | Technical | MW | Before Competition Groups | 2.9733 | 0 | 0 | 1679.7364 | 0.0017701 | 51 | Residential_2024_Technical_MW_Before Competition Groups_51 | Outside Air Economizer | 0.177% | 0 | 2.9733 | Residential_2024_Technical_MW_Before Competition Groups_Outside Air Economizer
Residential | Res ¦ LED Downlight | 2024 | Technical | MW | Before Competition Groups | 2.9469 | 0 | 0 | 1679.7364 | 0.0017544 | 52 | Residential_2024_Technical_MW_Before Competition Groups_52 | LED Downlight | 0.1754% | 0 | 2.9469 | Residential_2024_Technical_MW_Before Competition Groups_LED Downlight
Residential | Res ¦ Demand Control Ventilation | 2024 | Technical | MW | Before Competition Groups | 2.644 | 0 | 0 | 1679.7364 | 0.001574 | 53 | Residential_2024_Technical_MW_Before Competition Groups_53 | Demand Control Ventilation | 0.1574% | 0 | 2.644 | Residential_2024_Technical_MW_Before Competition Groups_Demand Control Ventilation
Residential | Res ¦ LED Exterior Area Lights - LED Fixture (200W) | 2024 | Achievable | MW | Before Competition Groups | 0.11078 | 0 | 0 | 74.7376 | 0.0014823 | 38 | Residential_2024_Achievable_MW_Before Competition Groups_38 | LED Exterior Area Lights - LED Fixture (200W) | 0.1482% | 0 | 0.11078 | Residential_2024_Achievable_MW_Before Competition Groups_LED Exterior Area Lights - LED Fixture (200W)
Residential | Res ¦ Drain Water Heat Recovery | 2024 | Technical | MW | Before Competition Groups | 2.4853 | 0 | 0 | 1679.7364 | 0.0014796 | 54 | Residential_2024_Technical_MW_Before Competition Groups_54 | Drain Water Heat Recovery | 0.148% | 0 | 2.4853 | Residential_2024_Technical_MW_Before Competition Groups_Drain Water Heat Recovery
Residential | Res ¦ Furnace Whistle | 2024 | Technical | MW | Before Competition Groups | 2.4795 | 0 | 0 | 1679.7364 | 0.0014762 | 55 | Residential_2024_Technical_MW_Before Competition Groups_55 | Furnace Whistle | 0.1476% | 0 | 2.4795 | Residential_2024_Technical_MW_Before Competition Groups_Furnace Whistle
Residential | Res ¦ Water Heater Temperature Setback | 2024 | Economic | MW | Before Competition Groups | 1.2992 | 0 | 0 | 888.6391 | 0.001462 | 34 | Residential_2024_Economic_MW_Before Competition Groups_34 | Water Heater Temperature Setback | 0.1462% | 0 | 1.2992 | Residential_2024_Economic_MW_Before Competition Groups_Water Heater Temperature Setback
Residential | Res ¦ Window Film | 2024 | Technical | MW | Before Competition Groups | 2.2969 | 0 | 0 | 1679.7364 | 0.0013674 | 56 | Residential_2024_Technical_MW_Before Competition Groups_56 | Window Film | 0.1367% | 0 | 2.2969 | Residential_2024_Technical_MW_Before Competition Groups_Window Film
Residential | Res ¦ Energy Star Freezer | 2024 | Technical | MW | Before Competition Groups | 2.2411 | 0 | 0 | 1679.7364 | 0.0013342 | 57 | Residential_2024_Technical_MW_Before Competition Groups_57 | Energy Star Freezer | 0.1334% | 0 | 2.2411 | Residential_2024_Technical_MW_Before Competition Groups_Energy Star Freezer
Residential | Res ¦ Comprehensive Draft Proofing | 2024 | Technical | MW | Before Competition Groups | 2.142 | 0 | 0 | 1679.7364 | 0.0012752 | 58 | Residential_2024_Technical_MW_Before Competition Groups_58 | Comprehensive Draft Proofing | 0.1275% | 0 | 2.142 | Residential_2024_Technical_MW_Before Competition Groups_Comprehensive Draft Proofing
Residential | Res ¦ Variable Frequency Drive (VFD) | 2024 | Technical | MW | Before Competition Groups | 2.0773 | 0 | 0 | 1679.7364 | 0.0012367 | 59 | Residential_2024_Technical_MW_Before Competition Groups_59 | Variable Frequency Drive (VFD) | 0.1237% | 0 | 2.0773 | Residential_2024_Technical_MW_Before Competition Groups_Variable Frequency Drive (VFD)
Residential | Res ¦ Networked/ Connected - Indoor LED Luminaire | 2024 | Technical | MW | Before Competition Groups | 2.052 | 0 | 0 | 1679.7364 | 0.0012216 | 60 | Residential_2024_Technical_MW_Before Competition Groups_60 | Networked/ Connected - Indoor LED Luminaire | 0.1222% | 0 | 2.052 | Residential_2024_Technical_MW_Before Competition Groups_Networked/ Connected - Indoor LED Luminaire
Residential | Res ¦ ENERGY STAR LED LAMPS (REFLECTOR LAMPs/MR16/PAR 16) | 2024 | Technical | MW | Before Competition Groups | 1.9119 | 0 | 0 | 1679.7364 | 0.0011382 | 61 | Residential_2024_Technical_MW_Before Competition Groups_61 | ENERGY STAR LED LAMPS (REFLECTOR LAMPs/MR16/PAR 16) | 0.1138% | 0 | 1.9119 | Residential_2024_Technical_MW_Before Competition Groups_ENERGY STAR LED LAMPS (REFLECTOR LAMPs/MR16/PAR 16)
Residential | Res ¦ High Efficiency Chiller (avg of water and air cooled) | 2024 | Technical | MW | Before Competition Groups | 1.883 | 0 | 0 | 1679.7364 | 0.001121 | 62 | Residential_2024_Technical_MW_Before Competition Groups_62 | High Efficiency Chiller (avg of water and air cooled) | 0.1121% | 0 | 1.883 | Residential_2024_Technical_MW_Before Competition Groups_High Efficiency Chiller (avg of water and air cooled)
Residential | Res ¦ CO Sensors for parking garage exhaust fans | 2024 | Technical | MW | Before Competition Groups | 1.8759 | 0 | 0 | 1679.7364 | 0.0011168 | 63 | Residential_2024_Technical_MW_Before Competition Groups_63 | CO Sensors for parking garage exhaust fans | 0.1117% | 0 | 1.8759 | Residential_2024_Technical_MW_Before Competition Groups_CO Sensors for parking garage exhaust fans
Residential | Res ¦ Home Energy Reports | 2024 | Achievable | MW | Before Competition Groups | 0.077841 | 0 | 0 | 74.7376 | 0.0010415 | 39 | Residential_2024_Achievable_MW_Before Competition Groups_39 | Home Energy Reports | 0.1042% | 0 | 0.077841 | Residential_2024_Achievable_MW_Before Competition Groups_Home Energy Reports
Residential | Res ¦ VFD on Pumps | 2024 | Achievable | MW | Before Competition Groups | 0.076269 | 0 | 0 | 74.7376 | 0.0010205 | 40 | Residential_2024_Achievable_MW_Before Competition Groups_40 | VFD on Pumps | 0.102% | 0 | 0.076269 | Residential_2024_Achievable_MW_Before Competition Groups_VFD on Pumps
Residential | Res ¦ DHW Recirculation Systems | 2024 | Technical | MW | Before Competition Groups | 1.6093 | 0 | 0 | 1679.7364 | 0.0009581 | 64 | Residential_2024_Technical_MW_Before Competition Groups_64 | DHW Recirculation Systems | 0.09581% | 0 | 1.6093 | Residential_2024_Technical_MW_Before Competition Groups_DHW Recirculation Systems
Residential | Res ¦ Home Energy Reports | 2024 | Economic | MW | Before Competition Groups | 0.77841 | 0 | 0 | 888.6391 | 0.00087596 | 35 | Residential_2024_Economic_MW_Before Competition Groups_35 | Home Energy Reports | 0.0876% | 0 | 0.77841 | Residential_2024_Economic_MW_Before Competition Groups_Home Energy Reports
Residential | Res ¦ Central Lighting Control System | 2024 | Technical | MW | Before Competition Groups | 1.4428 | 0 | 0 | 1679.7364 | 0.00085892 | 65 | Residential_2024_Technical_MW_Before Competition Groups_65 | Central Lighting Control System | 0.08589% | 0 | 1.4428 | Residential_2024_Technical_MW_Before Competition Groups_Central Lighting Control System
Residential | Res ¦ LED Parking Lot Fixture | 2024 | Economic | MW | Before Competition Groups | 0.75376 | 0 | 0 | 888.6391 | 0.00084822 | 36 | Residential_2024_Economic_MW_Before Competition Groups_36 | LED Parking Lot Fixture | 0.08482% | 0 | 0.75376 | Residential_2024_Economic_MW_Before Competition Groups_LED Parking Lot Fixture
Residential | Res ¦ Heat Recovery Ventilator | 2024 | Economic | MW | Before Competition Groups | 0.73499 | 0 | 0 | 888.6391 | 0.00082709 | 37 | Residential_2024_Economic_MW_Before Competition Groups_37 | Heat Recovery Ventilator | 0.08271% | 0 | 0.73499 | Residential_2024_Economic_MW_Before Competition Groups_Heat Recovery Ventilator
Residential | Res ¦ Condensing Make Up Air Unit | 2024 | Achievable | MW | Before Competition Groups | 0.060005 | 0 | 0 | 74.7376 | 0.00080287 | 41 | Residential_2024_Achievable_MW_Before Competition Groups_41 | Condensing Make Up Air Unit | 0.08029% | 0 | 0.060005 | Residential_2024_Achievable_MW_Before Competition Groups_Condensing Make Up Air Unit
Residential | Res ¦ Water Heater Temperature Setback | 2024 | Technical | MW | Before Competition Groups | 1.2992 | 0 | 0 | 1679.7364 | 0.00077346 | 66 | Residential_2024_Technical_MW_Before Competition Groups_66 | Water Heater Temperature Setback | 0.07735% | 0 | 1.2992 | Residential_2024_Technical_MW_Before Competition Groups_Water Heater Temperature Setback
Residential | Res ¦ VFD on Pumps | 2024 | Economic | MW | Before Competition Groups | 0.6388 | 0 | 0 | 888.6391 | 0.00071885 | 38 | Residential_2024_Economic_MW_Before Competition Groups_38 | VFD on Pumps | 0.07189% | 0 | 0.6388 | Residential_2024_Economic_MW_Before Competition Groups_VFD on Pumps
Residential | Res ¦ Heat Pump Water Heater | 2024 | Technical | MW | Before Competition Groups | 1.1892 | 0 | 0 | 1679.7364 | 0.00070798 | 67 | Residential_2024_Technical_MW_Before Competition Groups_67 | Heat Pump Water Heater | 0.0708% | 0 | 1.1892 | Residential_2024_Technical_MW_Before Competition Groups_Heat Pump Water Heater
Residential | Res ¦ LED Tube Re-Lamp | 2024 | Technical | MW | Before Competition Groups | 1.1822 | 0 | 0 | 1679.7364 | 0.00070378 | 68 | Residential_2024_Technical_MW_Before Competition Groups_68 | LED Tube Re-Lamp | 0.07038% | 0 | 1.1822 | Residential_2024_Technical_MW_Before Competition Groups_LED Tube Re-Lamp
Residential | Res ¦ Tankless Water Heater | 2024 | Technical | MW | Before Competition Groups | 1.075 | 0 | 0 | 1679.7364 | 0.00063998 | 69 | Residential_2024_Technical_MW_Before Competition Groups_69 | Tankless Water Heater | 0.064% | 0 | 1.075 | Residential_2024_Technical_MW_Before Competition Groups_Tankless Water Heater
Residential | Res ¦ Energy Star Ceiling Fan/Lighting | 2024 | Technical | MW | Before Competition Groups | 0.99727 | 0 | 0 | 1679.7364 | 0.0005937 | 70 | Residential_2024_Technical_MW_Before Competition Groups_70 | Energy Star Ceiling Fan/Lighting | 0.05937% | 0 | 0.99727 | Residential_2024_Technical_MW_Before Competition Groups_Energy Star Ceiling Fan/Lighting
Residential | Res ¦ ECM MOTORS FOR HVAC APPLICATION (FAN-POWERED VAV BOX) | 2024 | Achievable | MW | Before Competition Groups | 0.036025 | 0 | 0 | 74.7376 | 0.00048202 | 42 | Residential_2024_Achievable_MW_Before Competition Groups_42 | ECM MOTORS FOR HVAC APPLICATION (FAN-POWERED VAV BOX) | 0.0482% | 0 | 0.036025 | Residential_2024_Achievable_MW_Before Competition Groups_ECM MOTORS FOR HVAC APPLICATION (FAN-POWERED VAV BOX)
Residential | Res ¦ Heat Recovery Ventilator | 2024 | Technical | MW | Before Competition Groups | 0.75976 | 0 | 0 | 1679.7364 | 0.00045231 | 71 | Residential_2024_Technical_MW_Before Competition Groups_71 | Heat Recovery Ventilator | 0.04523% | 0 | 0.75976 | Residential_2024_Technical_MW_Before Competition Groups_Heat Recovery Ventilator
Residential | Res ¦ LED Parking Lot Fixture | 2024 | Technical | MW | Before Competition Groups | 0.75376 | 0 | 0 | 1679.7364 | 0.00044874 | 72 | Residential_2024_Technical_MW_Before Competition Groups_72 | LED Parking Lot Fixture | 0.04487% | 0 | 0.75376 | Residential_2024_Technical_MW_Before Competition Groups_LED Parking Lot Fixture
Residential | Res ¦ Condensing Make Up Air Unit | 2024 | Economic | MW | Before Competition Groups | 0.34847 | 0 | 0 | 888.6391 | 0.00039214 | 39 | Residential_2024_Economic_MW_Before Competition Groups_39 | Condensing Make Up Air Unit | 0.03921% | 0 | 0.34847 | Residential_2024_Economic_MW_Before Competition Groups_Condensing Make Up Air Unit
Residential | Res ¦ LED Exterior Area Lights - LED Fixture (200W) | 2024 | Economic | MW | Before Competition Groups | 0.34324 | 0 | 0 | 888.6391 | 0.00038626 | 40 | Residential_2024_Economic_MW_Before Competition Groups_40 | LED Exterior Area Lights - LED Fixture (200W) | 0.03863% | 0 | 0.34324 | Residential_2024_Economic_MW_Before Competition Groups_LED Exterior Area Lights - LED Fixture (200W)
Residential | Res ¦ VFD on Pumps | 2024 | Technical | MW | Before Competition Groups | 0.6388 | 0 | 0 | 1679.7364 | 0.0003803 | 73 | Residential_2024_Technical_MW_Before Competition Groups_73 | VFD on Pumps | 0.03803% | 0 | 0.6388 | Residential_2024_Technical_MW_Before Competition Groups_VFD on Pumps
Residential | Res ¦ ENERGY STAR LED Lamps (General Service Lamps) | 2024 | Economic | MW | Before Competition Groups | 0.31615 | 0 | 0 | 888.6391 | 0.00035577 | 41 | Residential_2024_Economic_MW_Before Competition Groups_41 | ENERGY STAR LED Lamps (General Service Lamps) | 0.03558% | 0 | 0.31615 | Residential_2024_Economic_MW_Before Competition Groups_ENERGY STAR LED Lamps (General Service Lamps)
Residential | Res ¦ ECM MOTORS FOR HVAC APPLICATION (FAN-POWERED VAV BOX) | 2024 | Economic | MW | Before Competition Groups | 0.31252 | 0 | 0 | 888.6391 | 0.00035168 | 42 | Residential_2024_Economic_MW_Before Competition Groups_42 | ECM MOTORS FOR HVAC APPLICATION (FAN-POWERED VAV BOX) | 0.03517% | 0 | 0.31252 | Residential_2024_Economic_MW_Before Competition Groups_ECM MOTORS FOR HVAC APPLICATION (FAN-POWERED VAV BOX)
Residential | Res ¦ Solar Water Heating System | 2024 | Technical | MW | Before Competition Groups | 0.58604 | 0 | 0 | 1679.7364 | 0.00034889 | 74 | Residential_2024_Technical_MW_Before Competition Groups_74 | Solar Water Heating System | 0.03489% | 0 | 0.58604 | Residential_2024_Technical_MW_Before Competition Groups_Solar Water Heating System
Residential | Res ¦ Energy Star Dishwasher | 2024 | Technical | MW | Before Competition Groups | 0.57018 | 0 | 0 | 1679.7364 | 0.00033945 | 75 | Residential_2024_Technical_MW_Before Competition Groups_75 | Energy Star Dishwasher | 0.03394% | 0 | 0.57018 | Residential_2024_Technical_MW_Before Competition Groups_Energy Star Dishwasher
Residential | Res ¦ High Efficiency Storage Water Heater | 2024 | Technical | MW | Before Competition Groups | 0.51973 | 0 | 0 | 1679.7364 | 0.00030941 | 76 | Residential_2024_Technical_MW_Before Competition Groups_76 | High Efficiency Storage Water Heater | 0.03094% | 0 | 0.51973 | Residential_2024_Technical_MW_Before Competition Groups_High Efficiency Storage Water Heater
Residential | Res ¦ HVAC Optimization | 2024 | Technical | MW | Before Competition Groups | 0.40363 | 0 | 0 | 1679.7364 | 0.00024029 | 77 | Residential_2024_Technical_MW_Before Competition Groups_77 | HVAC Optimization | 0.02403% | 0 | 0.40363 | Residential_2024_Technical_MW_Before Competition Groups_HVAC Optimization
Residential | Res ¦ Basement or Crawlspace Insulation | 2024 | Economic | MW | Before Competition Groups | 0.21078 | 0 | 0 | 888.6391 | 0.00023719 | 43 | Residential_2024_Economic_MW_Before Competition Groups_43 | Basement or Crawlspace Insulation | 0.02372% | 0 | 0.21078 | Residential_2024_Economic_MW_Before Competition Groups_Basement or Crawlspace Insulation
Residential | Res ¦ LED Tube Re-Lamp | 2024 | Economic | MW | Before Competition Groups | 0.19755 | 0 | 0 | 888.6391 | 0.0002223 | 44 | Residential_2024_Economic_MW_Before Competition Groups_44 | LED Tube Re-Lamp | 0.02223% | 0 | 0.19755 | Residential_2024_Economic_MW_Before Competition Groups_LED Tube Re-Lamp
Residential | Res ¦ Beverage Vending Machine Controls | 2024 | Achievable | MW | Before Competition Groups | 0.016169 | 0 | 0 | 74.7376 | 0.00021634 | 43 | Residential_2024_Achievable_MW_Before Competition Groups_43 | Beverage Vending Machine Controls | 0.02163% | 0 | 0.016169 | Residential_2024_Achievable_MW_Before Competition Groups_Beverage Vending Machine Controls
Residential | Res ¦ Condensing Make Up Air Unit | 2024 | Technical | MW | Before Competition Groups | 0.34847 | 0 | 0 | 1679.7364 | 0.00020746 | 78 | Residential_2024_Technical_MW_Before Competition Groups_78 | Condensing Make Up Air Unit | 0.02075% | 0 | 0.34847 | Residential_2024_Technical_MW_Before Competition Groups_Condensing Make Up Air Unit
Residential | Res ¦ LED Exterior Area Lights - LED Fixture (200W) | 2024 | Technical | MW | Before Competition Groups | 0.34324 | 0 | 0 | 1679.7364 | 0.00020434 | 79 | Residential_2024_Technical_MW_Before Competition Groups_79 | LED Exterior Area Lights - LED Fixture (200W) | 0.02043% | 0 | 0.34324 | Residential_2024_Technical_MW_Before Competition Groups_LED Exterior Area Lights - LED Fixture (200W)
Residential | Res ¦ Beverage Vending Machine Controls | 2024 | Economic | MW | Before Competition Groups | 0.17063 | 0 | 0 | 888.6391 | 0.00019202 | 45 | Residential_2024_Economic_MW_Before Competition Groups_45 | Beverage Vending Machine Controls | 0.0192% | 0 | 0.17063 | Residential_2024_Economic_MW_Before Competition Groups_Beverage Vending Machine Controls
Residential | Res ¦ ENERGY STAR LED Lamps (General Service Lamps) | 2024 | Technical | MW | Before Competition Groups | 0.31615 | 0 | 0 | 1679.7364 | 0.00018822 | 80 | Residential_2024_Technical_MW_Before Competition Groups_80 | ENERGY STAR LED Lamps (General Service Lamps) | 0.01882% | 0 | 0.31615 | Residential_2024_Technical_MW_Before Competition Groups_ENERGY STAR LED Lamps (General Service Lamps)
Residential | Res ¦ ECM MOTORS FOR HVAC APPLICATION (FAN-POWERED VAV BOX) | 2024 | Technical | MW | Before Competition Groups | 0.31252 | 0 | 0 | 1679.7364 | 0.00018605 | 81 | Residential_2024_Technical_MW_Before Competition Groups_81 | ECM MOTORS FOR HVAC APPLICATION (FAN-POWERED VAV BOX) | 0.01861% | 0 | 0.31252 | Residential_2024_Technical_MW_Before Competition Groups_ECM MOTORS FOR HVAC APPLICATION (FAN-POWERED VAV BOX)
Residential | Res ¦ Solar Powered Attic Fan | 2024 | Technical | MW | Before Competition Groups | 0.26019 | 0 | 0 | 1679.7364 | 0.0001549 | 82 | Residential_2024_Technical_MW_Before Competition Groups_82 | Solar Powered Attic Fan | 0.01549% | 0 | 0.26019 | Residential_2024_Technical_MW_Before Competition Groups_Solar Powered Attic Fan
Residential | Res ¦ Chilled Water Optimization | 2024 | Achievable | MW | Before Competition Groups | 0.009148 | 0 | 0 | 74.7376 | 0.0001224 | 44 | Residential_2024_Achievable_MW_Before Competition Groups_44 | Chilled Water Optimization | 0.01224% | 0 | 0.009148 | Residential_2024_Achievable_MW_Before Competition Groups_Chilled Water Optimization
Residential | Res ¦ Wall Insulation MF | 2024 | Technical | MW | Before Competition Groups | 0.20395 | 0 | 0 | 1679.7364 | 0.00012142 | 83 | Residential_2024_Technical_MW_Before Competition Groups_83 | Wall Insulation MF | 0.01214% | 0 | 0.20395 | Residential_2024_Technical_MW_Before Competition Groups_Wall Insulation MF
Residential | Res ¦ Heat Recovery Ventilator | 2024 | Achievable | MW | Before Competition Groups | 0.0076654 | 0 | 0 | 74.7376 | 0.00010256 | 45 | Residential_2024_Achievable_MW_Before Competition Groups_45 | Heat Recovery Ventilator | 0.01026% | 0 | 0.0076654 | Residential_2024_Achievable_MW_Before Competition Groups_Heat Recovery Ventilator
Residential | Res ¦ Beverage Vending Machine Controls | 2024 | Technical | MW | Before Competition Groups | 0.17063 | 0 | 0 | 1679.7364 | 0.00010158 | 84 | Residential_2024_Technical_MW_Before Competition Groups_84 | Beverage Vending Machine Controls | 0.01016% | 0 | 0.17063 | Residential_2024_Technical_MW_Before Competition Groups_Beverage Vending Machine Controls
Residential | Res ¦ Energy Star Windows | 2024 | Achievable | MW | Before Competition Groups | 0.0050772 | 0 | 0 | 74.7376 | 6.7934e-05 | 46 | Residential_2024_Achievable_MW_Before Competition Groups_46 | Energy Star Windows | 0.006793% | 0 | 0.0050772 | Residential_2024_Achievable_MW_Before Competition Groups_Energy Star Windows
Residential | Res ¦ Basement or Crawlspace Insulation | 2024 | Achievable | MW | Before Competition Groups | 0.0044189 | 0 | 0 | 74.7376 | 5.9125e-05 | 47 | Residential_2024_Achievable_MW_Before Competition Groups_47 | Basement or Crawlspace Insulation | 0.005912% | 0 | 0.0044189 | Residential_2024_Achievable_MW_Before Competition Groups_Basement or Crawlspace Insulation
Residential | Res ¦ Chilled Water Optimization | 2024 | Economic | MW | Before Competition Groups | 0.049756 | 0 | 0 | 888.6391 | 5.5992e-05 | 46 | Residential_2024_Economic_MW_Before Competition Groups_46 | Chilled Water Optimization | 0.005599% | 0 | 0.049756 | Residential_2024_Economic_MW_Before Competition Groups_Chilled Water Optimization
Residential | Res ¦ Energy Star Windows | 2024 | Economic | MW | Before Competition Groups | 0.042554 | 0 | 0 | 888.6391 | 4.7886e-05 | 47 | Residential_2024_Economic_MW_Before Competition Groups_47 | Energy Star Windows | 0.004789% | 0 | 0.042554 | Residential_2024_Economic_MW_Before Competition Groups_Energy Star Windows
Residential | Res ¦ Chilled Water Optimization | 2024 | Technical | MW | Before Competition Groups | 0.049756 | 0 | 0 | 1679.7364 | 2.9622e-05 | 85 | Residential_2024_Technical_MW_Before Competition Groups_85 | Chilled Water Optimization | 0.002962% | 0 | 0.049756 | Residential_2024_Technical_MW_Before Competition Groups_Chilled Water Optimization
Residential | Res ¦ LED Recessed Downlights | 2024 | Technical | MW | Before Competition Groups | 0.045082 | 0 | 0 | 1679.7364 | 2.6839e-05 | 86 | Residential_2024_Technical_MW_Before Competition Groups_86 | LED Recessed Downlights | 0.002684% | 0 | 0.045082 | Residential_2024_Technical_MW_Before Competition Groups_LED Recessed Downlights
Residential | Res ¦ LED High Bay Fixture | 2024 | Technical | MW | Before Competition Groups | 0.038806 | 0 | 0 | 1679.7364 | 2.3103e-05 | 87 | Residential_2024_Technical_MW_Before Competition Groups_87 | LED High Bay Fixture | 0.00231% | 0 | 0.038806 | Residential_2024_Technical_MW_Before Competition Groups_LED High Bay Fixture
Residential | Res ¦ Wall Insulation MF | 2024 | Economic | MW | Before Competition Groups | 0.016741 | 0 | 0 | 888.6391 | 1.8839e-05 | 48 | Residential_2024_Economic_MW_Before Competition Groups_48 | Wall Insulation MF | 0.001884% | 0 | 0.016741 | Residential_2024_Economic_MW_Before Competition Groups_Wall Insulation MF
Residential | Res ¦ Radiant Barrier | 2024 | Technical | MW | Before Competition Groups | 0.015593 | 0 | 0 | 1679.7364 | 9.2833e-06 | 88 | Residential_2024_Technical_MW_Before Competition Groups_88 | Radiant Barrier | 0.0009283% | 0 | 0.015593 | Residential_2024_Technical_MW_Before Competition Groups_Radiant Barrier
Residential | Res ¦ Wall Insulation MF | 2024 | Achievable | MW | Before Competition Groups | 0.00035122 | 0 | 0 | 74.7376 | 4.6994e-06 | 48 | Residential_2024_Achievable_MW_Before Competition Groups_48 | Wall Insulation MF | 0.0004699% | 0 | 0.00035122 | Residential_2024_Achievable_MW_Before Competition Groups_Wall Insulation MF
Residential | Res ¦ Solar Water Preheat (Pools/DHW) | 2024 | Technical | MW | Before Competition Groups | 0.0016234 | 0 | 0 | 1679.7364 | 9.6647e-07 | 89 | Residential_2024_Technical_MW_Before Competition Groups_89 | Solar Water Preheat (Pools/DHW) | 9.665e-05% | 0 | 0.0016234 | Residential_2024_Technical_MW_Before Competition Groups_Solar Water Preheat (Pools/DHW)
Residential | Res ¦ Photocell Controls (Outdoor) | 2024 | Technical | MW | Before Competition Groups | 9.097e-05 | 0 | 0 | 1679.7364 | 5.4157e-08 | 90 | Residential_2024_Technical_MW_Before Competition Groups_90 | Photocell Controls (Outdoor) | 5.416e-06% | 0 | 9.097e-05 | Residential_2024_Technical_MW_Before Competition Groups_Photocell Controls (Outdoor)
Residential | Res ¦ Air Source Heat Pump | 2024 | Achievable | MW | Before Competition Groups | 0 | 0 | 0 | 74.7376 | 0 | 49 | Residential_2024_Achievable_MW_Before Competition Groups_49 | Air Source Heat Pump | 0% | 0 | 0 | Residential_2024_Achievable_MW_Before Competition Groups_Air Source Heat Pump
Residential | Res ¦ Air Source Heat Pump | 2024 | Economic | MW | Before Competition Groups | 0 | 0 | 0 | 888.6391 | 0 | 49 | Residential_2024_Economic_MW_Before Competition Groups_49 | Air Source Heat Pump | 0% | 0 | 0 | Residential_2024_Economic_MW_Before Competition Groups_Air Source Heat Pump
Residential | Res ¦ Ceiling Insulation | 2024 | Achievable | MW | Before Competition Groups | 0 | 0 | 0 | 74.7376 | 0 | 50 | Residential_2024_Achievable_MW_Before Competition Groups_50 | Ceiling Insulation | 0% | 0 | 0 | Residential_2024_Achievable_MW_Before Competition Groups_Ceiling Insulation
Residential | Res ¦ Ceiling Insulation | 2024 | Economic | MW | Before Competition Groups | 0 | 0 | 0 | 888.6391 | 0 | 50 | Residential_2024_Economic_MW_Before Competition Groups_50 | Ceiling Insulation | 0% | 0 | 0 | Residential_2024_Economic_MW_Before Competition Groups_Ceiling Insulation
Residential | Res ¦ DHW Recirculation Systems | 2024 | Achievable | MW | Before Competition Groups | 0 | 0 | 0 | 74.7376 | 0 | 51 | Residential_2024_Achievable_MW_Before Competition Groups_51 | DHW Recirculation Systems | 0% | 0 | 0 | Residential_2024_Achievable_MW_Before Competition Groups_DHW Recirculation Systems
Residential | Res ¦ DHW Recirculation Systems | 2024 | Economic | MW | Before Competition Groups | 0 | 0 | 0 | 888.6391 | 0 | 51 | Residential_2024_Economic_MW_Before Competition Groups_51 | DHW Recirculation Systems | 0% | 0 | 0 | Residential_2024_Economic_MW_Before Competition Groups_DHW Recirculation Systems
Residential | Res ¦ Drain Water Heat Recovery | 2024 | Achievable | MW | Before Competition Groups | 0 | 0 | 0 | 74.7376 | 0 | 52 | Residential_2024_Achievable_MW_Before Competition Groups_52 | Drain Water Heat Recovery | 0% | 0 | 0 | Residential_2024_Achievable_MW_Before Competition Groups_Drain Water Heat Recovery
Residential | Res ¦ Drain Water Heat Recovery | 2024 | Economic | MW | Before Competition Groups | 0 | 0 | 0 | 888.6391 | 0 | 52 | Residential_2024_Economic_MW_Before Competition Groups_52 | Drain Water Heat Recovery | 0% | 0 | 0 | Residential_2024_Economic_MW_Before Competition Groups_Drain Water Heat Recovery
Residential | Res ¦ Early Hot Water Heater Replacement | 2024 | Achievable | MW | Before Competition Groups | 0 | 0 | 0 | 74.7376 | 0 | 53 | Residential_2024_Achievable_MW_Before Competition Groups_53 | Early Hot Water Heater Replacement | 0% | 0 | 0 | Residential_2024_Achievable_MW_Before Competition Groups_Early Hot Water Heater Replacement
Residential | Res ¦ Early Hot Water Heater Replacement | 2024 | Economic | MW | Before Competition Groups | 0 | 0 | 0 | 888.6391 | 0 | 53 | Residential_2024_Economic_MW_Before Competition Groups_53 | Early Hot Water Heater Replacement | 0% | 0 | 0 | Residential_2024_Economic_MW_Before Competition Groups_Early Hot Water Heater Replacement
Residential | Res ¦ Energy Star Clothes Dryer | 2024 | Achievable | MW | Before Competition Groups | 0 | 0 | 0 | 74.7376 | 0 | 54 | Residential_2024_Achievable_MW_Before Competition Groups_54 | Energy Star Clothes Dryer | 0% | 0 | 0 | Residential_2024_Achievable_MW_Before Competition Groups_Energy Star Clothes Dryer
Residential | Res ¦ Energy Star Clothes Dryer | 2024 | Economic | MW | Before Competition Groups | 0 | 0 | 0 | 888.6391 | 0 | 54 | Residential_2024_Economic_MW_Before Competition Groups_54 | Energy Star Clothes Dryer | 0% | 0 | 0 | Residential_2024_Economic_MW_Before Competition Groups_Energy Star Clothes Dryer
Residential | Res ¦ Energy Star Dehumidifier | 2024 | Achievable | MW | Before Competition Groups | 0 | 0 | 0 | 74.7376 | 0 | 55 | Residential_2024_Achievable_MW_Before Competition Groups_55 | Energy Star Dehumidifier | 0% | 0 | 0 | Residential_2024_Achievable_MW_Before Competition Groups_Energy Star Dehumidifier
Residential | Res ¦ Energy Star Dehumidifier | 2024 | Economic | MW | Before Competition Groups | 0 | 0 | 0 | 888.6391 | 0 | 55 | Residential_2024_Economic_MW_Before Competition Groups_55 | Energy Star Dehumidifier | 0% | 0 | 0 | Residential_2024_Economic_MW_Before Competition Groups_Energy Star Dehumidifier
Residential | Res ¦ Energy Star Freezer | 2024 | Achievable | MW | Before Competition Groups | 0 | 0 | 0 | 74.7376 | 0 | 56 | Residential_2024_Achievable_MW_Before Competition Groups_56 | Energy Star Freezer | 0% | 0 | 0 | Residential_2024_Achievable_MW_Before Competition Groups_Energy Star Freezer
Residential | Res ¦ Energy Star Freezer | 2024 | Economic | MW | Before Competition Groups | 0 | 0 | 0 | 888.6391 | 0 | 56 | Residential_2024_Economic_MW_Before Competition Groups_56 | Energy Star Freezer | 0% | 0 | 0 | Residential_2024_Economic_MW_Before Competition Groups_Energy Star Freezer
Residential | Res ¦ Furnace with ECM | 2024 | Achievable | MW | Before Competition Groups | 0 | 0 | 0 | 74.7376 | 0 | 57 | Residential_2024_Achievable_MW_Before Competition Groups_57 | Furnace with ECM | 0% | 0 | 0 | Residential_2024_Achievable_MW_Before Competition Groups_Furnace with ECM
Residential | Res ¦ Furnace with ECM | 2024 | Economic | MW | Before Competition Groups | 0 | 0 | 0 | 888.6391 | 0 | 57 | Residential_2024_Economic_MW_Before Competition Groups_57 | Furnace with ECM | 0% | 0 | 0 | Residential_2024_Economic_MW_Before Competition Groups_Furnace with ECM
Residential | Res ¦ Heat Pump Water Heater | 2024 | Achievable | MW | Before Competition Groups | 0 | 0 | 0 | 74.7376 | 0 | 58 | Residential_2024_Achievable_MW_Before Competition Groups_58 | Heat Pump Water Heater | 0% | 0 | 0 | Residential_2024_Achievable_MW_Before Competition Groups_Heat Pump Water Heater
Residential | Res ¦ Heat Pump Water Heater | 2024 | Economic | MW | Before Competition Groups | 0 | 0 | 0 | 888.6391 | 0 | 58 | Residential_2024_Economic_MW_Before Competition Groups_58 | Heat Pump Water Heater | 0% | 0 | 0 | Residential_2024_Economic_MW_Before Competition Groups_Heat Pump Water Heater
Residential | Res ¦ LED Downlight | 2024 | Achievable | MW | Before Competition Groups | 0 | 0 | 0 | 74.7376 | 0 | 59 | Residential_2024_Achievable_MW_Before Competition Groups_59 | LED Downlight | 0% | 0 | 0 | Residential_2024_Achievable_MW_Before Competition Groups_LED Downlight
Residential | Res ¦ LED Downlight | 2024 | Economic | MW | Before Competition Groups | 0 | 0 | 0 | 888.6391 | 0 | 59 | Residential_2024_Economic_MW_Before Competition Groups_59 | LED Downlight | 0% | 0 | 0 | Residential_2024_Economic_MW_Before Competition Groups_LED Downlight
Residential | Res ¦ LED High Bay Fixture | 2024 | Achievable | MW | Before Competition Groups | 0 | 0 | 0 | 74.7376 | 0 | 60 | Residential_2024_Achievable_MW_Before Competition Groups_60 | LED High Bay Fixture | 0% | 0 | 0 | Residential_2024_Achievable_MW_Before Competition Groups_LED High Bay Fixture
Residential | Res ¦ LED High Bay Fixture | 2024 | Economic | MW | Before Competition Groups | 0 | 0 | 0 | 888.6391 | 0 | 60 | Residential_2024_Economic_MW_Before Competition Groups_60 | LED High Bay Fixture | 0% | 0 | 0 | Residential_2024_Economic_MW_Before Competition Groups_LED High Bay Fixture
Residential | Res ¦ Lighting Motion Sensors, Timers, Dimmers | 2024 | Achievable | MW | Before Competition Groups | 0 | 0 | 0 | 74.7376 | 0 | 61 | Residential_2024_Achievable_MW_Before Competition Groups_61 | Lighting Motion Sensors, Timers, Dimmers | 0% | 0 | 0 | Residential_2024_Achievable_MW_Before Competition Groups_Lighting Motion Sensors, Timers, Dimmers
Residential | Res ¦ Lighting Motion Sensors, Timers, Dimmers | 2024 | Economic | MW | Before Competition Groups | 0 | 0 | 0 | 888.6391 | 0 | 61 | Residential_2024_Economic_MW_Before Competition Groups_61 | Lighting Motion Sensors, Timers, Dimmers | 0% | 0 | 0 | Residential_2024_Economic_MW_Before Competition Groups_Lighting Motion Sensors, Timers, Dimmers
Residential | Res ¦ Networked/ Connected - Indoor LED Luminaire | 2024 | Achievable | MW | Before Competition Groups | 0 | 0 | 0 | 74.7376 | 0 | 62 | Residential_2024_Achievable_MW_Before Competition Groups_62 | Networked/ Connected - Indoor LED Luminaire | 0% | 0 | 0 | Residential_2024_Achievable_MW_Before Competition Groups_Networked/ Connected - Indoor LED Luminaire
Residential | Res ¦ Networked/ Connected - Indoor LED Luminaire | 2024 | Economic | MW | Before Competition Groups | 0 | 0 | 0 | 888.6391 | 0 | 62 | Residential_2024_Economic_MW_Before Competition Groups_62 | Networked/ Connected - Indoor LED Luminaire | 0% | 0 | 0 | Residential_2024_Economic_MW_Before Competition Groups_Networked/ Connected - Indoor LED Luminaire
Residential | Res ¦ Radiant Barrier | 2024 | Achievable | MW | Before Competition Groups | 0 | 0 | 0 | 74.7376 | 0 | 63 | Residential_2024_Achievable_MW_Before Competition Groups_63 | Radiant Barrier | 0% | 0 | 0 | Residential_2024_Achievable_MW_Before Competition Groups_Radiant Barrier
Residential | Res ¦ Radiant Barrier | 2024 | Economic | MW | Before Competition Groups | 0 | 0 | 0 | 888.6391 | 0 | 63 | Residential_2024_Economic_MW_Before Competition Groups_63 | Radiant Barrier | 0% | 0 | 0 | Residential_2024_Economic_MW_Before Competition Groups_Radiant Barrier
Residential | Res ¦ Smart Burners | 2024 | Achievable | MW | Before Competition Groups | 0 | 0 | 0 | 74.7376 | 0 | 64 | Residential_2024_Achievable_MW_Before Competition Groups_64 | Smart Burners | 0% | 0 | 0 | Residential_2024_Achievable_MW_Before Competition Groups_Smart Burners
Residential | Res ¦ Smart Burners | 2024 | Economic | MW | Before Competition Groups | 0 | 0 | 0 | 888.6391 | 0 | 64 | Residential_2024_Economic_MW_Before Competition Groups_64 | Smart Burners | 0% | 0 | 0 | Residential_2024_Economic_MW_Before Competition Groups_Smart Burners
Residential | Res ¦ Smart Power Bar | 2024 | Achievable | MW | Before Competition Groups | 0 | 0 | 0 | 74.7376 | 0 | 65 | Residential_2024_Achievable_MW_Before Competition Groups_65 | Smart Power Bar | 0% | 0 | 0 | Residential_2024_Achievable_MW_Before Competition Groups_Smart Power Bar
Residential | Res ¦ Smart Power Bar | 2024 | Economic | MW | Before Competition Groups | 0 | 0 | 0 | 888.6391 | 0 | 65 | Residential_2024_Economic_MW_Before Competition Groups_65 | Smart Power Bar | 0% | 0 | 0 | Residential_2024_Economic_MW_Before Competition Groups_Smart Power Bar
Residential | Res ¦ Tankless Water Heater | 2024 | Achievable | MW | Before Competition Groups | 0 | 0 | 0 | 74.7376 | 0 | 66 | Residential_2024_Achievable_MW_Before Competition Groups_66 | Tankless Water Heater | 0% | 0 | 0 | Residential_2024_Achievable_MW_Before Competition Groups_Tankless Water Heater
Residential | Res ¦ Tankless Water Heater | 2024 | Economic | MW | Before Competition Groups | 0 | 0 | 0 | 888.6391 | 0 | 66 | Residential_2024_Economic_MW_Before Competition Groups_66 | Tankless Water Heater | 0% | 0 | 0 | Residential_2024_Economic_MW_Before Competition Groups_Tankless Water Heater
Residential | Res ¦ Variable Refrigerant Flow Heat Pump | 2024 | Achievable | MW | Before Competition Groups | 0 | 0 | 0 | 74.7376 | 0 | 67 | Residential_2024_Achievable_MW_Before Competition Groups_67 | Variable Refrigerant Flow Heat Pump | 0% | 0 | 0 | Residential_2024_Achievable_MW_Before Competition Groups_Variable Refrigerant Flow Heat Pump
Residential | Res ¦ Variable Refrigerant Flow Heat Pump | 2024 | Economic | MW | Before Competition Groups | 0 | 0 | 0 | 888.6391 | 0 | 67 | Residential_2024_Economic_MW_Before Competition Groups_67 | Variable Refrigerant Flow Heat Pump | 0% | 0 | 0 | Residential_2024_Economic_MW_Before Competition Groups_Variable Refrigerant Flow Heat Pump
Residential | Res ¦ Adaptive Thermostat | 2025 | Economic | MW | Before Competition Groups | 196.1811 | 0 | 0 | 960.8178 | 0.20418 | 1 | Residential_2025_Economic_MW_Before Competition Groups_1 | Adaptive Thermostat | 20.42% | 0 | 196.1811 | Residential_2025_Economic_MW_Before Competition Groups_Adaptive Thermostat
Residential | Res ¦ Building Recommissioning, Operations and Maintenance (O&M) Improvements | 2025 | Achievable | MW | Before Competition Groups | 19.9164 | 0 | 0 | 120.2664 | 0.1656 | 1 | Residential_2025_Achievable_MW_Before Competition Groups_1 | Building Recommissioning, Operations and Maintenance (O&M) Improvements | 16.56% | 0 | 19.9164 | Residential_2025_Achievable_MW_Before Competition Groups_Building Recommissioning, Operations and Maintenance (O&M) Improvements
Residential | Res ¦ Energy Star Central Air Conditioner | 2025 | Technical | MW | Before Competition Groups | 236.8838 | 0 | 0 | 1848.1506 | 0.12817 | 1 | Residential_2025_Technical_MW_Before Competition Groups_1 | Energy Star Central Air Conditioner | 12.82% | 0 | 236.8838 | Residential_2025_Technical_MW_Before Competition Groups_Energy Star Central Air Conditioner
Residential | Res ¦ Variable Speed Pool Pump Motor | 2025 | Achievable | MW | Before Competition Groups | 14.0378 | 0 | 0 | 120.2664 | 0.11672 | 2 | Residential_2025_Achievable_MW_Before Competition Groups_2 | Variable Speed Pool Pump Motor | 11.67% | 0 | 14.0378 | Residential_2025_Achievable_MW_Before Competition Groups_Variable Speed Pool Pump Motor
Residential | Res ¦ Energy Star Clothes Washer | 2025 | Achievable | MW | Before Competition Groups | 13.6191 | 0 | 0 | 120.2664 | 0.11324 | 3 | Residential_2025_Achievable_MW_Before Competition Groups_3 | Energy Star Clothes Washer | 11.32% | 0 | 13.6191 | Residential_2025_Achievable_MW_Before Competition Groups_Energy Star Clothes Washer
Residential | Res ¦ Adaptive Thermostat | 2025 | Technical | MW | Before Competition Groups | 196.1811 | 0 | 0 | 1848.1506 | 0.10615 | 2 | Residential_2025_Technical_MW_Before Competition Groups_2 | Adaptive Thermostat | 10.61% | 0 | 196.1811 | Residential_2025_Technical_MW_Before Competition Groups_Adaptive Thermostat
Residential | Res ¦ Building Recommissioning, Operations and Maintenance (O&M) Improvements | 2025 | Economic | MW | Before Competition Groups | 101.6498 | 0 | 0 | 960.8178 | 0.1058 | 2 | Residential_2025_Economic_MW_Before Competition Groups_2 | Building Recommissioning, Operations and Maintenance (O&M) Improvements | 10.58% | 0 | 101.6498 | Residential_2025_Economic_MW_Before Competition Groups_Building Recommissioning, Operations and Maintenance (O&M) Improvements
Residential | Res ¦ Ductless Mini-Split Heat Pump | 2025 | Achievable | MW | Before Competition Groups | 12.628 | 0 | 0 | 120.2664 | 0.105 | 4 | Residential_2025_Achievable_MW_Before Competition Groups_4 | Ductless Mini-Split Heat Pump | 10.5% | 0 | 12.628 | Residential_2025_Achievable_MW_Before Competition Groups_Ductless Mini-Split Heat Pump
Residential | Res ¦ Adaptive Thermostat | 2025 | Achievable | MW | Before Competition Groups | 11.3926 | 0 | 0 | 120.2664 | 0.094728 | 5 | Residential_2025_Achievable_MW_Before Competition Groups_5 | Adaptive Thermostat | 9.473% | 0 | 11.3926 | Residential_2025_Achievable_MW_Before Competition Groups_Adaptive Thermostat
Residential | Res ¦ Basement Wall Insulation | 2025 | Economic | MW | Before Competition Groups | 90.3547 | 0 | 0 | 960.8178 | 0.094039 | 3 | Residential_2025_Economic_MW_Before Competition Groups_3 | Basement Wall Insulation | 9.404% | 0 | 90.3547 | Residential_2025_Economic_MW_Before Competition Groups_Basement Wall Insulation
Residential | Res ¦ Variable Speed Pool Pump Motor | 2025 | Economic | MW | Before Competition Groups | 71.6523 | 0 | 0 | 960.8178 | 0.074574 | 4 | Residential_2025_Economic_MW_Before Competition Groups_4 | Variable Speed Pool Pump Motor | 7.457% | 0 | 71.6523 | Residential_2025_Economic_MW_Before Competition Groups_Variable Speed Pool Pump Motor
Residential | Res ¦ Attic Insulation | 2025 | Economic | MW | Before Competition Groups | 69.7429 | 0 | 0 | 960.8178 | 0.072587 | 5 | Residential_2025_Economic_MW_Before Competition Groups_5 | Attic Insulation | 7.259% | 0 | 69.7429 | Residential_2025_Economic_MW_Before Competition Groups_Attic Insulation
Residential | Res ¦ Building Recommissioning, Operations and Maintenance (O&M) Improvements | 2025 | Technical | MW | Before Competition Groups | 101.6498 | 0 | 0 | 1848.1506 | 0.055001 | 3 | Residential_2025_Technical_MW_Before Competition Groups_3 | Building Recommissioning, Operations and Maintenance (O&M) Improvements | 5.5% | 0 | 101.6498 | Residential_2025_Technical_MW_Before Competition Groups_Building Recommissioning, Operations and Maintenance (O&M) Improvements
Residential | Res ¦ Ductless Mini-Split Heat Pump | 2025 | Economic | MW | Before Competition Groups | 51.7224 | 0 | 0 | 960.8178 | 0.053832 | 6 | Residential_2025_Economic_MW_Before Competition Groups_6 | Ductless Mini-Split Heat Pump | 5.383% | 0 | 51.7224 | Residential_2025_Economic_MW_Before Competition Groups_Ductless Mini-Split Heat Pump
Residential | Res ¦ Basement Wall Insulation | 2025 | Technical | MW | Before Competition Groups | 90.3547 | 0 | 0 | 1848.1506 | 0.048889 | 4 | Residential_2025_Technical_MW_Before Competition Groups_4 | Basement Wall Insulation | 4.889% | 0 | 90.3547 | Residential_2025_Technical_MW_Before Competition Groups_Basement Wall Insulation
Residential | Res ¦ Energy Star A Line, PAR, MR Lamps | 2025 | Economic | MW | Before Competition Groups | 43.0026 | 0 | 0 | 960.8178 | 0.044756 | 7 | Residential_2025_Economic_MW_Before Competition Groups_7 | Energy Star A Line, PAR, MR Lamps | 4.476% | 0 | 43.0026 | Residential_2025_Economic_MW_Before Competition Groups_Energy Star A Line, PAR, MR Lamps
Residential | Res ¦ Energy Star LED Bulbs General Purpose LEDs | 2025 | Achievable | MW | Before Competition Groups | 5.0914 | 0 | 0 | 120.2664 | 0.042334 | 6 | Residential_2025_Achievable_MW_Before Competition Groups_6 | Energy Star LED Bulbs General Purpose LEDs | 4.233% | 0 | 5.0914 | Residential_2025_Achievable_MW_Before Competition Groups_Energy Star LED Bulbs General Purpose LEDs
Residential | Res ¦ Basement or Crawlspace Insulation | 2025 | Technical | MW | Before Competition Groups | 75.1865 | 0 | 0 | 1848.1506 | 0.040682 | 5 | Residential_2025_Technical_MW_Before Competition Groups_5 | Basement or Crawlspace Insulation | 4.068% | 0 | 75.1865 | Residential_2025_Technical_MW_Before Competition Groups_Basement or Crawlspace Insulation
Residential | Res ¦ Smart Power Bar | 2025 | Technical | MW | Before Competition Groups | 73.897 | 0 | 0 | 1848.1506 | 0.039984 | 6 | Residential_2025_Technical_MW_Before Competition Groups_6 | Smart Power Bar | 3.998% | 0 | 73.897 | Residential_2025_Technical_MW_Before Competition Groups_Smart Power Bar
Residential | Res ¦ Variable Speed Pool Pump Motor | 2025 | Technical | MW | Before Competition Groups | 71.6523 | 0 | 0 | 1848.1506 | 0.03877 | 7 | Residential_2025_Technical_MW_Before Competition Groups_7 | Variable Speed Pool Pump Motor | 3.877% | 0 | 71.6523 | Residential_2025_Technical_MW_Before Competition Groups_Variable Speed Pool Pump Motor
Residential | Res ¦ Energy Star LED Bulbs General Purpose LEDs | 2025 | Economic | MW | Before Competition Groups | 36.8615 | 0 | 0 | 960.8178 | 0.038365 | 8 | Residential_2025_Economic_MW_Before Competition Groups_8 | Energy Star LED Bulbs General Purpose LEDs | 3.836% | 0 | 36.8615 | Residential_2025_Economic_MW_Before Competition Groups_Energy Star LED Bulbs General Purpose LEDs
Residential | Res ¦ Attic Insulation | 2025 | Technical | MW | Before Competition Groups | 69.7429 | 0 | 0 | 1848.1506 | 0.037737 | 8 | Residential_2025_Technical_MW_Before Competition Groups_8 | Attic Insulation | 3.774% | 0 | 69.7429 | Residential_2025_Technical_MW_Before Competition Groups_Attic Insulation
Residential | Res ¦ Energy Star LED Specialty Bulbs | 2025 | Achievable | MW | Before Competition Groups | 4.4179 | 0 | 0 | 120.2664 | 0.036734 | 7 | Residential_2025_Achievable_MW_Before Competition Groups_7 | Energy Star LED Specialty Bulbs | 3.673% | 0 | 4.4179 | Residential_2025_Achievable_MW_Before Competition Groups_Energy Star LED Specialty Bulbs
Residential | Res ¦ Energy Star LED Specialty Bulbs | 2025 | Economic | MW | Before Competition Groups | 31.8632 | 0 | 0 | 960.8178 | 0.033163 | 9 | Residential_2025_Economic_MW_Before Competition Groups_9 | Energy Star LED Specialty Bulbs | 3.316% | 0 | 31.8632 | Residential_2025_Economic_MW_Before Competition Groups_Energy Star LED Specialty Bulbs
Residential | Res ¦ Ductless Mini-Split Air Conditioner | 2025 | Technical | MW | Before Competition Groups | 58.9802 | 0 | 0 | 1848.1506 | 0.031913 | 9 | Residential_2025_Technical_MW_Before Competition Groups_9 | Ductless Mini-Split Air Conditioner | 3.191% | 0 | 58.9802 | Residential_2025_Technical_MW_Before Competition Groups_Ductless Mini-Split Air Conditioner
Residential | Res ¦ Energy Star Air Source Heat Pump | 2025 | Economic | MW | Before Competition Groups | 28.9869 | 0 | 0 | 960.8178 | 0.030169 | 10 | Residential_2025_Economic_MW_Before Competition Groups_10 | Energy Star Air Source Heat Pump | 3.017% | 0 | 28.9869 | Residential_2025_Economic_MW_Before Competition Groups_Energy Star Air Source Heat Pump
Residential | Res ¦ Wall Insulation | 2025 | Technical | MW | Before Competition Groups | 54.6567 | 0 | 0 | 1848.1506 | 0.029574 | 10 | Residential_2025_Technical_MW_Before Competition Groups_10 | Wall Insulation | 2.957% | 0 | 54.6567 | Residential_2025_Technical_MW_Before Competition Groups_Wall Insulation
Residential | Res ¦ Energy Star Clothes Washer | 2025 | Economic | MW | Before Competition Groups | 27.2735 | 0 | 0 | 960.8178 | 0.028386 | 11 | Residential_2025_Economic_MW_Before Competition Groups_11 | Energy Star Clothes Washer | 2.839% | 0 | 27.2735 | Residential_2025_Economic_MW_Before Competition Groups_Energy Star Clothes Washer
Residential | Res ¦ Ductless Mini-Split Heat Pump | 2025 | Technical | MW | Before Competition Groups | 51.7224 | 0 | 0 | 1848.1506 | 0.027986 | 11 | Residential_2025_Technical_MW_Before Competition Groups_11 | Ductless Mini-Split Heat Pump | 2.799% | 0 | 51.7224 | Residential_2025_Technical_MW_Before Competition Groups_Ductless Mini-Split Heat Pump
Residential | Res ¦ Energy Star Ground Source Heat Pump | 2025 | Technical | MW | Before Competition Groups | 51.2616 | 0 | 0 | 1848.1506 | 0.027737 | 12 | Residential_2025_Technical_MW_Before Competition Groups_12 | Energy Star Ground Source Heat Pump | 2.774% | 0 | 51.2616 | Residential_2025_Technical_MW_Before Competition Groups_Energy Star Ground Source Heat Pump
Residential | Res ¦ Energy Star Room Air Conditioner | 2025 | Achievable | MW | Before Competition Groups | 3.2008 | 0 | 0 | 120.2664 | 0.026614 | 8 | Residential_2025_Achievable_MW_Before Competition Groups_8 | Energy Star Room Air Conditioner | 2.661% | 0 | 3.2008 | Residential_2025_Achievable_MW_Before Competition Groups_Energy Star Room Air Conditioner
Residential | Res ¦ Basement Wall Insulation | 2025 | Achievable | MW | Before Competition Groups | 3.0302 | 0 | 0 | 120.2664 | 0.025196 | 9 | Residential_2025_Achievable_MW_Before Competition Groups_9 | Basement Wall Insulation | 2.52% | 0 | 3.0302 | Residential_2025_Achievable_MW_Before Competition Groups_Basement Wall Insulation
Residential | Res ¦ Occupancy Sensors MF | 2025 | Achievable | MW | Before Competition Groups | 2.9792 | 0 | 0 | 120.2664 | 0.024772 | 10 | Residential_2025_Achievable_MW_Before Competition Groups_10 | Occupancy Sensors MF | 2.477% | 0 | 2.9792 | Residential_2025_Achievable_MW_Before Competition Groups_Occupancy Sensors MF
Residential | Res ¦ Advanced BAS/Controllers | 2025 | Achievable | MW | Before Competition Groups | 2.9089 | 0 | 0 | 120.2664 | 0.024187 | 11 | Residential_2025_Achievable_MW_Before Competition Groups_11 | Advanced BAS/Controllers | 2.419% | 0 | 2.9089 | Residential_2025_Achievable_MW_Before Competition Groups_Advanced BAS/Controllers
Residential | Res ¦ Energy Star Room Air Conditioner | 2025 | Economic | MW | Before Competition Groups | 22.4973 | 0 | 0 | 960.8178 | 0.023415 | 12 | Residential_2025_Economic_MW_Before Competition Groups_12 | Energy Star Room Air Conditioner | 2.341% | 0 | 22.4973 | Residential_2025_Economic_MW_Before Competition Groups_Energy Star Room Air Conditioner
Residential | Res ¦ Energy Star A Line, PAR, MR Lamps | 2025 | Technical | MW | Before Competition Groups | 43.0026 | 0 | 0 | 1848.1506 | 0.023268 | 13 | Residential_2025_Technical_MW_Before Competition Groups_13 | Energy Star A Line, PAR, MR Lamps | 2.327% | 0 | 43.0026 | Residential_2025_Technical_MW_Before Competition Groups_Energy Star A Line, PAR, MR Lamps
Residential | Res ¦ Duct Insulation | 2025 | Economic | MW | Before Competition Groups | 21.6215 | 0 | 0 | 960.8178 | 0.022503 | 13 | Residential_2025_Economic_MW_Before Competition Groups_13 | Duct Insulation | 2.25% | 0 | 21.6215 | Residential_2025_Economic_MW_Before Competition Groups_Duct Insulation
Residential | Res ¦ Clothes Drying Racks | 2025 | Achievable | MW | Before Competition Groups | 2.6436 | 0 | 0 | 120.2664 | 0.021981 | 12 | Residential_2025_Achievable_MW_Before Competition Groups_12 | Clothes Drying Racks | 2.198% | 0 | 2.6436 | Residential_2025_Achievable_MW_Before Competition Groups_Clothes Drying Racks
Residential | Res ¦ Energy Star A Line, PAR, MR Lamps | 2025 | Achievable | MW | Before Competition Groups | 2.6253 | 0 | 0 | 120.2664 | 0.021829 | 13 | Residential_2025_Achievable_MW_Before Competition Groups_13 | Energy Star A Line, PAR, MR Lamps | 2.183% | 0 | 2.6253 | Residential_2025_Achievable_MW_Before Competition Groups_Energy Star A Line, PAR, MR Lamps
Residential | Res ¦ Air Sealing | 2025 | Economic | MW | Before Competition Groups | 19.2623 | 0 | 0 | 960.8178 | 0.020048 | 14 | Residential_2025_Economic_MW_Before Competition Groups_14 | Air Sealing | 2.005% | 0 | 19.2623 | Residential_2025_Economic_MW_Before Competition Groups_Air Sealing
Residential | Res ¦ Energy Star LED Bulbs General Purpose LEDs | 2025 | Technical | MW | Before Competition Groups | 36.8615 | 0 | 0 | 1848.1506 | 0.019945 | 14 | Residential_2025_Technical_MW_Before Competition Groups_14 | Energy Star LED Bulbs General Purpose LEDs | 1.995% | 0 | 36.8615 | Residential_2025_Technical_MW_Before Competition Groups_Energy Star LED Bulbs General Purpose LEDs
Residential | Res ¦ Attic Insulation | 2025 | Achievable | MW | Before Competition Groups | 2.3386 | 0 | 0 | 120.2664 | 0.019445 | 14 | Residential_2025_Achievable_MW_Before Competition Groups_14 | Attic Insulation | 1.945% | 0 | 2.3386 | Residential_2025_Achievable_MW_Before Competition Groups_Attic Insulation
Residential | Res ¦ Floor Insulation | 2025 | Economic | MW | Before Competition Groups | 18.3114 | 0 | 0 | 960.8178 | 0.019058 | 15 | Residential_2025_Economic_MW_Before Competition Groups_15 | Floor Insulation | 1.906% | 0 | 18.3114 | Residential_2025_Economic_MW_Before Competition Groups_Floor Insulation
Residential | Res ¦ High Efficiency Chiller (avg of water and air cooled) | 2025 | Achievable | MW | Before Competition Groups | 2.2599 | 0 | 0 | 120.2664 | 0.018791 | 15 | Residential_2025_Achievable_MW_Before Competition Groups_15 | High Efficiency Chiller (avg of water and air cooled) | 1.879% | 0 | 2.2599 | Residential_2025_Achievable_MW_Before Competition Groups_High Efficiency Chiller (avg of water and air cooled)
Residential | Res ¦ Refrigerator Recycling | 2025 | Achievable | MW | Before Competition Groups | 2.2414 | 0 | 0 | 120.2664 | 0.018637 | 16 | Residential_2025_Achievable_MW_Before Competition Groups_16 | Refrigerator Recycling | 1.864% | 0 | 2.2414 | Residential_2025_Achievable_MW_Before Competition Groups_Refrigerator Recycling
Residential | Res ¦ Smart Burners | 2025 | Technical | MW | Before Competition Groups | 34.0144 | 0 | 0 | 1848.1506 | 0.018405 | 15 | Residential_2025_Technical_MW_Before Competition Groups_15 | Smart Burners | 1.84% | 0 | 34.0144 | Residential_2025_Technical_MW_Before Competition Groups_Smart Burners
Residential | Res ¦ Freezer Recycling | 2025 | Achievable | MW | Before Competition Groups | 2.0825 | 0 | 0 | 120.2664 | 0.017315 | 17 | Residential_2025_Achievable_MW_Before Competition Groups_17 | Freezer Recycling | 1.732% | 0 | 2.0825 | Residential_2025_Achievable_MW_Before Competition Groups_Freezer Recycling
Residential | Res ¦ Energy Star LED Specialty Bulbs | 2025 | Technical | MW | Before Competition Groups | 31.8632 | 0 | 0 | 1848.1506 | 0.017241 | 16 | Residential_2025_Technical_MW_Before Competition Groups_16 | Energy Star LED Specialty Bulbs | 1.724% | 0 | 31.8632 | Residential_2025_Technical_MW_Before Competition Groups_Energy Star LED Specialty Bulbs
Residential | Res ¦ Energy Star Refrigerator | 2025 | Technical | MW | Before Competition Groups | 30.6134 | 0 | 0 | 1848.1506 | 0.016564 | 17 | Residential_2025_Technical_MW_Before Competition Groups_17 | Energy Star Refrigerator | 1.656% | 0 | 30.6134 | Residential_2025_Technical_MW_Before Competition Groups_Energy Star Refrigerator
Residential | Res ¦ Energy Star Air Source Heat Pump | 2025 | Achievable | MW | Before Competition Groups | 1.9466 | 0 | 0 | 120.2664 | 0.016186 | 18 | Residential_2025_Achievable_MW_Before Competition Groups_18 | Energy Star Air Source Heat Pump | 1.619% | 0 | 1.9466 | Residential_2025_Achievable_MW_Before Competition Groups_Energy Star Air Source Heat Pump
Residential | Res ¦ Occupancy Sensors MF | 2025 | Economic | MW | Before Competition Groups | 15.0916 | 0 | 0 | 960.8178 | 0.015707 | 16 | Residential_2025_Economic_MW_Before Competition Groups_16 | Occupancy Sensors MF | 1.571% | 0 | 15.0916 | Residential_2025_Economic_MW_Before Competition Groups_Occupancy Sensors MF
Residential | Res ¦ Energy Star Air Source Heat Pump | 2025 | Technical | MW | Before Competition Groups | 28.9869 | 0 | 0 | 1848.1506 | 0.015684 | 18 | Residential_2025_Technical_MW_Before Competition Groups_18 | Energy Star Air Source Heat Pump | 1.568% | 0 | 28.9869 | Residential_2025_Technical_MW_Before Competition Groups_Energy Star Air Source Heat Pump
Residential | Res ¦ Advanced BAS/Controllers | 2025 | Economic | MW | Before Competition Groups | 14.8486 | 0 | 0 | 960.8178 | 0.015454 | 17 | Residential_2025_Economic_MW_Before Competition Groups_17 | Advanced BAS/Controllers | 1.545% | 0 | 14.8486 | Residential_2025_Economic_MW_Before Competition Groups_Advanced BAS/Controllers
Residential | Res ¦ Heat Pump Clothes Dryer | 2025 | Technical | MW | Before Competition Groups | 28.5383 | 0 | 0 | 1848.1506 | 0.015442 | 19 | Residential_2025_Technical_MW_Before Competition Groups_19 | Heat Pump Clothes Dryer | 1.544% | 0 | 28.5383 | Residential_2025_Technical_MW_Before Competition Groups_Heat Pump Clothes Dryer
Residential | Res ¦ Energy Star Clothes Washer | 2025 | Technical | MW | Before Competition Groups | 27.2735 | 0 | 0 | 1848.1506 | 0.014757 | 20 | Residential_2025_Technical_MW_Before Competition Groups_20 | Energy Star Clothes Washer | 1.476% | 0 | 27.2735 | Residential_2025_Technical_MW_Before Competition Groups_Energy Star Clothes Washer
Residential | Res ¦ Ceiling Insulation | 2025 | Technical | MW | Before Competition Groups | 27.2251 | 0 | 0 | 1848.1506 | 0.014731 | 21 | Residential_2025_Technical_MW_Before Competition Groups_21 | Ceiling Insulation | 1.473% | 0 | 27.2251 | Residential_2025_Technical_MW_Before Competition Groups_Ceiling Insulation
Residential | Res ¦ Wall Insulation | 2025 | Economic | MW | Before Competition Groups | 13.8983 | 0 | 0 | 960.8178 | 0.014465 | 18 | Residential_2025_Economic_MW_Before Competition Groups_18 | Wall Insulation | 1.447% | 0 | 13.8983 | Residential_2025_Economic_MW_Before Competition Groups_Wall Insulation
Residential | Res ¦ Clothes Drying Racks | 2025 | Economic | MW | Before Competition Groups | 13.499 | 0 | 0 | 960.8178 | 0.01405 | 19 | Residential_2025_Economic_MW_Before Competition Groups_19 | Clothes Drying Racks | 1.405% | 0 | 13.499 | Residential_2025_Economic_MW_Before Competition Groups_Clothes Drying Racks
Residential | Res ¦ Networked/ Connected - Indoor LED Lamp | 2025 | Technical | MW | Before Competition Groups | 25.7695 | 0 | 0 | 1848.1506 | 0.013943 | 22 | Residential_2025_Technical_MW_Before Competition Groups_22 | Networked/ Connected - Indoor LED Lamp | 1.394% | 0 | 25.7695 | Residential_2025_Technical_MW_Before Competition Groups_Networked/ Connected - Indoor LED Lamp
Residential | Res ¦ Variable Refrigerant Flow Heat Pump | 2025 | Technical | MW | Before Competition Groups | 22.8958 | 0 | 0 | 1848.1506 | 0.012389 | 23 | Residential_2025_Technical_MW_Before Competition Groups_23 | Variable Refrigerant Flow Heat Pump | 1.239% | 0 | 22.8958 | Residential_2025_Technical_MW_Before Competition Groups_Variable Refrigerant Flow Heat Pump
Residential | Res ¦ Energy Star Room Air Conditioner | 2025 | Technical | MW | Before Competition Groups | 22.8108 | 0 | 0 | 1848.1506 | 0.012342 | 24 | Residential_2025_Technical_MW_Before Competition Groups_24 | Energy Star Room Air Conditioner | 1.234% | 0 | 22.8108 | Residential_2025_Technical_MW_Before Competition Groups_Energy Star Room Air Conditioner
Residential | Res ¦ Duct Insulation | 2025 | Technical | MW | Before Competition Groups | 22.7004 | 0 | 0 | 1848.1506 | 0.012283 | 25 | Residential_2025_Technical_MW_Before Competition Groups_25 | Duct Insulation | 1.228% | 0 | 22.7004 | Residential_2025_Technical_MW_Before Competition Groups_Duct Insulation
Residential | Res ¦ Refrigerator Recycling | 2025 | Economic | MW | Before Competition Groups | 11.4407 | 0 | 0 | 960.8178 | 0.011907 | 20 | Residential_2025_Economic_MW_Before Competition Groups_20 | Refrigerator Recycling | 1.191% | 0 | 11.4407 | Residential_2025_Economic_MW_Before Competition Groups_Refrigerator Recycling
Residential | Res ¦ Induction Cooking Stove Top | 2025 | Technical | MW | Before Competition Groups | 20.9529 | 0 | 0 | 1848.1506 | 0.011337 | 26 | Residential_2025_Technical_MW_Before Competition Groups_26 | Induction Cooking Stove Top | 1.134% | 0 | 20.9529 | Residential_2025_Technical_MW_Before Competition Groups_Induction Cooking Stove Top
Residential | Res ¦ Freezer Recycling | 2025 | Economic | MW | Before Competition Groups | 10.657 | 0 | 0 | 960.8178 | 0.011092 | 21 | Residential_2025_Economic_MW_Before Competition Groups_21 | Freezer Recycling | 1.109% | 0 | 10.657 | Residential_2025_Economic_MW_Before Competition Groups_Freezer Recycling
Residential | Res ¦ Air Sealing | 2025 | Technical | MW | Before Competition Groups | 19.2623 | 0 | 0 | 1848.1506 | 0.010422 | 27 | Residential_2025_Technical_MW_Before Competition Groups_27 | Air Sealing | 1.042% | 0 | 19.2623 | Residential_2025_Technical_MW_Before Competition Groups_Air Sealing
Residential | Res ¦ Central Air Conditioner Maintenance | 2025 | Technical | MW | Before Competition Groups | 18.5988 | 0 | 0 | 1848.1506 | 0.010063 | 28 | Residential_2025_Technical_MW_Before Competition Groups_28 | Central Air Conditioner Maintenance | 1.006% | 0 | 18.5988 | Residential_2025_Technical_MW_Before Competition Groups_Central Air Conditioner Maintenance
Residential | Res ¦ Floor Insulation | 2025 | Technical | MW | Before Competition Groups | 18.3114 | 0 | 0 | 1848.1506 | 0.0099079 | 29 | Residential_2025_Technical_MW_Before Competition Groups_29 | Floor Insulation | 0.9908% | 0 | 18.3114 | Residential_2025_Technical_MW_Before Competition Groups_Floor Insulation
Residential | Res ¦ Energy Star Torchiere | 2025 | Achievable | MW | Before Competition Groups | 1.155 | 0 | 0 | 120.2664 | 0.0096038 | 19 | Residential_2025_Achievable_MW_Before Competition Groups_19 | Energy Star Torchiere | 0.9604% | 0 | 1.155 | Residential_2025_Achievable_MW_Before Competition Groups_Energy Star Torchiere
Residential | Res ¦ Dehumidifier Recycling | 2025 | Technical | MW | Before Competition Groups | 16.9808 | 0 | 0 | 1848.1506 | 0.009188 | 30 | Residential_2025_Technical_MW_Before Competition Groups_30 | Dehumidifier Recycling | 0.9188% | 0 | 16.9808 | Residential_2025_Technical_MW_Before Competition Groups_Dehumidifier Recycling
Residential | Res ¦ Energy Star Clothes Dryer | 2025 | Technical | MW | Before Competition Groups | 16.3002 | 0 | 0 | 1848.1506 | 0.0088197 | 31 | Residential_2025_Technical_MW_Before Competition Groups_31 | Energy Star Clothes Dryer | 0.882% | 0 | 16.3002 | Residential_2025_Technical_MW_Before Competition Groups_Energy Star Clothes Dryer
Residential | Res ¦ ENERGY STAR LED LAMPS (REFLECTOR LAMPs/MR16/PAR 16) | 2025 | Achievable | MW | Before Competition Groups | 1.0547 | 0 | 0 | 120.2664 | 0.0087697 | 20 | Residential_2025_Achievable_MW_Before Competition Groups_20 | ENERGY STAR LED LAMPS (REFLECTOR LAMPs/MR16/PAR 16) | 0.877% | 0 | 1.0547 | Residential_2025_Achievable_MW_Before Competition Groups_ENERGY STAR LED LAMPS (REFLECTOR LAMPs/MR16/PAR 16)
Residential | Res ¦ Duct Insulation MF | 2025 | Economic | MW | Before Competition Groups | 8.0255 | 0 | 0 | 960.8178 | 0.0083527 | 22 | Residential_2025_Economic_MW_Before Competition Groups_22 | Duct Insulation MF | 0.8353% | 0 | 8.0255 | Residential_2025_Economic_MW_Before Competition Groups_Duct Insulation MF
Residential | Res ¦ Occupancy Sensors MF | 2025 | Technical | MW | Before Competition Groups | 15.0916 | 0 | 0 | 1848.1506 | 0.0081658 | 32 | Residential_2025_Technical_MW_Before Competition Groups_32 | Occupancy Sensors MF | 0.8166% | 0 | 15.0916 | Residential_2025_Technical_MW_Before Competition Groups_Occupancy Sensors MF
Residential | Res ¦ Advanced BAS/Controllers | 2025 | Technical | MW | Before Competition Groups | 14.8486 | 0 | 0 | 1848.1506 | 0.0080343 | 33 | Residential_2025_Technical_MW_Before Competition Groups_33 | Advanced BAS/Controllers | 0.8034% | 0 | 14.8486 | Residential_2025_Technical_MW_Before Competition Groups_Advanced BAS/Controllers
Residential | Res ¦ Lighting Motion Sensors, Timers, Dimmers | 2025 | Technical | MW | Before Competition Groups | 13.7142 | 0 | 0 | 1848.1506 | 0.0074205 | 34 | Residential_2025_Technical_MW_Before Competition Groups_34 | Lighting Motion Sensors, Timers, Dimmers | 0.742% | 0 | 13.7142 | Residential_2025_Technical_MW_Before Competition Groups_Lighting Motion Sensors, Timers, Dimmers
Residential | Res ¦ Clothes Drying Racks | 2025 | Technical | MW | Before Competition Groups | 13.499 | 0 | 0 | 1848.1506 | 0.0073041 | 35 | Residential_2025_Technical_MW_Before Competition Groups_35 | Clothes Drying Racks | 0.7304% | 0 | 13.499 | Residential_2025_Technical_MW_Before Competition Groups_Clothes Drying Racks
Residential | Res ¦ Energy Star Light Fixture | 2025 | Achievable | MW | Before Competition Groups | 0.82483 | 0 | 0 | 120.2664 | 0.0068584 | 21 | Residential_2025_Achievable_MW_Before Competition Groups_21 | Energy Star Light Fixture | 0.6858% | 0 | 0.82483 | Residential_2025_Achievable_MW_Before Competition Groups_Energy Star Light Fixture
Residential | Res ¦ Outside Air Economizer | 2025 | Achievable | MW | Before Competition Groups | 0.80548 | 0 | 0 | 120.2664 | 0.0066974 | 22 | Residential_2025_Achievable_MW_Before Competition Groups_22 | Outside Air Economizer | 0.6697% | 0 | 0.80548 | Residential_2025_Achievable_MW_Before Competition Groups_Outside Air Economizer
Residential | Res ¦ Energy Star Torchiere | 2025 | Economic | MW | Before Competition Groups | 6.2919 | 0 | 0 | 960.8178 | 0.0065485 | 23 | Residential_2025_Economic_MW_Before Competition Groups_23 | Energy Star Torchiere | 0.6548% | 0 | 6.2919 | Residential_2025_Economic_MW_Before Competition Groups_Energy Star Torchiere
Residential | Res ¦ Refrigerator Recycling | 2025 | Technical | MW | Before Competition Groups | 11.4407 | 0 | 0 | 1848.1506 | 0.0061904 | 36 | Residential_2025_Technical_MW_Before Competition Groups_36 | Refrigerator Recycling | 0.619% | 0 | 11.4407 | Residential_2025_Technical_MW_Before Competition Groups_Refrigerator Recycling
Residential | Res ¦ Duct Insulation | 2025 | Achievable | MW | Before Competition Groups | 0.71889 | 0 | 0 | 120.2664 | 0.0059775 | 23 | Residential_2025_Achievable_MW_Before Competition Groups_23 | Duct Insulation | 0.5977% | 0 | 0.71889 | Residential_2025_Achievable_MW_Before Competition Groups_Duct Insulation
Residential | Res ¦ Minimize Hot and Warm Clothes Wash | 2025 | Economic | MW | Before Competition Groups | 5.6342 | 0 | 0 | 960.8178 | 0.005864 | 24 | Residential_2025_Economic_MW_Before Competition Groups_24 | Minimize Hot and Warm Clothes Wash | 0.5864% | 0 | 5.6342 | Residential_2025_Economic_MW_Before Competition Groups_Minimize Hot and Warm Clothes Wash
Residential | Res ¦ Freezer Recycling | 2025 | Technical | MW | Before Competition Groups | 10.657 | 0 | 0 | 1848.1506 | 0.0057663 | 37 | Residential_2025_Technical_MW_Before Competition Groups_37 | Freezer Recycling | 0.5766% | 0 | 10.657 | Residential_2025_Technical_MW_Before Competition Groups_Freezer Recycling
Residential | Res ¦ Energy Star Light Fixture | 2025 | Technical | MW | Before Competition Groups | 10.3119 | 0 | 0 | 1848.1506 | 0.0055796 | 38 | Residential_2025_Technical_MW_Before Competition Groups_38 | Energy Star Light Fixture | 0.558% | 0 | 10.3119 | Residential_2025_Technical_MW_Before Competition Groups_Energy Star Light Fixture
Residential | Res ¦ Duct Insulation MF | 2025 | Technical | MW | Before Competition Groups | 10.2286 | 0 | 0 | 1848.1506 | 0.0055345 | 39 | Residential_2025_Technical_MW_Before Competition Groups_39 | Duct Insulation MF | 0.5535% | 0 | 10.2286 | Residential_2025_Technical_MW_Before Competition Groups_Duct Insulation MF
Residential | Res ¦ Energy Star Dehumidifier | 2025 | Technical | MW | Before Competition Groups | 9.9828 | 0 | 0 | 1848.1506 | 0.0054015 | 40 | Residential_2025_Technical_MW_Before Competition Groups_40 | Energy Star Dehumidifier | 0.5402% | 0 | 9.9828 | Residential_2025_Technical_MW_Before Competition Groups_Energy Star Dehumidifier
Residential | Res ¦ Air Sealing | 2025 | Achievable | MW | Before Competition Groups | 0.64596 | 0 | 0 | 120.2664 | 0.0053711 | 24 | Residential_2025_Achievable_MW_Before Competition Groups_24 | Air Sealing | 0.5371% | 0 | 0.64596 | Residential_2025_Achievable_MW_Before Competition Groups_Air Sealing
Residential | Res ¦ Minimize Hot and Warm Clothes Wash | 2025 | Achievable | MW | Before Competition Groups | 0.64468 | 0 | 0 | 120.2664 | 0.0053604 | 25 | Residential_2025_Achievable_MW_Before Competition Groups_25 | Minimize Hot and Warm Clothes Wash | 0.536% | 0 | 0.64468 | Residential_2025_Achievable_MW_Before Competition Groups_Minimize Hot and Warm Clothes Wash
Residential | Res ¦ Floor Insulation | 2025 | Achievable | MW | Before Competition Groups | 0.61384 | 0 | 0 | 120.2664 | 0.005104 | 26 | Residential_2025_Achievable_MW_Before Competition Groups_26 | Floor Insulation | 0.5104% | 0 | 0.61384 | Residential_2025_Achievable_MW_Before Competition Groups_Floor Insulation
Residential | Res ¦ INTEGRAL LED TROFFERS | 2025 | Technical | MW | Before Competition Groups | 8.2665 | 0 | 0 | 1848.1506 | 0.0044729 | 41 | Residential_2025_Technical_MW_Before Competition Groups_41 | INTEGRAL LED TROFFERS | 0.4473% | 0 | 8.2665 | Residential_2025_Technical_MW_Before Competition Groups_INTEGRAL LED TROFFERS
Residential | Res ¦ Energy Star Windows | 2025 | Technical | MW | Before Competition Groups | 7.7984 | 0 | 0 | 1848.1506 | 0.0042196 | 42 | Residential_2025_Technical_MW_Before Competition Groups_42 | Energy Star Windows | 0.422% | 0 | 7.7984 | Residential_2025_Technical_MW_Before Competition Groups_Energy Star Windows
Residential | Res ¦ Air Source Heat Pump | 2025 | Technical | MW | Before Competition Groups | 7.6046 | 0 | 0 | 1848.1506 | 0.0041147 | 43 | Residential_2025_Technical_MW_Before Competition Groups_43 | Air Source Heat Pump | 0.4115% | 0 | 7.6046 | Residential_2025_Technical_MW_Before Competition Groups_Air Source Heat Pump
Residential | Res ¦ Energy Star Light Fixture | 2025 | Economic | MW | Before Competition Groups | 3.9347 | 0 | 0 | 960.8178 | 0.0040951 | 25 | Residential_2025_Economic_MW_Before Competition Groups_25 | Energy Star Light Fixture | 0.4095% | 0 | 3.9347 | Residential_2025_Economic_MW_Before Competition Groups_Energy Star Light Fixture
Residential | Res ¦ Furnace with ECM | 2025 | Technical | MW | Before Competition Groups | 7.4209 | 0 | 0 | 1848.1506 | 0.0040153 | 44 | Residential_2025_Technical_MW_Before Competition Groups_44 | Furnace with ECM | 0.4015% | 0 | 7.4209 | Residential_2025_Technical_MW_Before Competition Groups_Furnace with ECM
Residential | Res ¦ Furnace Whistle | 2025 | Achievable | MW | Before Competition Groups | 0.47815 | 0 | 0 | 120.2664 | 0.0039757 | 27 | Residential_2025_Achievable_MW_Before Competition Groups_27 | Furnace Whistle | 0.3976% | 0 | 0.47815 | Residential_2025_Achievable_MW_Before Competition Groups_Furnace Whistle
Residential | Res ¦ Wall Insulation | 2025 | Achievable | MW | Before Competition Groups | 0.41996 | 0 | 0 | 120.2664 | 0.0034919 | 28 | Residential_2025_Achievable_MW_Before Competition Groups_28 | Wall Insulation | 0.3492% | 0 | 0.41996 | Residential_2025_Achievable_MW_Before Competition Groups_Wall Insulation
Residential | Res ¦ Comprehensive Draft Proofing | 2025 | Achievable | MW | Before Competition Groups | 0.41306 | 0 | 0 | 120.2664 | 0.0034345 | 29 | Residential_2025_Achievable_MW_Before Competition Groups_29 | Comprehensive Draft Proofing | 0.3435% | 0 | 0.41306 | Residential_2025_Achievable_MW_Before Competition Groups_Comprehensive Draft Proofing
Residential | Res ¦ Energy Star Torchiere | 2025 | Technical | MW | Before Competition Groups | 6.2919 | 0 | 0 | 1848.1506 | 0.0034044 | 45 | Residential_2025_Technical_MW_Before Competition Groups_45 | Energy Star Torchiere | 0.3404% | 0 | 6.2919 | Residential_2025_Technical_MW_Before Competition Groups_Energy Star Torchiere
Residential | Res ¦ Variable Frequency Drive (VFD) | 2025 | Achievable | MW | Before Competition Groups | 0.40056 | 0 | 0 | 120.2664 | 0.0033306 | 30 | Residential_2025_Achievable_MW_Before Competition Groups_30 | Variable Frequency Drive (VFD) | 0.3331% | 0 | 0.40056 | Residential_2025_Achievable_MW_Before Competition Groups_Variable Frequency Drive (VFD)
Residential | Res ¦ Home Energy Reports | 2025 | Technical | MW | Before Competition Groups | 5.9383 | 0 | 0 | 1848.1506 | 0.0032131 | 46 | Residential_2025_Technical_MW_Before Competition Groups_46 | Home Energy Reports | 0.3213% | 0 | 5.9383 | Residential_2025_Technical_MW_Before Competition Groups_Home Energy Reports
Residential | Res ¦ Outside Air Economizer | 2025 | Economic | MW | Before Competition Groups | 3.0265 | 0 | 0 | 960.8178 | 0.0031499 | 26 | Residential_2025_Economic_MW_Before Competition Groups_26 | Outside Air Economizer | 0.315% | 0 | 3.0265 | Residential_2025_Economic_MW_Before Competition Groups_Outside Air Economizer
Residential | Res ¦ LED Parking Lot Fixture | 2025 | Achievable | MW | Before Competition Groups | 0.37403 | 0 | 0 | 120.2664 | 0.00311 | 31 | Residential_2025_Achievable_MW_Before Competition Groups_31 | LED Parking Lot Fixture | 0.311% | 0 | 0.37403 | Residential_2025_Achievable_MW_Before Competition Groups_LED Parking Lot Fixture
Residential | Res ¦ Minimize Hot and Warm Clothes Wash | 2025 | Technical | MW | Before Competition Groups | 5.6342 | 0 | 0 | 1848.1506 | 0.0030486 | 47 | Residential_2025_Technical_MW_Before Competition Groups_47 | Minimize Hot and Warm Clothes Wash | 0.3049% | 0 | 5.6342 | Residential_2025_Technical_MW_Before Competition Groups_Minimize Hot and Warm Clothes Wash
Residential | Res ¦ CO Sensors for parking garage exhaust fans | 2025 | Achievable | MW | Before Competition Groups | 0.3629 | 0 | 0 | 120.2664 | 0.0030175 | 32 | Residential_2025_Achievable_MW_Before Competition Groups_32 | CO Sensors for parking garage exhaust fans | 0.3018% | 0 | 0.3629 | Residential_2025_Achievable_MW_Before Competition Groups_CO Sensors for parking garage exhaust fans
Residential | Res ¦ High Efficiency Chiller (avg of water and air cooled) | 2025 | Economic | MW | Before Competition Groups | 2.7883 | 0 | 0 | 960.8178 | 0.002902 | 27 | Residential_2025_Economic_MW_Before Competition Groups_27 | High Efficiency Chiller (avg of water and air cooled) | 0.2902% | 0 | 2.7883 | Residential_2025_Economic_MW_Before Competition Groups_High Efficiency Chiller (avg of water and air cooled)
Residential | Res ¦ Demand Control Ventilation | 2025 | Economic | MW | Before Competition Groups | 2.6022 | 0 | 0 | 960.8178 | 0.0027083 | 28 | Residential_2025_Economic_MW_Before Competition Groups_28 | Demand Control Ventilation | 0.2708% | 0 | 2.6022 | Residential_2025_Economic_MW_Before Competition Groups_Demand Control Ventilation
Residential | Res ¦ LED Tube Re-Lamp | 2025 | Achievable | MW | Before Competition Groups | 0.314 | 0 | 0 | 120.2664 | 0.0026109 | 33 | Residential_2025_Achievable_MW_Before Competition Groups_33 | LED Tube Re-Lamp | 0.2611% | 0 | 0.314 | Residential_2025_Achievable_MW_Before Competition Groups_LED Tube Re-Lamp
Residential | Res ¦ Passive Attic Ventilation | 2025 | Technical | MW | Before Competition Groups | 4.8241 | 0 | 0 | 1848.1506 | 0.0026102 | 48 | Residential_2025_Technical_MW_Before Competition Groups_48 | Passive Attic Ventilation | 0.261% | 0 | 4.8241 | Residential_2025_Technical_MW_Before Competition Groups_Passive Attic Ventilation
Residential | Res ¦ Furnace Whistle | 2025 | Economic | MW | Before Competition Groups | 2.4404 | 0 | 0 | 960.8178 | 0.0025399 | 29 | Residential_2025_Economic_MW_Before Competition Groups_29 | Furnace Whistle | 0.254% | 0 | 2.4404 | Residential_2025_Economic_MW_Before Competition Groups_Furnace Whistle
Residential | Res ¦ Demand Control Ventilation | 2025 | Achievable | MW | Before Competition Groups | 0.27819 | 0 | 0 | 120.2664 | 0.0023131 | 34 | Residential_2025_Achievable_MW_Before Competition Groups_34 | Demand Control Ventilation | 0.2313% | 0 | 0.27819 | Residential_2025_Achievable_MW_Before Competition Groups_Demand Control Ventilation
Residential | Res ¦ Duct Insulation MF | 2025 | Achievable | MW | Before Competition Groups | 0.26903 | 0 | 0 | 120.2664 | 0.0022369 | 35 | Residential_2025_Achievable_MW_Before Competition Groups_35 | Duct Insulation MF | 0.2237% | 0 | 0.26903 | Residential_2025_Achievable_MW_Before Competition Groups_Duct Insulation MF
Residential | Res ¦ Comprehensive Draft Proofing | 2025 | Economic | MW | Before Competition Groups | 2.1082 | 0 | 0 | 960.8178 | 0.0021941 | 30 | Residential_2025_Economic_MW_Before Competition Groups_30 | Comprehensive Draft Proofing | 0.2194% | 0 | 2.1082 | Residential_2025_Economic_MW_Before Competition Groups_Comprehensive Draft Proofing
Residential | Res ¦ ENERGY STAR LED LAMPS (REFLECTOR LAMPs/MR16/PAR 16) | 2025 | Economic | MW | Before Competition Groups | 2.0626 | 0 | 0 | 960.8178 | 0.0021467 | 31 | Residential_2025_Economic_MW_Before Competition Groups_31 | ENERGY STAR LED LAMPS (REFLECTOR LAMPs/MR16/PAR 16) | 0.2147% | 0 | 2.0626 | Residential_2025_Economic_MW_Before Competition Groups_ENERGY STAR LED LAMPS (REFLECTOR LAMPs/MR16/PAR 16)
Residential | Res ¦ Variable Frequency Drive (VFD) | 2025 | Economic | MW | Before Competition Groups | 2.0445 | 0 | 0 | 960.8178 | 0.0021279 | 32 | Residential_2025_Economic_MW_Before Competition Groups_32 | Variable Frequency Drive (VFD) | 0.2128% | 0 | 2.0445 | Residential_2025_Economic_MW_Before Competition Groups_Variable Frequency Drive (VFD)
Residential | Res ¦ Water Heater Temperature Setback | 2025 | Achievable | MW | Before Competition Groups | 0.25053 | 0 | 0 | 120.2664 | 0.0020832 | 36 | Residential_2025_Achievable_MW_Before Competition Groups_36 | Water Heater Temperature Setback | 0.2083% | 0 | 0.25053 | Residential_2025_Achievable_MW_Before Competition Groups_Water Heater Temperature Setback
Residential | Res ¦ CO Sensors for parking garage exhaust fans | 2025 | Economic | MW | Before Competition Groups | 1.9095 | 0 | 0 | 960.8178 | 0.0019874 | 33 | Residential_2025_Economic_MW_Before Competition Groups_33 | CO Sensors for parking garage exhaust fans | 0.1987% | 0 | 1.9095 | Residential_2025_Economic_MW_Before Competition Groups_CO Sensors for parking garage exhaust fans
Residential | Res ¦ Early Hot Water Heater Replacement | 2025 | Technical | MW | Before Competition Groups | 3.6439 | 0 | 0 | 1848.1506 | 0.0019716 | 49 | Residential_2025_Technical_MW_Before Competition Groups_49 | Early Hot Water Heater Replacement | 0.1972% | 0 | 3.6439 | Residential_2025_Technical_MW_Before Competition Groups_Early Hot Water Heater Replacement
Residential | Res ¦ LED Downlight | 2025 | Technical | MW | Before Competition Groups | 3.4792 | 0 | 0 | 1848.1506 | 0.0018825 | 50 | Residential_2025_Technical_MW_Before Competition Groups_50 | LED Downlight | 0.1883% | 0 | 3.4792 | Residential_2025_Technical_MW_Before Competition Groups_LED Downlight
Residential | Res ¦ Energy Star Freezer | 2025 | Technical | MW | Before Competition Groups | 3.2466 | 0 | 0 | 1848.1506 | 0.0017567 | 51 | Residential_2025_Technical_MW_Before Competition Groups_51 | Energy Star Freezer | 0.1757% | 0 | 3.2466 | Residential_2025_Technical_MW_Before Competition Groups_Energy Star Freezer
Residential | Res ¦ Air Source Heat Pump Maintenance | 2025 | Technical | MW | Before Competition Groups | 3.2233 | 0 | 0 | 1848.1506 | 0.001744 | 52 | Residential_2025_Technical_MW_Before Competition Groups_52 | Air Source Heat Pump Maintenance | 0.1744% | 0 | 3.2233 | Residential_2025_Technical_MW_Before Competition Groups_Air Source Heat Pump Maintenance
Residential | Res ¦ Outside Air Economizer | 2025 | Technical | MW | Before Competition Groups | 3.0265 | 0 | 0 | 1848.1506 | 0.0016376 | 53 | Residential_2025_Technical_MW_Before Competition Groups_53 | Outside Air Economizer | 0.1638% | 0 | 3.0265 | Residential_2025_Technical_MW_Before Competition Groups_Outside Air Economizer
Residential | Res ¦ Networked/ Connected - Indoor LED Luminaire | 2025 | Technical | MW | Before Competition Groups | 2.7887 | 0 | 0 | 1848.1506 | 0.0015089 | 54 | Residential_2025_Technical_MW_Before Competition Groups_54 | Networked/ Connected - Indoor LED Luminaire | 0.1509% | 0 | 2.7887 | Residential_2025_Technical_MW_Before Competition Groups_Networked/ Connected - Indoor LED Luminaire
Residential | Res ¦ High Efficiency Chiller (avg of water and air cooled) | 2025 | Technical | MW | Before Competition Groups | 2.7883 | 0 | 0 | 1848.1506 | 0.0015087 | 55 | Residential_2025_Technical_MW_Before Competition Groups_55 | High Efficiency Chiller (avg of water and air cooled) | 0.1509% | 0 | 2.7883 | Residential_2025_Technical_MW_Before Competition Groups_High Efficiency Chiller (avg of water and air cooled)
Residential | Res ¦ ENERGY STAR LED Lamps (General Service Lamps) | 2025 | Achievable | MW | Before Competition Groups | 0.17465 | 0 | 0 | 120.2664 | 0.0014522 | 37 | Residential_2025_Achievable_MW_Before Competition Groups_37 | ENERGY STAR LED Lamps (General Service Lamps) | 0.1452% | 0 | 0.17465 | Residential_2025_Achievable_MW_Before Competition Groups_ENERGY STAR LED Lamps (General Service Lamps)
Residential | Res ¦ Home Energy Reports | 2025 | Achievable | MW | Before Competition Groups | 0.17391 | 0 | 0 | 120.2664 | 0.001446 | 38 | Residential_2025_Achievable_MW_Before Competition Groups_38 | Home Energy Reports | 0.1446% | 0 | 0.17391 | Residential_2025_Achievable_MW_Before Competition Groups_Home Energy Reports
Residential | Res ¦ Demand Control Ventilation | 2025 | Technical | MW | Before Competition Groups | 2.6022 | 0 | 0 | 1848.1506 | 0.001408 | 56 | Residential_2025_Technical_MW_Before Competition Groups_56 | Demand Control Ventilation | 0.1408% | 0 | 2.6022 | Residential_2025_Technical_MW_Before Competition Groups_Demand Control Ventilation
Residential | Res ¦ LED Exterior Area Lights - LED Fixture (200W) | 2025 | Achievable | MW | Before Competition Groups | 0.16255 | 0 | 0 | 120.2664 | 0.0013516 | 39 | Residential_2025_Achievable_MW_Before Competition Groups_39 | LED Exterior Area Lights - LED Fixture (200W) | 0.1352% | 0 | 0.16255 | Residential_2025_Achievable_MW_Before Competition Groups_LED Exterior Area Lights - LED Fixture (200W)
Residential | Res ¦ Water Heater Temperature Setback | 2025 | Economic | MW | Before Competition Groups | 1.2787 | 0 | 0 | 960.8178 | 0.0013308 | 34 | Residential_2025_Economic_MW_Before Competition Groups_34 | Water Heater Temperature Setback | 0.1331% | 0 | 1.2787 | Residential_2025_Economic_MW_Before Competition Groups_Water Heater Temperature Setback
Residential | Res ¦ Drain Water Heat Recovery | 2025 | Technical | MW | Before Competition Groups | 2.446 | 0 | 0 | 1848.1506 | 0.0013235 | 57 | Residential_2025_Technical_MW_Before Competition Groups_57 | Drain Water Heat Recovery | 0.1323% | 0 | 2.446 | Residential_2025_Technical_MW_Before Competition Groups_Drain Water Heat Recovery
Residential | Res ¦ Furnace Whistle | 2025 | Technical | MW | Before Competition Groups | 2.4404 | 0 | 0 | 1848.1506 | 0.0013204 | 58 | Residential_2025_Technical_MW_Before Competition Groups_58 | Furnace Whistle | 0.132% | 0 | 2.4404 | Residential_2025_Technical_MW_Before Competition Groups_Furnace Whistle
Residential | Res ¦ Home Energy Reports | 2025 | Economic | MW | Before Competition Groups | 1.2386 | 0 | 0 | 960.8178 | 0.0012891 | 35 | Residential_2025_Economic_MW_Before Competition Groups_35 | Home Energy Reports | 0.1289% | 0 | 1.2386 | Residential_2025_Economic_MW_Before Competition Groups_Home Energy Reports
Residential | Res ¦ Window Film | 2025 | Technical | MW | Before Competition Groups | 2.2606 | 0 | 0 | 1848.1506 | 0.0012232 | 59 | Residential_2025_Technical_MW_Before Competition Groups_59 | Window Film | 0.1223% | 0 | 2.2606 | Residential_2025_Technical_MW_Before Competition Groups_Window Film
Residential | Res ¦ Comprehensive Draft Proofing | 2025 | Technical | MW | Before Competition Groups | 2.1082 | 0 | 0 | 1848.1506 | 0.0011407 | 60 | Residential_2025_Technical_MW_Before Competition Groups_60 | Comprehensive Draft Proofing | 0.1141% | 0 | 2.1082 | Residential_2025_Technical_MW_Before Competition Groups_Comprehensive Draft Proofing
Residential | Res ¦ Heat Recovery Ventilator | 2025 | Economic | MW | Before Competition Groups | 1.094 | 0 | 0 | 960.8178 | 0.0011386 | 36 | Residential_2025_Economic_MW_Before Competition Groups_36 | Heat Recovery Ventilator | 0.1139% | 0 | 1.094 | Residential_2025_Economic_MW_Before Competition Groups_Heat Recovery Ventilator
Residential | Res ¦ ENERGY STAR LED LAMPS (REFLECTOR LAMPs/MR16/PAR 16) | 2025 | Technical | MW | Before Competition Groups | 2.0626 | 0 | 0 | 1848.1506 | 0.001116 | 61 | Residential_2025_Technical_MW_Before Competition Groups_61 | ENERGY STAR LED LAMPS (REFLECTOR LAMPs/MR16/PAR 16) | 0.1116% | 0 | 2.0626 | Residential_2025_Technical_MW_Before Competition Groups_ENERGY STAR LED LAMPS (REFLECTOR LAMPs/MR16/PAR 16)
Residential | Res ¦ Central Lighting Control System | 2025 | Technical | MW | Before Competition Groups | 2.0536 | 0 | 0 | 1848.1506 | 0.0011112 | 62 | Residential_2025_Technical_MW_Before Competition Groups_62 | Central Lighting Control System | 0.1111% | 0 | 2.0536 | Residential_2025_Technical_MW_Before Competition Groups_Central Lighting Control System
Residential | Res ¦ Variable Frequency Drive (VFD) | 2025 | Technical | MW | Before Competition Groups | 2.0445 | 0 | 0 | 1848.1506 | 0.0011062 | 63 | Residential_2025_Technical_MW_Before Competition Groups_63 | Variable Frequency Drive (VFD) | 0.1106% | 0 | 2.0445 | Residential_2025_Technical_MW_Before Competition Groups_Variable Frequency Drive (VFD)
Residential | Res ¦ CO Sensors for parking garage exhaust fans | 2025 | Technical | MW | Before Competition Groups | 1.9095 | 0 | 0 | 1848.1506 | 0.0010332 | 64 | Residential_2025_Technical_MW_Before Competition Groups_64 | CO Sensors for parking garage exhaust fans | 0.1033% | 0 | 1.9095 | Residential_2025_Technical_MW_Before Competition Groups_CO Sensors for parking garage exhaust fans
Residential | Res ¦ VFD on Pumps | 2025 | Achievable | MW | Before Competition Groups | 0.12318 | 0 | 0 | 120.2664 | 0.0010242 | 40 | Residential_2025_Achievable_MW_Before Competition Groups_40 | VFD on Pumps | 0.1024% | 0 | 0.12318 | Residential_2025_Achievable_MW_Before Competition Groups_VFD on Pumps
Residential | Res ¦ Heat Pump Water Heater | 2025 | Technical | MW | Before Competition Groups | 1.7329 | 0 | 0 | 1848.1506 | 0.00093765 | 65 | Residential_2025_Technical_MW_Before Competition Groups_65 | Heat Pump Water Heater | 0.09377% | 0 | 1.7329 | Residential_2025_Technical_MW_Before Competition Groups_Heat Pump Water Heater
Residential | Res ¦ LED Tube Re-Lamp | 2025 | Technical | MW | Before Competition Groups | 1.6795 | 0 | 0 | 1848.1506 | 0.00090872 | 66 | Residential_2025_Technical_MW_Before Competition Groups_66 | LED Tube Re-Lamp | 0.09087% | 0 | 1.6795 | Residential_2025_Technical_MW_Before Competition Groups_LED Tube Re-Lamp
Residential | Res ¦ Condensing Make Up Air Unit | 2025 | Achievable | MW | Before Competition Groups | 0.10805 | 0 | 0 | 120.2664 | 0.00089843 | 41 | Residential_2025_Achievable_MW_Before Competition Groups_41 | Condensing Make Up Air Unit | 0.08984% | 0 | 0.10805 | Residential_2025_Achievable_MW_Before Competition Groups_Condensing Make Up Air Unit
Residential | Res ¦ LED Parking Lot Fixture | 2025 | Economic | MW | Before Competition Groups | 0.83267 | 0 | 0 | 960.8178 | 0.00086662 | 37 | Residential_2025_Economic_MW_Before Competition Groups_37 | LED Parking Lot Fixture | 0.08666% | 0 | 0.83267 | Residential_2025_Economic_MW_Before Competition Groups_LED Parking Lot Fixture
Residential | Res ¦ DHW Recirculation Systems | 2025 | Technical | MW | Before Competition Groups | 1.5839 | 0 | 0 | 1848.1506 | 0.00085703 | 67 | Residential_2025_Technical_MW_Before Competition Groups_67 | DHW Recirculation Systems | 0.0857% | 0 | 1.5839 | Residential_2025_Technical_MW_Before Competition Groups_DHW Recirculation Systems
Residential | Res ¦ Tankless Water Heater | 2025 | Technical | MW | Before Competition Groups | 1.5666 | 0 | 0 | 1848.1506 | 0.00084765 | 68 | Residential_2025_Technical_MW_Before Competition Groups_68 | Tankless Water Heater | 0.08477% | 0 | 1.5666 | Residential_2025_Technical_MW_Before Competition Groups_Tankless Water Heater
Residential | Res ¦ Energy Star Ceiling Fan/Lighting | 2025 | Technical | MW | Before Competition Groups | 1.4392 | 0 | 0 | 1848.1506 | 0.00077871 | 69 | Residential_2025_Technical_MW_Before Competition Groups_69 | Energy Star Ceiling Fan/Lighting | 0.07787% | 0 | 1.4392 | Residential_2025_Technical_MW_Before Competition Groups_Energy Star Ceiling Fan/Lighting
Residential | Res ¦ Water Heater Temperature Setback | 2025 | Technical | MW | Before Competition Groups | 1.2787 | 0 | 0 | 1848.1506 | 0.00069187 | 70 | Residential_2025_Technical_MW_Before Competition Groups_70 | Water Heater Temperature Setback | 0.06919% | 0 | 1.2787 | Residential_2025_Technical_MW_Before Competition Groups_Water Heater Temperature Setback
Residential | Res ¦ VFD on Pumps | 2025 | Economic | MW | Before Competition Groups | 0.62871 | 0 | 0 | 960.8178 | 0.00065435 | 38 | Residential_2025_Economic_MW_Before Competition Groups_38 | VFD on Pumps | 0.06543% | 0 | 0.62871 | Residential_2025_Economic_MW_Before Competition Groups_VFD on Pumps
Residential | Res ¦ Heat Recovery Ventilator | 2025 | Technical | MW | Before Competition Groups | 1.131 | 0 | 0 | 1848.1506 | 0.00061194 | 71 | Residential_2025_Technical_MW_Before Competition Groups_71 | Heat Recovery Ventilator | 0.06119% | 0 | 1.131 | Residential_2025_Technical_MW_Before Competition Groups_Heat Recovery Ventilator
Residential | Res ¦ Condensing Make Up Air Unit | 2025 | Economic | MW | Before Competition Groups | 0.51351 | 0 | 0 | 960.8178 | 0.00053445 | 39 | Residential_2025_Economic_MW_Before Competition Groups_39 | Condensing Make Up Air Unit | 0.05345% | 0 | 0.51351 | Residential_2025_Economic_MW_Before Competition Groups_Condensing Make Up Air Unit
Residential | Res ¦ ECM MOTORS FOR HVAC APPLICATION (FAN-POWERED VAV BOX) | 2025 | Achievable | MW | Before Competition Groups | 0.058841 | 0 | 0 | 120.2664 | 0.00048925 | 42 | Residential_2025_Achievable_MW_Before Competition Groups_42 | ECM MOTORS FOR HVAC APPLICATION (FAN-POWERED VAV BOX) | 0.04893% | 0 | 0.058841 | Residential_2025_Achievable_MW_Before Competition Groups_ECM MOTORS FOR HVAC APPLICATION (FAN-POWERED VAV BOX)
Residential | Res ¦ Solar Water Heating System | 2025 | Technical | MW | Before Competition Groups | 0.854 | 0 | 0 | 1848.1506 | 0.00046209 | 72 | Residential_2025_Technical_MW_Before Competition Groups_72 | Solar Water Heating System | 0.04621% | 0 | 0.854 | Residential_2025_Technical_MW_Before Competition Groups_Solar Water Heating System
Residential | Res ¦ LED Parking Lot Fixture | 2025 | Technical | MW | Before Competition Groups | 0.83267 | 0 | 0 | 1848.1506 | 0.00045054 | 73 | Residential_2025_Technical_MW_Before Competition Groups_73 | LED Parking Lot Fixture | 0.04505% | 0 | 0.83267 | Residential_2025_Technical_MW_Before Competition Groups_LED Parking Lot Fixture
Residential | Res ¦ Energy Star Dishwasher | 2025 | Technical | MW | Before Competition Groups | 0.83146 | 0 | 0 | 1848.1506 | 0.00044989 | 74 | Residential_2025_Technical_MW_Before Competition Groups_74 | Energy Star Dishwasher | 0.04499% | 0 | 0.83146 | Residential_2025_Technical_MW_Before Competition Groups_Energy Star Dishwasher
Residential | Res ¦ High Efficiency Storage Water Heater | 2025 | Technical | MW | Before Competition Groups | 0.75701 | 0 | 0 | 1848.1506 | 0.0004096 | 75 | Residential_2025_Technical_MW_Before Competition Groups_75 | High Efficiency Storage Water Heater | 0.04096% | 0 | 0.75701 | Residential_2025_Technical_MW_Before Competition Groups_High Efficiency Storage Water Heater
Residential | Res ¦ LED Exterior Area Lights - LED Fixture (200W) | 2025 | Economic | MW | Before Competition Groups | 0.37827 | 0 | 0 | 960.8178 | 0.0003937 | 40 | Residential_2025_Economic_MW_Before Competition Groups_40 | LED Exterior Area Lights - LED Fixture (200W) | 0.03937% | 0 | 0.37827 | Residential_2025_Economic_MW_Before Competition Groups_LED Exterior Area Lights - LED Fixture (200W)
Residential | Res ¦ LED Tube Re-Lamp | 2025 | Economic | MW | Before Competition Groups | 0.37528 | 0 | 0 | 960.8178 | 0.00039058 | 41 | Residential_2025_Economic_MW_Before Competition Groups_41 | LED Tube Re-Lamp | 0.03906% | 0 | 0.37528 | Residential_2025_Economic_MW_Before Competition Groups_LED Tube Re-Lamp
Residential | Res ¦ ENERGY STAR LED Lamps (General Service Lamps) | 2025 | Economic | MW | Before Competition Groups | 0.34544 | 0 | 0 | 960.8178 | 0.00035953 | 42 | Residential_2025_Economic_MW_Before Competition Groups_42 | ENERGY STAR LED Lamps (General Service Lamps) | 0.03595% | 0 | 0.34544 | Residential_2025_Economic_MW_Before Competition Groups_ENERGY STAR LED Lamps (General Service Lamps)
Residential | Res ¦ VFD on Pumps | 2025 | Technical | MW | Before Competition Groups | 0.62871 | 0 | 0 | 1848.1506 | 0.00034018 | 76 | Residential_2025_Technical_MW_Before Competition Groups_76 | VFD on Pumps | 0.03402% | 0 | 0.62871 | Residential_2025_Technical_MW_Before Competition Groups_VFD on Pumps
Residential | Res ¦ ECM MOTORS FOR HVAC APPLICATION (FAN-POWERED VAV BOX) | 2025 | Economic | MW | Before Competition Groups | 0.3181 | 0 | 0 | 960.8178 | 0.00033107 | 43 | Residential_2025_Economic_MW_Before Competition Groups_43 | ECM MOTORS FOR HVAC APPLICATION (FAN-POWERED VAV BOX) | 0.03311% | 0 | 0.3181 | Residential_2025_Economic_MW_Before Competition Groups_ECM MOTORS FOR HVAC APPLICATION (FAN-POWERED VAV BOX)
Residential | Res ¦ HVAC Optimization | 2025 | Technical | MW | Before Competition Groups | 0.52066 | 0 | 0 | 1848.1506 | 0.00028172 | 77 | Residential_2025_Technical_MW_Before Competition Groups_77 | HVAC Optimization | 0.02817% | 0 | 0.52066 | Residential_2025_Technical_MW_Before Competition Groups_HVAC Optimization
Residential | Res ¦ Condensing Make Up Air Unit | 2025 | Technical | MW | Before Competition Groups | 0.51351 | 0 | 0 | 1848.1506 | 0.00027785 | 78 | Residential_2025_Technical_MW_Before Competition Groups_78 | Condensing Make Up Air Unit | 0.02779% | 0 | 0.51351 | Residential_2025_Technical_MW_Before Competition Groups_Condensing Make Up Air Unit
Residential | Res ¦ Beverage Vending Machine Controls | 2025 | Achievable | MW | Before Competition Groups | 0.028238 | 0 | 0 | 120.2664 | 0.0002348 | 43 | Residential_2025_Achievable_MW_Before Competition Groups_43 | Beverage Vending Machine Controls | 0.02348% | 0 | 0.028238 | Residential_2025_Achievable_MW_Before Competition Groups_Beverage Vending Machine Controls
Residential | Res ¦ Basement or Crawlspace Insulation | 2025 | Economic | MW | Before Competition Groups | 0.20745 | 0 | 0 | 960.8178 | 0.00021591 | 44 | Residential_2025_Economic_MW_Before Competition Groups_44 | Basement or Crawlspace Insulation | 0.02159% | 0 | 0.20745 | Residential_2025_Economic_MW_Before Competition Groups_Basement or Crawlspace Insulation
Residential | Res ¦ Solar Powered Attic Fan | 2025 | Technical | MW | Before Competition Groups | 0.38813 | 0 | 0 | 1848.1506 | 0.00021001 | 79 | Residential_2025_Technical_MW_Before Competition Groups_79 | Solar Powered Attic Fan | 0.021% | 0 | 0.38813 | Residential_2025_Technical_MW_Before Competition Groups_Solar Powered Attic Fan
Residential | Res ¦ LED Exterior Area Lights - LED Fixture (200W) | 2025 | Technical | MW | Before Competition Groups | 0.37827 | 0 | 0 | 1848.1506 | 0.00020468 | 80 | Residential_2025_Technical_MW_Before Competition Groups_80 | LED Exterior Area Lights - LED Fixture (200W) | 0.02047% | 0 | 0.37827 | Residential_2025_Technical_MW_Before Competition Groups_LED Exterior Area Lights - LED Fixture (200W)
Residential | Res ¦ Beverage Vending Machine Controls | 2025 | Economic | MW | Before Competition Groups | 0.18836 | 0 | 0 | 960.8178 | 0.00019604 | 45 | Residential_2025_Economic_MW_Before Competition Groups_45 | Beverage Vending Machine Controls | 0.0196% | 0 | 0.18836 | Residential_2025_Economic_MW_Before Competition Groups_Beverage Vending Machine Controls
Residential | Res ¦ ENERGY STAR LED Lamps (General Service Lamps) | 2025 | Technical | MW | Before Competition Groups | 0.34544 | 0 | 0 | 1848.1506 | 0.00018691 | 81 | Residential_2025_Technical_MW_Before Competition Groups_81 | ENERGY STAR LED Lamps (General Service Lamps) | 0.01869% | 0 | 0.34544 | Residential_2025_Technical_MW_Before Competition Groups_ENERGY STAR LED Lamps (General Service Lamps)
Residential | Res ¦ Heat Recovery Ventilator | 2025 | Achievable | MW | Before Competition Groups | 0.020924 | 0 | 0 | 120.2664 | 0.00017398 | 44 | Residential_2025_Achievable_MW_Before Competition Groups_44 | Heat Recovery Ventilator | 0.0174% | 0 | 0.020924 | Residential_2025_Achievable_MW_Before Competition Groups_Heat Recovery Ventilator
Residential | Res ¦ ECM MOTORS FOR HVAC APPLICATION (FAN-POWERED VAV BOX) | 2025 | Technical | MW | Before Competition Groups | 0.3181 | 0 | 0 | 1848.1506 | 0.00017212 | 82 | Residential_2025_Technical_MW_Before Competition Groups_82 | ECM MOTORS FOR HVAC APPLICATION (FAN-POWERED VAV BOX) | 0.01721% | 0 | 0.3181 | Residential_2025_Technical_MW_Before Competition Groups_ECM MOTORS FOR HVAC APPLICATION (FAN-POWERED VAV BOX)
Residential | Res ¦ Chilled Water Optimization | 2025 | Achievable | MW | Before Competition Groups | 0.016365 | 0 | 0 | 120.2664 | 0.00013607 | 45 | Residential_2025_Achievable_MW_Before Competition Groups_45 | Chilled Water Optimization | 0.01361% | 0 | 0.016365 | Residential_2025_Achievable_MW_Before Competition Groups_Chilled Water Optimization
Residential | Res ¦ Wall Insulation MF | 2025 | Technical | MW | Before Competition Groups | 0.20073 | 0 | 0 | 1848.1506 | 0.00010861 | 83 | Residential_2025_Technical_MW_Before Competition Groups_83 | Wall Insulation MF | 0.01086% | 0 | 0.20073 | Residential_2025_Technical_MW_Before Competition Groups_Wall Insulation MF
Residential | Res ¦ Beverage Vending Machine Controls | 2025 | Technical | MW | Before Competition Groups | 0.18836 | 0 | 0 | 1848.1506 | 0.00010192 | 84 | Residential_2025_Technical_MW_Before Competition Groups_84 | Beverage Vending Machine Controls | 0.01019% | 0 | 0.18836 | Residential_2025_Technical_MW_Before Competition Groups_Beverage Vending Machine Controls
Residential | Res ¦ Chilled Water Optimization | 2025 | Economic | MW | Before Competition Groups | 0.073333 | 0 | 0 | 960.8178 | 7.6323e-05 | 46 | Residential_2025_Economic_MW_Before Competition Groups_46 | Chilled Water Optimization | 0.007632% | 0 | 0.073333 | Residential_2025_Economic_MW_Before Competition Groups_Chilled Water Optimization
Residential | Res ¦ Energy Star Windows | 2025 | Achievable | MW | Before Competition Groups | 0.0081995 | 0 | 0 | 120.2664 | 6.8178e-05 | 46 | Residential_2025_Achievable_MW_Before Competition Groups_46 | Energy Star Windows | 0.006818% | 0 | 0.0081995 | Residential_2025_Achievable_MW_Before Competition Groups_Energy Star Windows
Residential | Res ¦ Basement or Crawlspace Insulation | 2025 | Achievable | MW | Before Competition Groups | 0.0069521 | 0 | 0 | 120.2664 | 5.7806e-05 | 47 | Residential_2025_Achievable_MW_Before Competition Groups_47 | Basement or Crawlspace Insulation | 0.005781% | 0 | 0.0069521 | Residential_2025_Achievable_MW_Before Competition Groups_Basement or Crawlspace Insulation
Residential | Res ¦ Energy Star Windows | 2025 | Economic | MW | Before Competition Groups | 0.041881 | 0 | 0 | 960.8178 | 4.3589e-05 | 47 | Residential_2025_Economic_MW_Before Competition Groups_47 | Energy Star Windows | 0.004359% | 0 | 0.041881 | Residential_2025_Economic_MW_Before Competition Groups_Energy Star Windows
Residential | Res ¦ Chilled Water Optimization | 2025 | Technical | MW | Before Competition Groups | 0.073333 | 0 | 0 | 1848.1506 | 3.9679e-05 | 85 | Residential_2025_Technical_MW_Before Competition Groups_85 | Chilled Water Optimization | 0.003968% | 0 | 0.073333 | Residential_2025_Technical_MW_Before Competition Groups_Chilled Water Optimization
Residential | Res ¦ LED Recessed Downlights | 2025 | Technical | MW | Before Competition Groups | 0.044205 | 0 | 0 | 1848.1506 | 2.3919e-05 | 86 | Residential_2025_Technical_MW_Before Competition Groups_86 | LED Recessed Downlights | 0.002392% | 0 | 0.044205 | Residential_2025_Technical_MW_Before Competition Groups_LED Recessed Downlights
Residential | Res ¦ LED High Bay Fixture | 2025 | Technical | MW | Before Competition Groups | 0.038098 | 0 | 0 | 1848.1506 | 2.0614e-05 | 87 | Residential_2025_Technical_MW_Before Competition Groups_87 | LED High Bay Fixture | 0.002061% | 0 | 0.038098 | Residential_2025_Technical_MW_Before Competition Groups_LED High Bay Fixture
Residential | Res ¦ Wall Insulation MF | 2025 | Economic | MW | Before Competition Groups | 0.016476 | 0 | 0 | 960.8178 | 1.7148e-05 | 48 | Residential_2025_Economic_MW_Before Competition Groups_48 | Wall Insulation MF | 0.001715% | 0 | 0.016476 | Residential_2025_Economic_MW_Before Competition Groups_Wall Insulation MF
Residential | Res ¦ Radiant Barrier | 2025 | Technical | MW | Before Competition Groups | 0.015347 | 0 | 0 | 1848.1506 | 8.304e-06 | 88 | Residential_2025_Technical_MW_Before Competition Groups_88 | Radiant Barrier | 0.0008304% | 0 | 0.015347 | Residential_2025_Technical_MW_Before Competition Groups_Radiant Barrier
Residential | Res ¦ Wall Insulation MF | 2025 | Achievable | MW | Before Competition Groups | 0.00055259 | 0 | 0 | 120.2664 | 4.5947e-06 | 48 | Residential_2025_Achievable_MW_Before Competition Groups_48 | Wall Insulation MF | 0.0004595% | 0 | 0.00055259 | Residential_2025_Achievable_MW_Before Competition Groups_Wall Insulation MF
Residential | Res ¦ Solar Water Preheat (Pools/DHW) | 2025 | Technical | MW | Before Competition Groups | 0.0024336 | 0 | 0 | 1848.1506 | 1.3168e-06 | 89 | Residential_2025_Technical_MW_Before Competition Groups_89 | Solar Water Preheat (Pools/DHW) | 0.0001317% | 0 | 0.0024336 | Residential_2025_Technical_MW_Before Competition Groups_Solar Water Preheat (Pools/DHW)
Residential | Res ¦ Photocell Controls (Outdoor) | 2025 | Technical | MW | Before Competition Groups | 8.931e-05 | 0 | 0 | 1848.1506 | 4.8324e-08 | 90 | Residential_2025_Technical_MW_Before Competition Groups_90 | Photocell Controls (Outdoor) | 4.832e-06% | 0 | 8.931e-05 | Residential_2025_Technical_MW_Before Competition Groups_Photocell Controls (Outdoor)
Residential | Res ¦ Air Source Heat Pump | 2025 | Achievable | MW | Before Competition Groups | 0 | 0 | 0 | 120.2664 | 0 | 49 | Residential_2025_Achievable_MW_Before Competition Groups_49 | Air Source Heat Pump | 0% | 0 | 0 | Residential_2025_Achievable_MW_Before Competition Groups_Air Source Heat Pump
Residential | Res ¦ Air Source Heat Pump | 2025 | Economic | MW | Before Competition Groups | 0 | 0 | 0 | 960.8178 | 0 | 49 | Residential_2025_Economic_MW_Before Competition Groups_49 | Air Source Heat Pump | 0% | 0 | 0 | Residential_2025_Economic_MW_Before Competition Groups_Air Source Heat Pump
Residential | Res ¦ Ceiling Insulation | 2025 | Achievable | MW | Before Competition Groups | 0 | 0 | 0 | 120.2664 | 0 | 50 | Residential_2025_Achievable_MW_Before Competition Groups_50 | Ceiling Insulation | 0% | 0 | 0 | Residential_2025_Achievable_MW_Before Competition Groups_Ceiling Insulation
Residential | Res ¦ Ceiling Insulation | 2025 | Economic | MW | Before Competition Groups | 0 | 0 | 0 | 960.8178 | 0 | 50 | Residential_2025_Economic_MW_Before Competition Groups_50 | Ceiling Insulation | 0% | 0 | 0 | Residential_2025_Economic_MW_Before Competition Groups_Ceiling Insulation
Residential | Res ¦ DHW Recirculation Systems | 2025 | Achievable | MW | Before Competition Groups | 0 | 0 | 0 | 120.2664 | 0 | 51 | Residential_2025_Achievable_MW_Before Competition Groups_51 | DHW Recirculation Systems | 0% | 0 | 0 | Residential_2025_Achievable_MW_Before Competition Groups_DHW Recirculation Systems
Residential | Res ¦ DHW Recirculation Systems | 2025 | Economic | MW | Before Competition Groups | 0 | 0 | 0 | 960.8178 | 0 | 51 | Residential_2025_Economic_MW_Before Competition Groups_51 | DHW Recirculation Systems | 0% | 0 | 0 | Residential_2025_Economic_MW_Before Competition Groups_DHW Recirculation Systems
Residential | Res ¦ Drain Water Heat Recovery | 2025 | Achievable | MW | Before Competition Groups | 0 | 0 | 0 | 120.2664 | 0 | 52 | Residential_2025_Achievable_MW_Before Competition Groups_52 | Drain Water Heat Recovery | 0% | 0 | 0 | Residential_2025_Achievable_MW_Before Competition Groups_Drain Water Heat Recovery
Residential | Res ¦ Drain Water Heat Recovery | 2025 | Economic | MW | Before Competition Groups | 0 | 0 | 0 | 960.8178 | 0 | 52 | Residential_2025_Economic_MW_Before Competition Groups_52 | Drain Water Heat Recovery | 0% | 0 | 0 | Residential_2025_Economic_MW_Before Competition Groups_Drain Water Heat Recovery
Residential | Res ¦ Early Hot Water Heater Replacement | 2025 | Achievable | MW | Before Competition Groups | 0 | 0 | 0 | 120.2664 | 0 | 53 | Residential_2025_Achievable_MW_Before Competition Groups_53 | Early Hot Water Heater Replacement | 0% | 0 | 0 | Residential_2025_Achievable_MW_Before Competition Groups_Early Hot Water Heater Replacement
Residential | Res ¦ Early Hot Water Heater Replacement | 2025 | Economic | MW | Before Competition Groups | 0 | 0 | 0 | 960.8178 | 0 | 53 | Residential_2025_Economic_MW_Before Competition Groups_53 | Early Hot Water Heater Replacement | 0% | 0 | 0 | Residential_2025_Economic_MW_Before Competition Groups_Early Hot Water Heater Replacement
Residential | Res ¦ Energy Star Clothes Dryer | 2025 | Achievable | MW | Before Competition Groups | 0 | 0 | 0 | 120.2664 | 0 | 54 | Residential_2025_Achievable_MW_Before Competition Groups_54 | Energy Star Clothes Dryer | 0% | 0 | 0 | Residential_2025_Achievable_MW_Before Competition Groups_Energy Star Clothes Dryer
Residential | Res ¦ Energy Star Clothes Dryer | 2025 | Economic | MW | Before Competition Groups | 0 | 0 | 0 | 960.8178 | 0 | 54 | Residential_2025_Economic_MW_Before Competition Groups_54 | Energy Star Clothes Dryer | 0% | 0 | 0 | Residential_2025_Economic_MW_Before Competition Groups_Energy Star Clothes Dryer
Residential | Res ¦ Energy Star Dehumidifier | 2025 | Achievable | MW | Before Competition Groups | 0 | 0 | 0 | 120.2664 | 0 | 55 | Residential_2025_Achievable_MW_Before Competition Groups_55 | Energy Star Dehumidifier | 0% | 0 | 0 | Residential_2025_Achievable_MW_Before Competition Groups_Energy Star Dehumidifier
Residential | Res ¦ Energy Star Dehumidifier | 2025 | Economic | MW | Before Competition Groups | 0 | 0 | 0 | 960.8178 | 0 | 55 | Residential_2025_Economic_MW_Before Competition Groups_55 | Energy Star Dehumidifier | 0% | 0 | 0 | Residential_2025_Economic_MW_Before Competition Groups_Energy Star Dehumidifier
Residential | Res ¦ Energy Star Freezer | 2025 | Achievable | MW | Before Competition Groups | 0 | 0 | 0 | 120.2664 | 0 | 56 | Residential_2025_Achievable_MW_Before Competition Groups_56 | Energy Star Freezer | 0% | 0 | 0 | Residential_2025_Achievable_MW_Before Competition Groups_Energy Star Freezer
Residential | Res ¦ Energy Star Freezer | 2025 | Economic | MW | Before Competition Groups | 0 | 0 | 0 | 960.8178 | 0 | 56 | Residential_2025_Economic_MW_Before Competition Groups_56 | Energy Star Freezer | 0% | 0 | 0 | Residential_2025_Economic_MW_Before Competition Groups_Energy Star Freezer
Residential | Res ¦ Furnace with ECM | 2025 | Achievable | MW | Before Competition Groups | 0 | 0 | 0 | 120.2664 | 0 | 57 | Residential_2025_Achievable_MW_Before Competition Groups_57 | Furnace with ECM | 0% | 0 | 0 | Residential_2025_Achievable_MW_Before Competition Groups_Furnace with ECM
Residential | Res ¦ Furnace with ECM | 2025 | Economic | MW | Before Competition Groups | 0 | 0 | 0 | 960.8178 | 0 | 57 | Residential_2025_Economic_MW_Before Competition Groups_57 | Furnace with ECM | 0% | 0 | 0 | Residential_2025_Economic_MW_Before Competition Groups_Furnace with ECM
Residential | Res ¦ Heat Pump Water Heater | 2025 | Achievable | MW | Before Competition Groups | 0 | 0 | 0 | 120.2664 | 0 | 58 | Residential_2025_Achievable_MW_Before Competition Groups_58 | Heat Pump Water Heater | 0% | 0 | 0 | Residential_2025_Achievable_MW_Before Competition Groups_Heat Pump Water Heater
Residential | Res ¦ Heat Pump Water Heater | 2025 | Economic | MW | Before Competition Groups | 0 | 0 | 0 | 960.8178 | 0 | 58 | Residential_2025_Economic_MW_Before Competition Groups_58 | Heat Pump Water Heater | 0% | 0 | 0 | Residential_2025_Economic_MW_Before Competition Groups_Heat Pump Water Heater
Residential | Res ¦ LED Downlight | 2025 | Achievable | MW | Before Competition Groups | 0 | 0 | 0 | 120.2664 | 0 | 59 | Residential_2025_Achievable_MW_Before Competition Groups_59 | LED Downlight | 0% | 0 | 0 | Residential_2025_Achievable_MW_Before Competition Groups_LED Downlight
Residential | Res ¦ LED Downlight | 2025 | Economic | MW | Before Competition Groups | 0 | 0 | 0 | 960.8178 | 0 | 59 | Residential_2025_Economic_MW_Before Competition Groups_59 | LED Downlight | 0% | 0 | 0 | Residential_2025_Economic_MW_Before Competition Groups_LED Downlight
Residential | Res ¦ LED High Bay Fixture | 2025 | Achievable | MW | Before Competition Groups | 0 | 0 | 0 | 120.2664 | 0 | 60 | Residential_2025_Achievable_MW_Before Competition Groups_60 | LED High Bay Fixture | 0% | 0 | 0 | Residential_2025_Achievable_MW_Before Competition Groups_LED High Bay Fixture
Residential | Res ¦ LED High Bay Fixture | 2025 | Economic | MW | Before Competition Groups | 0 | 0 | 0 | 960.8178 | 0 | 60 | Residential_2025_Economic_MW_Before Competition Groups_60 | LED High Bay Fixture | 0% | 0 | 0 | Residential_2025_Economic_MW_Before Competition Groups_LED High Bay Fixture
Residential | Res ¦ Lighting Motion Sensors, Timers, Dimmers | 2025 | Achievable | MW | Before Competition Groups | 0 | 0 | 0 | 120.2664 | 0 | 61 | Residential_2025_Achievable_MW_Before Competition Groups_61 | Lighting Motion Sensors, Timers, Dimmers | 0% | 0 | 0 | Residential_2025_Achievable_MW_Before Competition Groups_Lighting Motion Sensors, Timers, Dimmers
Residential | Res ¦ Lighting Motion Sensors, Timers, Dimmers | 2025 | Economic | MW | Before Competition Groups | 0 | 0 | 0 | 960.8178 | 0 | 61 | Residential_2025_Economic_MW_Before Competition Groups_61 | Lighting Motion Sensors, Timers, Dimmers | 0% | 0 | 0 | Residential_2025_Economic_MW_Before Competition Groups_Lighting Motion Sensors, Timers, Dimmers
Residential | Res ¦ Networked/ Connected - Indoor LED Luminaire | 2025 | Achievable | MW | Before Competition Groups | 0 | 0 | 0 | 120.2664 | 0 | 62 | Residential_2025_Achievable_MW_Before Competition Groups_62 | Networked/ Connected - Indoor LED Luminaire | 0% | 0 | 0 | Residential_2025_Achievable_MW_Before Competition Groups_Networked/ Connected - Indoor LED Luminaire
Residential | Res ¦ Networked/ Connected - Indoor LED Luminaire | 2025 | Economic | MW | Before Competition Groups | 0 | 0 | 0 | 960.8178 | 0 | 62 | Residential_2025_Economic_MW_Before Competition Groups_62 | Networked/ Connected - Indoor LED Luminaire | 0% | 0 | 0 | Residential_2025_Economic_MW_Before Competition Groups_Networked/ Connected - Indoor LED Luminaire
Residential | Res ¦ Radiant Barrier | 2025 | Achievable | MW | Before Competition Groups | 0 | 0 | 0 | 120.2664 | 0 | 63 | Residential_2025_Achievable_MW_Before Competition Groups_63 | Radiant Barrier | 0% | 0 | 0 | Residential_2025_Achievable_MW_Before Competition Groups_Radiant Barrier
Residential | Res ¦ Radiant Barrier | 2025 | Economic | MW | Before Competition Groups | 0 | 0 | 0 | 960.8178 | 0 | 63 | Residential_2025_Economic_MW_Before Competition Groups_63 | Radiant Barrier | 0% | 0 | 0 | Residential_2025_Economic_MW_Before Competition Groups_Radiant Barrier
Residential | Res ¦ Smart Burners | 2025 | Achievable | MW | Before Competition Groups | 0 | 0 | 0 | 120.2664 | 0 | 64 | Residential_2025_Achievable_MW_Before Competition Groups_64 | Smart Burners | 0% | 0 | 0 | Residential_2025_Achievable_MW_Before Competition Groups_Smart Burners
Residential | Res ¦ Smart Burners | 2025 | Economic | MW | Before Competition Groups | 0 | 0 | 0 | 960.8178 | 0 | 64 | Residential_2025_Economic_MW_Before Competition Groups_64 | Smart Burners | 0% | 0 | 0 | Residential_2025_Economic_MW_Before Competition Groups_Smart Burners
Residential | Res ¦ Smart Power Bar | 2025 | Achievable | MW | Before Competition Groups | 0 | 0 | 0 | 120.2664 | 0 | 65 | Residential_2025_Achievable_MW_Before Competition Groups_65 | Smart Power Bar | 0% | 0 | 0 | Residential_2025_Achievable_MW_Before Competition Groups_Smart Power Bar
Residential | Res ¦ Smart Power Bar | 2025 | Economic | MW | Before Competition Groups | 0 | 0 | 0 | 960.8178 | 0 | 65 | Residential_2025_Economic_MW_Before Competition Groups_65 | Smart Power Bar | 0% | 0 | 0 | Residential_2025_Economic_MW_Before Competition Groups_Smart Power Bar
Residential | Res ¦ Tankless Water Heater | 2025 | Achievable | MW | Before Competition Groups | 0 | 0 | 0 | 120.2664 | 0 | 66 | Residential_2025_Achievable_MW_Before Competition Groups_66 | Tankless Water Heater | 0% | 0 | 0 | Residential_2025_Achievable_MW_Before Competition Groups_Tankless Water Heater
Residential | Res ¦ Tankless Water Heater | 2025 | Economic | MW | Before Competition Groups | 0 | 0 | 0 | 960.8178 | 0 | 66 | Residential_2025_Economic_MW_Before Competition Groups_66 | Tankless Water Heater | 0% | 0 | 0 | Residential_2025_Economic_MW_Before Competition Groups_Tankless Water Heater
Residential | Res ¦ Variable Refrigerant Flow Heat Pump | 2025 | Achievable | MW | Before Competition Groups | 0 | 0 | 0 | 120.2664 | 0 | 67 | Residential_2025_Achievable_MW_Before Competition Groups_67 | Variable Refrigerant Flow Heat Pump | 0% | 0 | 0 | Residential_2025_Achievable_MW_Before Competition Groups_Variable Refrigerant Flow Heat Pump
Residential | Res ¦ Variable Refrigerant Flow Heat Pump | 2025 | Economic | MW | Before Competition Groups | 0 | 0 | 0 | 960.8178 | 0 | 67 | Residential_2025_Economic_MW_Before Competition Groups_67 | Variable Refrigerant Flow Heat Pump | 0% | 0 | 0 | Residential_2025_Economic_MW_Before Competition Groups_Variable Refrigerant Flow Heat Pump
Residential | Res ¦ Adaptive Thermostat | 2026 | Economic | MW | Before Competition Groups | 197.3447 | 0 | 0 | 1041.657 | 0.18945 | 1 | Residential_2026_Economic_MW_Before Competition Groups_1 | Adaptive Thermostat | 18.95% | 0 | 197.3447 | Residential_2026_Economic_MW_Before Competition Groups_Adaptive Thermostat
Residential | Res ¦ Building Recommissioning, Operations and Maintenance (O&M) Improvements | 2026 | Achievable | MW | Before Competition Groups | 28.2915 | 0 | 0 | 171.4283 | 0.16503 | 1 | Residential_2026_Achievable_MW_Before Competition Groups_1 | Building Recommissioning, Operations and Maintenance (O&M) Improvements | 16.5% | 0 | 28.2915 | Residential_2026_Achievable_MW_Before Competition Groups_Building Recommissioning, Operations and Maintenance (O&M) Improvements
Residential | Res ¦ Energy Star Central Air Conditioner | 2026 | Technical | MW | Before Competition Groups | 240.4173 | 0 | 0 | 1999.7782 | 0.12022 | 1 | Residential_2026_Technical_MW_Before Competition Groups_1 | Energy Star Central Air Conditioner | 12.02% | 0 | 240.4173 | Residential_2026_Technical_MW_Before Competition Groups_Energy Star Central Air Conditioner
Residential | Res ¦ Variable Speed Pool Pump Motor | 2026 | Achievable | MW | Before Competition Groups | 19.9408 | 0 | 0 | 171.4283 | 0.11632 | 2 | Residential_2026_Achievable_MW_Before Competition Groups_2 | Variable Speed Pool Pump Motor | 11.63% | 0 | 19.9408 | Residential_2026_Achievable_MW_Before Competition Groups_Variable Speed Pool Pump Motor
Residential | Res ¦ Energy Star Clothes Washer | 2026 | Achievable | MW | Before Competition Groups | 19.1165 | 0 | 0 | 171.4283 | 0.11151 | 3 | Residential_2026_Achievable_MW_Before Competition Groups_3 | Energy Star Clothes Washer | 11.15% | 0 | 19.1165 | Residential_2026_Achievable_MW_Before Competition Groups_Energy Star Clothes Washer
Residential | Res ¦ Ductless Mini-Split Heat Pump | 2026 | Achievable | MW | Before Competition Groups | 19.0837 | 0 | 0 | 171.4283 | 0.11132 | 4 | Residential_2026_Achievable_MW_Before Competition Groups_4 | Ductless Mini-Split Heat Pump | 11.13% | 0 | 19.0837 | Residential_2026_Achievable_MW_Before Competition Groups_Ductless Mini-Split Heat Pump
Residential | Res ¦ Adaptive Thermostat | 2026 | Technical | MW | Before Competition Groups | 197.3447 | 0 | 0 | 1999.7782 | 0.098683 | 2 | Residential_2026_Technical_MW_Before Competition Groups_2 | Adaptive Thermostat | 9.868% | 0 | 197.3447 | Residential_2026_Technical_MW_Before Competition Groups_Adaptive Thermostat
Residential | Res ¦ Building Recommissioning, Operations and Maintenance (O&M) Improvements | 2026 | Economic | MW | Before Competition Groups | 100.0437 | 0 | 0 | 1041.657 | 0.096043 | 2 | Residential_2026_Economic_MW_Before Competition Groups_2 | Building Recommissioning, Operations and Maintenance (O&M) Improvements | 9.604% | 0 | 100.0437 | Residential_2026_Economic_MW_Before Competition Groups_Building Recommissioning, Operations and Maintenance (O&M) Improvements
Residential | Res ¦ Adaptive Thermostat | 2026 | Achievable | MW | Before Competition Groups | 15.7991 | 0 | 0 | 171.4283 | 0.092161 | 5 | Residential_2026_Achievable_MW_Before Competition Groups_5 | Adaptive Thermostat | 9.216% | 0 | 15.7991 | Residential_2026_Achievable_MW_Before Competition Groups_Adaptive Thermostat
Residential | Res ¦ Basement Wall Insulation | 2026 | Economic | MW | Before Competition Groups | 88.9271 | 0 | 0 | 1041.657 | 0.085371 | 3 | Residential_2026_Economic_MW_Before Competition Groups_3 | Basement Wall Insulation | 8.537% | 0 | 88.9271 | Residential_2026_Economic_MW_Before Competition Groups_Basement Wall Insulation
Residential | Res ¦ Variable Speed Pool Pump Motor | 2026 | Economic | MW | Before Competition Groups | 70.5202 | 0 | 0 | 1041.657 | 0.0677 | 4 | Residential_2026_Economic_MW_Before Competition Groups_4 | Variable Speed Pool Pump Motor | 6.77% | 0 | 70.5202 | Residential_2026_Economic_MW_Before Competition Groups_Variable Speed Pool Pump Motor
Residential | Res ¦ Attic Insulation | 2026 | Economic | MW | Before Competition Groups | 68.641 | 0 | 0 | 1041.657 | 0.065896 | 5 | Residential_2026_Economic_MW_Before Competition Groups_5 | Attic Insulation | 6.59% | 0 | 68.641 | Residential_2026_Economic_MW_Before Competition Groups_Attic Insulation
Residential | Res ¦ Ductless Mini-Split Heat Pump | 2026 | Economic | MW | Before Competition Groups | 67.5645 | 0 | 0 | 1041.657 | 0.064862 | 6 | Residential_2026_Economic_MW_Before Competition Groups_6 | Ductless Mini-Split Heat Pump | 6.486% | 0 | 67.5645 | Residential_2026_Economic_MW_Before Competition Groups_Ductless Mini-Split Heat Pump
Residential | Res ¦ Building Recommissioning, Operations and Maintenance (O&M) Improvements | 2026 | Technical | MW | Before Competition Groups | 100.0437 | 0 | 0 | 1999.7782 | 0.050027 | 3 | Residential_2026_Technical_MW_Before Competition Groups_3 | Building Recommissioning, Operations and Maintenance (O&M) Improvements | 5.003% | 0 | 100.0437 | Residential_2026_Technical_MW_Before Competition Groups_Building Recommissioning, Operations and Maintenance (O&M) Improvements
Residential | Res ¦ Energy Star A Line, PAR, MR Lamps | 2026 | Economic | MW | Before Competition Groups | 51.9226 | 0 | 0 | 1041.657 | 0.049846 | 7 | Residential_2026_Economic_MW_Before Competition Groups_7 | Energy Star A Line, PAR, MR Lamps | 4.985% | 0 | 51.9226 | Residential_2026_Economic_MW_Before Competition Groups_Energy Star A Line, PAR, MR Lamps
Residential | Res ¦ Basement Wall Insulation | 2026 | Technical | MW | Before Competition Groups | 88.9271 | 0 | 0 | 1999.7782 | 0.044468 | 4 | Residential_2026_Technical_MW_Before Competition Groups_4 | Basement Wall Insulation | 4.447% | 0 | 88.9271 | Residential_2026_Technical_MW_Before Competition Groups_Basement Wall Insulation
Residential | Res ¦ Energy Star LED Bulbs General Purpose LEDs | 2026 | Economic | MW | Before Competition Groups | 44.9951 | 0 | 0 | 1041.657 | 0.043196 | 8 | Residential_2026_Economic_MW_Before Competition Groups_8 | Energy Star LED Bulbs General Purpose LEDs | 4.32% | 0 | 44.9951 | Residential_2026_Economic_MW_Before Competition Groups_Energy Star LED Bulbs General Purpose LEDs
Residential | Res ¦ Energy Star LED Bulbs General Purpose LEDs | 2026 | Achievable | MW | Before Competition Groups | 6.9706 | 0 | 0 | 171.4283 | 0.040662 | 6 | Residential_2026_Achievable_MW_Before Competition Groups_6 | Energy Star LED Bulbs General Purpose LEDs | 4.066% | 0 | 6.9706 | Residential_2026_Achievable_MW_Before Competition Groups_Energy Star LED Bulbs General Purpose LEDs
Residential | Res ¦ Ductless Mini-Split Air Conditioner | 2026 | Technical | MW | Before Competition Groups | 75.6303 | 0 | 0 | 1999.7782 | 0.037819 | 5 | Residential_2026_Technical_MW_Before Competition Groups_5 | Ductless Mini-Split Air Conditioner | 3.782% | 0 | 75.6303 | Residential_2026_Technical_MW_Before Competition Groups_Ductless Mini-Split Air Conditioner
Residential | Res ¦ Energy Star LED Specialty Bulbs | 2026 | Economic | MW | Before Competition Groups | 39.0789 | 0 | 0 | 1041.657 | 0.037516 | 9 | Residential_2026_Economic_MW_Before Competition Groups_9 | Energy Star LED Specialty Bulbs | 3.752% | 0 | 39.0789 | Residential_2026_Economic_MW_Before Competition Groups_Energy Star LED Specialty Bulbs
Residential | Res ¦ Basement or Crawlspace Insulation | 2026 | Technical | MW | Before Competition Groups | 73.9986 | 0 | 0 | 1999.7782 | 0.037003 | 6 | Residential_2026_Technical_MW_Before Competition Groups_6 | Basement or Crawlspace Insulation | 3.7% | 0 | 73.9986 | Residential_2026_Technical_MW_Before Competition Groups_Basement or Crawlspace Insulation
Residential | Res ¦ Smart Power Bar | 2026 | Technical | MW | Before Competition Groups | 72.7294 | 0 | 0 | 1999.7782 | 0.036369 | 7 | Residential_2026_Technical_MW_Before Competition Groups_7 | Smart Power Bar | 3.637% | 0 | 72.7294 | Residential_2026_Technical_MW_Before Competition Groups_Smart Power Bar
Residential | Res ¦ Energy Star Air Source Heat Pump | 2026 | Economic | MW | Before Competition Groups | 37.8053 | 0 | 0 | 1041.657 | 0.036293 | 10 | Residential_2026_Economic_MW_Before Competition Groups_10 | Energy Star Air Source Heat Pump | 3.629% | 0 | 37.8053 | Residential_2026_Economic_MW_Before Competition Groups_Energy Star Air Source Heat Pump
Residential | Res ¦ Energy Star LED Specialty Bulbs | 2026 | Achievable | MW | Before Competition Groups | 6.0851 | 0 | 0 | 171.4283 | 0.035496 | 7 | Residential_2026_Achievable_MW_Before Competition Groups_7 | Energy Star LED Specialty Bulbs | 3.55% | 0 | 6.0851 | Residential_2026_Achievable_MW_Before Competition Groups_Energy Star LED Specialty Bulbs
Residential | Res ¦ Variable Speed Pool Pump Motor | 2026 | Technical | MW | Before Competition Groups | 70.5202 | 0 | 0 | 1999.7782 | 0.035264 | 8 | Residential_2026_Technical_MW_Before Competition Groups_8 | Variable Speed Pool Pump Motor | 3.526% | 0 | 70.5202 | Residential_2026_Technical_MW_Before Competition Groups_Variable Speed Pool Pump Motor
Residential | Res ¦ Attic Insulation | 2026 | Technical | MW | Before Competition Groups | 68.641 | 0 | 0 | 1999.7782 | 0.034324 | 9 | Residential_2026_Technical_MW_Before Competition Groups_9 | Attic Insulation | 3.432% | 0 | 68.641 | Residential_2026_Technical_MW_Before Competition Groups_Attic Insulation
Residential | Res ¦ Ductless Mini-Split Heat Pump | 2026 | Technical | MW | Before Competition Groups | 67.5645 | 0 | 0 | 1999.7782 | 0.033786 | 10 | Residential_2026_Technical_MW_Before Competition Groups_10 | Ductless Mini-Split Heat Pump | 3.379% | 0 | 67.5645 | Residential_2026_Technical_MW_Before Competition Groups_Ductless Mini-Split Heat Pump
Residential | Res ¦ Energy Star Clothes Washer | 2026 | Economic | MW | Before Competition Groups | 35.0777 | 0 | 0 | 1041.657 | 0.033675 | 11 | Residential_2026_Economic_MW_Before Competition Groups_11 | Energy Star Clothes Washer | 3.367% | 0 | 35.0777 | Residential_2026_Economic_MW_Before Competition Groups_Energy Star Clothes Washer
Residential | Res ¦ Energy Star Ground Source Heat Pump | 2026 | Technical | MW | Before Competition Groups | 66.8596 | 0 | 0 | 1999.7782 | 0.033434 | 11 | Residential_2026_Technical_MW_Before Competition Groups_11 | Energy Star Ground Source Heat Pump | 3.343% | 0 | 66.8596 | Residential_2026_Technical_MW_Before Competition Groups_Energy Star Ground Source Heat Pump
Residential | Res ¦ Energy Star Room Air Conditioner | 2026 | Achievable | MW | Before Competition Groups | 4.8068 | 0 | 0 | 171.4283 | 0.02804 | 8 | Residential_2026_Achievable_MW_Before Competition Groups_8 | Energy Star Room Air Conditioner | 2.804% | 0 | 4.8068 | Residential_2026_Achievable_MW_Before Competition Groups_Energy Star Room Air Conditioner
Residential | Res ¦ Energy Star Room Air Conditioner | 2026 | Economic | MW | Before Competition Groups | 28.8478 | 0 | 0 | 1041.657 | 0.027694 | 12 | Residential_2026_Economic_MW_Before Competition Groups_12 | Energy Star Room Air Conditioner | 2.769% | 0 | 28.8478 | Residential_2026_Economic_MW_Before Competition Groups_Energy Star Room Air Conditioner
Residential | Res ¦ Wall Insulation | 2026 | Technical | MW | Before Competition Groups | 53.7932 | 0 | 0 | 1999.7782 | 0.0269 | 12 | Residential_2026_Technical_MW_Before Competition Groups_12 | Wall Insulation | 2.69% | 0 | 53.7932 | Residential_2026_Technical_MW_Before Competition Groups_Wall Insulation
Residential | Res ¦ Energy Star A Line, PAR, MR Lamps | 2026 | Technical | MW | Before Competition Groups | 51.9226 | 0 | 0 | 1999.7782 | 0.025964 | 13 | Residential_2026_Technical_MW_Before Competition Groups_13 | Energy Star A Line, PAR, MR Lamps | 2.596% | 0 | 51.9226 | Residential_2026_Technical_MW_Before Competition Groups_Energy Star A Line, PAR, MR Lamps
Residential | Res ¦ Basement Wall Insulation | 2026 | Achievable | MW | Before Competition Groups | 4.2366 | 0 | 0 | 171.4283 | 0.024713 | 9 | Residential_2026_Achievable_MW_Before Competition Groups_9 | Basement Wall Insulation | 2.471% | 0 | 4.2366 | Residential_2026_Achievable_MW_Before Competition Groups_Basement Wall Insulation
Residential | Res ¦ Occupancy Sensors MF | 2026 | Achievable | MW | Before Competition Groups | 4.2183 | 0 | 0 | 171.4283 | 0.024607 | 10 | Residential_2026_Achievable_MW_Before Competition Groups_10 | Occupancy Sensors MF | 2.461% | 0 | 4.2183 | Residential_2026_Achievable_MW_Before Competition Groups_Occupancy Sensors MF
Residential | Res ¦ Advanced BAS/Controllers | 2026 | Achievable | MW | Before Competition Groups | 4.1322 | 0 | 0 | 171.4283 | 0.024104 | 11 | Residential_2026_Achievable_MW_Before Competition Groups_11 | Advanced BAS/Controllers | 2.41% | 0 | 4.1322 | Residential_2026_Achievable_MW_Before Competition Groups_Advanced BAS/Controllers
Residential | Res ¦ Energy Star LED Bulbs General Purpose LEDs | 2026 | Technical | MW | Before Competition Groups | 44.9951 | 0 | 0 | 1999.7782 | 0.0225 | 14 | Residential_2026_Technical_MW_Before Competition Groups_14 | Energy Star LED Bulbs General Purpose LEDs | 2.25% | 0 | 44.9951 | Residential_2026_Technical_MW_Before Competition Groups_Energy Star LED Bulbs General Purpose LEDs
Residential | Res ¦ Smart Burners | 2026 | Technical | MW | Before Competition Groups | 44.4851 | 0 | 0 | 1999.7782 | 0.022245 | 15 | Residential_2026_Technical_MW_Before Competition Groups_15 | Smart Burners | 2.225% | 0 | 44.4851 | Residential_2026_Technical_MW_Before Competition Groups_Smart Burners
Residential | Res ¦ Clothes Drying Racks | 2026 | Achievable | MW | Before Competition Groups | 3.7551 | 0 | 0 | 171.4283 | 0.021905 | 12 | Residential_2026_Achievable_MW_Before Competition Groups_12 | Clothes Drying Racks | 2.19% | 0 | 3.7551 | Residential_2026_Achievable_MW_Before Competition Groups_Clothes Drying Racks
Residential | Res ¦ Duct Insulation | 2026 | Economic | MW | Before Competition Groups | 21.2799 | 0 | 0 | 1041.657 | 0.020429 | 13 | Residential_2026_Economic_MW_Before Competition Groups_13 | Duct Insulation | 2.043% | 0 | 21.2799 | Residential_2026_Economic_MW_Before Competition Groups_Duct Insulation
Residential | Res ¦ Energy Star Refrigerator | 2026 | Technical | MW | Before Competition Groups | 39.7133 | 0 | 0 | 1999.7782 | 0.019859 | 16 | Residential_2026_Technical_MW_Before Competition Groups_16 | Energy Star Refrigerator | 1.986% | 0 | 39.7133 | Residential_2026_Technical_MW_Before Competition Groups_Energy Star Refrigerator
Residential | Res ¦ Energy Star LED Specialty Bulbs | 2026 | Technical | MW | Before Competition Groups | 39.0789 | 0 | 0 | 1999.7782 | 0.019542 | 17 | Residential_2026_Technical_MW_Before Competition Groups_17 | Energy Star LED Specialty Bulbs | 1.954% | 0 | 39.0789 | Residential_2026_Technical_MW_Before Competition Groups_Energy Star LED Specialty Bulbs
Residential | Res ¦ Energy Star A Line, PAR, MR Lamps | 2026 | Achievable | MW | Before Competition Groups | 3.3236 | 0 | 0 | 171.4283 | 0.019388 | 13 | Residential_2026_Achievable_MW_Before Competition Groups_13 | Energy Star A Line, PAR, MR Lamps | 1.939% | 0 | 3.3236 | Residential_2026_Achievable_MW_Before Competition Groups_Energy Star A Line, PAR, MR Lamps
Residential | Res ¦ Energy Star Air Source Heat Pump | 2026 | Achievable | MW | Before Competition Groups | 3.2865 | 0 | 0 | 171.4283 | 0.019172 | 14 | Residential_2026_Achievable_MW_Before Competition Groups_14 | Energy Star Air Source Heat Pump | 1.917% | 0 | 3.2865 | Residential_2026_Achievable_MW_Before Competition Groups_Energy Star Air Source Heat Pump
Residential | Res ¦ Attic Insulation | 2026 | Achievable | MW | Before Competition Groups | 3.2696 | 0 | 0 | 171.4283 | 0.019073 | 15 | Residential_2026_Achievable_MW_Before Competition Groups_15 | Attic Insulation | 1.907% | 0 | 3.2696 | Residential_2026_Achievable_MW_Before Competition Groups_Attic Insulation
Residential | Res ¦ Energy Star Air Source Heat Pump | 2026 | Technical | MW | Before Competition Groups | 37.8053 | 0 | 0 | 1999.7782 | 0.018905 | 18 | Residential_2026_Technical_MW_Before Competition Groups_18 | Energy Star Air Source Heat Pump | 1.89% | 0 | 37.8053 | Residential_2026_Technical_MW_Before Competition Groups_Energy Star Air Source Heat Pump
Residential | Res ¦ Refrigerator Recycling | 2026 | Achievable | MW | Before Competition Groups | 3.1839 | 0 | 0 | 171.4283 | 0.018573 | 16 | Residential_2026_Achievable_MW_Before Competition Groups_16 | Refrigerator Recycling | 1.857% | 0 | 3.1839 | Residential_2026_Achievable_MW_Before Competition Groups_Refrigerator Recycling
Residential | Res ¦ Heat Pump Clothes Dryer | 2026 | Technical | MW | Before Competition Groups | 36.8313 | 0 | 0 | 1999.7782 | 0.018418 | 19 | Residential_2026_Technical_MW_Before Competition Groups_19 | Heat Pump Clothes Dryer | 1.842% | 0 | 36.8313 | Residential_2026_Technical_MW_Before Competition Groups_Heat Pump Clothes Dryer
Residential | Res ¦ Air Sealing | 2026 | Economic | MW | Before Competition Groups | 18.958 | 0 | 0 | 1041.657 | 0.0182 | 14 | Residential_2026_Economic_MW_Before Competition Groups_14 | Air Sealing | 1.82% | 0 | 18.958 | Residential_2026_Economic_MW_Before Competition Groups_Air Sealing
Residential | Res ¦ High Efficiency Chiller (avg of water and air cooled) | 2026 | Achievable | MW | Before Competition Groups | 3.0335 | 0 | 0 | 171.4283 | 0.017695 | 17 | Residential_2026_Achievable_MW_Before Competition Groups_17 | High Efficiency Chiller (avg of water and air cooled) | 1.77% | 0 | 3.0335 | Residential_2026_Achievable_MW_Before Competition Groups_High Efficiency Chiller (avg of water and air cooled)
Residential | Res ¦ Energy Star Clothes Washer | 2026 | Technical | MW | Before Competition Groups | 35.0777 | 0 | 0 | 1999.7782 | 0.017541 | 20 | Residential_2026_Technical_MW_Before Competition Groups_20 | Energy Star Clothes Washer | 1.754% | 0 | 35.0777 | Residential_2026_Technical_MW_Before Competition Groups_Energy Star Clothes Washer
Residential | Res ¦ Floor Insulation | 2026 | Economic | MW | Before Competition Groups | 18.022 | 0 | 0 | 1041.657 | 0.017301 | 15 | Residential_2026_Economic_MW_Before Competition Groups_15 | Floor Insulation | 1.73% | 0 | 18.022 | Residential_2026_Economic_MW_Before Competition Groups_Floor Insulation
Residential | Res ¦ Freezer Recycling | 2026 | Achievable | MW | Before Competition Groups | 2.9578 | 0 | 0 | 171.4283 | 0.017254 | 18 | Residential_2026_Achievable_MW_Before Competition Groups_18 | Freezer Recycling | 1.725% | 0 | 2.9578 | Residential_2026_Achievable_MW_Before Competition Groups_Freezer Recycling
Residential | Res ¦ Networked/ Connected - Indoor LED Lamp | 2026 | Technical | MW | Before Competition Groups | 31.1834 | 0 | 0 | 1999.7782 | 0.015593 | 21 | Residential_2026_Technical_MW_Before Competition Groups_21 | Networked/ Connected - Indoor LED Lamp | 1.559% | 0 | 31.1834 | Residential_2026_Technical_MW_Before Competition Groups_Networked/ Connected - Indoor LED Lamp
Residential | Res ¦ Energy Star Room Air Conditioner | 2026 | Technical | MW | Before Competition Groups | 29.2479 | 0 | 0 | 1999.7782 | 0.014626 | 22 | Residential_2026_Technical_MW_Before Competition Groups_22 | Energy Star Room Air Conditioner | 1.463% | 0 | 29.2479 | Residential_2026_Technical_MW_Before Competition Groups_Energy Star Room Air Conditioner
Residential | Res ¦ Occupancy Sensors MF | 2026 | Economic | MW | Before Competition Groups | 14.8014 | 0 | 0 | 1041.657 | 0.014209 | 16 | Residential_2026_Economic_MW_Before Competition Groups_16 | Occupancy Sensors MF | 1.421% | 0 | 14.8014 | Residential_2026_Economic_MW_Before Competition Groups_Occupancy Sensors MF
Residential | Res ¦ Advanced BAS/Controllers | 2026 | Economic | MW | Before Competition Groups | 14.614 | 0 | 0 | 1041.657 | 0.01403 | 17 | Residential_2026_Economic_MW_Before Competition Groups_17 | Advanced BAS/Controllers | 1.403% | 0 | 14.614 | Residential_2026_Economic_MW_Before Competition Groups_Advanced BAS/Controllers
Residential | Res ¦ Induction Cooking Stove Top | 2026 | Technical | MW | Before Competition Groups | 27.4028 | 0 | 0 | 1999.7782 | 0.013703 | 23 | Residential_2026_Technical_MW_Before Competition Groups_23 | Induction Cooking Stove Top | 1.37% | 0 | 27.4028 | Residential_2026_Technical_MW_Before Competition Groups_Induction Cooking Stove Top
Residential | Res ¦ Ceiling Insulation | 2026 | Technical | MW | Before Competition Groups | 26.7949 | 0 | 0 | 1999.7782 | 0.013399 | 24 | Residential_2026_Technical_MW_Before Competition Groups_24 | Ceiling Insulation | 1.34% | 0 | 26.7949 | Residential_2026_Technical_MW_Before Competition Groups_Ceiling Insulation
Residential | Res ¦ Wall Insulation | 2026 | Economic | MW | Before Competition Groups | 13.6787 | 0 | 0 | 1041.657 | 0.013132 | 18 | Residential_2026_Economic_MW_Before Competition Groups_18 | Wall Insulation | 1.313% | 0 | 13.6787 | Residential_2026_Economic_MW_Before Competition Groups_Wall Insulation
Residential | Res ¦ Clothes Drying Racks | 2026 | Economic | MW | Before Competition Groups | 13.2857 | 0 | 0 | 1041.657 | 0.012754 | 19 | Residential_2026_Economic_MW_Before Competition Groups_19 | Clothes Drying Racks | 1.275% | 0 | 13.2857 | Residential_2026_Economic_MW_Before Competition Groups_Clothes Drying Racks
Residential | Res ¦ Variable Refrigerant Flow Heat Pump | 2026 | Technical | MW | Before Competition Groups | 24.0445 | 0 | 0 | 1999.7782 | 0.012024 | 25 | Residential_2026_Technical_MW_Before Competition Groups_25 | Variable Refrigerant Flow Heat Pump | 1.202% | 0 | 24.0445 | Residential_2026_Technical_MW_Before Competition Groups_Variable Refrigerant Flow Heat Pump
Residential | Res ¦ Duct Insulation | 2026 | Technical | MW | Before Competition Groups | 22.3417 | 0 | 0 | 1999.7782 | 0.011172 | 26 | Residential_2026_Technical_MW_Before Competition Groups_26 | Duct Insulation | 1.117% | 0 | 22.3417 | Residential_2026_Technical_MW_Before Competition Groups_Duct Insulation
Residential | Res ¦ Refrigerator Recycling | 2026 | Economic | MW | Before Competition Groups | 11.2599 | 0 | 0 | 1041.657 | 0.01081 | 20 | Residential_2026_Economic_MW_Before Competition Groups_20 | Refrigerator Recycling | 1.081% | 0 | 11.2599 | Residential_2026_Economic_MW_Before Competition Groups_Refrigerator Recycling
Residential | Res ¦ Energy Star Torchiere | 2026 | Achievable | MW | Before Competition Groups | 1.8346 | 0 | 0 | 171.4283 | 0.010702 | 19 | Residential_2026_Achievable_MW_Before Competition Groups_19 | Energy Star Torchiere | 1.07% | 0 | 1.8346 | Residential_2026_Achievable_MW_Before Competition Groups_Energy Star Torchiere
Residential | Res ¦ Energy Star Clothes Dryer | 2026 | Technical | MW | Before Competition Groups | 21.0369 | 0 | 0 | 1999.7782 | 0.01052 | 27 | Residential_2026_Technical_MW_Before Competition Groups_27 | Energy Star Clothes Dryer | 1.052% | 0 | 21.0369 | Residential_2026_Technical_MW_Before Competition Groups_Energy Star Clothes Dryer
Residential | Res ¦ Freezer Recycling | 2026 | Economic | MW | Before Competition Groups | 10.4886 | 0 | 0 | 1041.657 | 0.010069 | 21 | Residential_2026_Economic_MW_Before Competition Groups_21 | Freezer Recycling | 1.007% | 0 | 10.4886 | Residential_2026_Economic_MW_Before Competition Groups_Freezer Recycling
Residential | Res ¦ Smart Burners | 2026 | Economic | MW | Before Competition Groups | 10.4707 | 0 | 0 | 1041.657 | 0.010052 | 22 | Residential_2026_Economic_MW_Before Competition Groups_22 | Smart Burners | 1.005% | 0 | 10.4707 | Residential_2026_Economic_MW_Before Competition Groups_Smart Burners
Residential | Res ¦ Air Sealing | 2026 | Technical | MW | Before Competition Groups | 18.958 | 0 | 0 | 1999.7782 | 0.0094801 | 28 | Residential_2026_Technical_MW_Before Competition Groups_28 | Air Sealing | 0.948% | 0 | 18.958 | Residential_2026_Technical_MW_Before Competition Groups_Air Sealing
Residential | Res ¦ Central Air Conditioner Maintenance | 2026 | Technical | MW | Before Competition Groups | 18.305 | 0 | 0 | 1999.7782 | 0.0091535 | 29 | Residential_2026_Technical_MW_Before Competition Groups_29 | Central Air Conditioner Maintenance | 0.9154% | 0 | 18.305 | Residential_2026_Technical_MW_Before Competition Groups_Central Air Conditioner Maintenance
Residential | Res ¦ Floor Insulation | 2026 | Technical | MW | Before Competition Groups | 18.022 | 0 | 0 | 1999.7782 | 0.009012 | 30 | Residential_2026_Technical_MW_Before Competition Groups_30 | Floor Insulation | 0.9012% | 0 | 18.022 | Residential_2026_Technical_MW_Before Competition Groups_Floor Insulation
Residential | Res ¦ Lighting Motion Sensors, Timers, Dimmers | 2026 | Technical | MW | Before Competition Groups | 17.5209 | 0 | 0 | 1999.7782 | 0.0087614 | 31 | Residential_2026_Technical_MW_Before Competition Groups_31 | Lighting Motion Sensors, Timers, Dimmers | 0.8761% | 0 | 17.5209 | Residential_2026_Technical_MW_Before Competition Groups_Lighting Motion Sensors, Timers, Dimmers
Residential | Res ¦ Basement or Crawlspace Insulation | 2026 | Economic | MW | Before Competition Groups | 8.747 | 0 | 0 | 1041.657 | 0.0083972 | 23 | Residential_2026_Economic_MW_Before Competition Groups_23 | Basement or Crawlspace Insulation | 0.8397% | 0 | 8.747 | Residential_2026_Economic_MW_Before Competition Groups_Basement or Crawlspace Insulation
Residential | Res ¦ Dehumidifier Recycling | 2026 | Technical | MW | Before Competition Groups | 16.7125 | 0 | 0 | 1999.7782 | 0.0083572 | 32 | Residential_2026_Technical_MW_Before Competition Groups_32 | Dehumidifier Recycling | 0.8357% | 0 | 16.7125 | Residential_2026_Technical_MW_Before Competition Groups_Dehumidifier Recycling
Residential | Res ¦ Energy Star Torchiere | 2026 | Economic | MW | Before Competition Groups | 7.952 | 0 | 0 | 1041.657 | 0.007634 | 24 | Residential_2026_Economic_MW_Before Competition Groups_24 | Energy Star Torchiere | 0.7634% | 0 | 7.952 | Residential_2026_Economic_MW_Before Competition Groups_Energy Star Torchiere
Residential | Res ¦ Duct Insulation MF | 2026 | Economic | MW | Before Competition Groups | 7.8987 | 0 | 0 | 1041.657 | 0.0075828 | 25 | Residential_2026_Economic_MW_Before Competition Groups_25 | Duct Insulation MF | 0.7583% | 0 | 7.8987 | Residential_2026_Economic_MW_Before Competition Groups_Duct Insulation MF
Residential | Res ¦ Occupancy Sensors MF | 2026 | Technical | MW | Before Competition Groups | 14.8014 | 0 | 0 | 1999.7782 | 0.0074015 | 33 | Residential_2026_Technical_MW_Before Competition Groups_33 | Occupancy Sensors MF | 0.7402% | 0 | 14.8014 | Residential_2026_Technical_MW_Before Competition Groups_Occupancy Sensors MF
Residential | Res ¦ ENERGY STAR LED LAMPS (REFLECTOR LAMPs/MR16/PAR 16) | 2026 | Achievable | MW | Before Competition Groups | 1.2607 | 0 | 0 | 171.4283 | 0.0073543 | 20 | Residential_2026_Achievable_MW_Before Competition Groups_20 | ENERGY STAR LED LAMPS (REFLECTOR LAMPs/MR16/PAR 16) | 0.7354% | 0 | 1.2607 | Residential_2026_Achievable_MW_Before Competition Groups_ENERGY STAR LED LAMPS (REFLECTOR LAMPs/MR16/PAR 16)
Residential | Res ¦ Advanced BAS/Controllers | 2026 | Technical | MW | Before Competition Groups | 14.614 | 0 | 0 | 1999.7782 | 0.0073078 | 34 | Residential_2026_Technical_MW_Before Competition Groups_34 | Advanced BAS/Controllers | 0.7308% | 0 | 14.614 | Residential_2026_Technical_MW_Before Competition Groups_Advanced BAS/Controllers
Residential | Res ¦ Energy Star Light Fixture | 2026 | Achievable | MW | Before Competition Groups | 1.2149 | 0 | 0 | 171.4283 | 0.007087 | 21 | Residential_2026_Achievable_MW_Before Competition Groups_21 | Energy Star Light Fixture | 0.7087% | 0 | 1.2149 | Residential_2026_Achievable_MW_Before Competition Groups_Energy Star Light Fixture
Residential | Res ¦ Clothes Drying Racks | 2026 | Technical | MW | Before Competition Groups | 13.2857 | 0 | 0 | 1999.7782 | 0.0066436 | 35 | Residential_2026_Technical_MW_Before Competition Groups_35 | Clothes Drying Racks | 0.6644% | 0 | 13.2857 | Residential_2026_Technical_MW_Before Competition Groups_Clothes Drying Racks
Residential | Res ¦ Outside Air Economizer | 2026 | Achievable | MW | Before Competition Groups | 1.121 | 0 | 0 | 171.4283 | 0.006539 | 22 | Residential_2026_Achievable_MW_Before Competition Groups_22 | Outside Air Economizer | 0.6539% | 0 | 1.121 | Residential_2026_Achievable_MW_Before Competition Groups_Outside Air Economizer
Residential | Res ¦ Energy Star Light Fixture | 2026 | Technical | MW | Before Competition Groups | 12.5233 | 0 | 0 | 1999.7782 | 0.0062623 | 36 | Residential_2026_Technical_MW_Before Competition Groups_36 | Energy Star Light Fixture | 0.6262% | 0 | 12.5233 | Residential_2026_Technical_MW_Before Competition Groups_Energy Star Light Fixture
Residential | Res ¦ Duct Insulation | 2026 | Achievable | MW | Before Competition Groups | 1.0068 | 0 | 0 | 171.4283 | 0.0058731 | 23 | Residential_2026_Achievable_MW_Before Competition Groups_23 | Duct Insulation | 0.5873% | 0 | 1.0068 | Residential_2026_Achievable_MW_Before Competition Groups_Duct Insulation
Residential | Res ¦ Refrigerator Recycling | 2026 | Technical | MW | Before Competition Groups | 11.2599 | 0 | 0 | 1999.7782 | 0.0056306 | 37 | Residential_2026_Technical_MW_Before Competition Groups_37 | Refrigerator Recycling | 0.5631% | 0 | 11.2599 | Residential_2026_Technical_MW_Before Competition Groups_Refrigerator Recycling
Residential | Res ¦ Minimize Hot and Warm Clothes Wash | 2026 | Economic | MW | Before Competition Groups | 5.5452 | 0 | 0 | 1041.657 | 0.0053234 | 26 | Residential_2026_Economic_MW_Before Competition Groups_26 | Minimize Hot and Warm Clothes Wash | 0.5323% | 0 | 5.5452 | Residential_2026_Economic_MW_Before Competition Groups_Minimize Hot and Warm Clothes Wash
Residential | Res ¦ Air Sealing | 2026 | Achievable | MW | Before Competition Groups | 0.90313 | 0 | 0 | 171.4283 | 0.0052683 | 24 | Residential_2026_Achievable_MW_Before Competition Groups_24 | Air Sealing | 0.5268% | 0 | 0.90313 | Residential_2026_Achievable_MW_Before Competition Groups_Air Sealing
Residential | Res ¦ Freezer Recycling | 2026 | Technical | MW | Before Competition Groups | 10.4886 | 0 | 0 | 1999.7782 | 0.0052449 | 38 | Residential_2026_Technical_MW_Before Competition Groups_38 | Freezer Recycling | 0.5245% | 0 | 10.4886 | Residential_2026_Technical_MW_Before Competition Groups_Freezer Recycling
Residential | Res ¦ Duct Insulation MF | 2026 | Technical | MW | Before Competition Groups | 10.067 | 0 | 0 | 1999.7782 | 0.0050341 | 39 | Residential_2026_Technical_MW_Before Competition Groups_39 | Duct Insulation MF | 0.5034% | 0 | 10.067 | Residential_2026_Technical_MW_Before Competition Groups_Duct Insulation MF
Residential | Res ¦ Minimize Hot and Warm Clothes Wash | 2026 | Achievable | MW | Before Competition Groups | 0.85957 | 0 | 0 | 171.4283 | 0.0050142 | 25 | Residential_2026_Achievable_MW_Before Competition Groups_25 | Minimize Hot and Warm Clothes Wash | 0.5014% | 0 | 0.85957 | Residential_2026_Achievable_MW_Before Competition Groups_Minimize Hot and Warm Clothes Wash
Residential | Res ¦ Floor Insulation | 2026 | Achievable | MW | Before Competition Groups | 0.8582 | 0 | 0 | 171.4283 | 0.0050062 | 26 | Residential_2026_Achievable_MW_Before Competition Groups_26 | Floor Insulation | 0.5006% | 0 | 0.8582 | Residential_2026_Achievable_MW_Before Competition Groups_Floor Insulation
Residential | Res ¦ Air Source Heat Pump | 2026 | Technical | MW | Before Competition Groups | 9.9091 | 0 | 0 | 1999.7782 | 0.0049551 | 40 | Residential_2026_Technical_MW_Before Competition Groups_40 | Air Source Heat Pump | 0.4955% | 0 | 9.9091 | Residential_2026_Technical_MW_Before Competition Groups_Air Source Heat Pump
Residential | Res ¦ Energy Star Dehumidifier | 2026 | Technical | MW | Before Competition Groups | 9.8251 | 0 | 0 | 1999.7782 | 0.0049131 | 41 | Residential_2026_Technical_MW_Before Competition Groups_41 | Energy Star Dehumidifier | 0.4913% | 0 | 9.8251 | Residential_2026_Technical_MW_Before Competition Groups_Energy Star Dehumidifier
Residential | Res ¦ Energy Star Light Fixture | 2026 | Economic | MW | Before Competition Groups | 4.9305 | 0 | 0 | 1041.657 | 0.0047334 | 27 | Residential_2026_Economic_MW_Before Competition Groups_27 | Energy Star Light Fixture | 0.4733% | 0 | 4.9305 | Residential_2026_Economic_MW_Before Competition Groups_Energy Star Light Fixture
Residential | Res ¦ INTEGRAL LED TROFFERS | 2026 | Technical | MW | Before Competition Groups | 8.1076 | 0 | 0 | 1999.7782 | 0.0040543 | 42 | Residential_2026_Technical_MW_Before Competition Groups_42 | INTEGRAL LED TROFFERS | 0.4054% | 0 | 8.1076 | Residential_2026_Technical_MW_Before Competition Groups_INTEGRAL LED TROFFERS
Residential | Res ¦ Energy Star Torchiere | 2026 | Technical | MW | Before Competition Groups | 7.952 | 0 | 0 | 1999.7782 | 0.0039764 | 43 | Residential_2026_Technical_MW_Before Competition Groups_43 | Energy Star Torchiere | 0.3976% | 0 | 7.952 | Residential_2026_Technical_MW_Before Competition Groups_Energy Star Torchiere
Residential | Res ¦ Furnace Whistle | 2026 | Achievable | MW | Before Competition Groups | 0.67922 | 0 | 0 | 171.4283 | 0.0039621 | 27 | Residential_2026_Achievable_MW_Before Competition Groups_27 | Furnace Whistle | 0.3962% | 0 | 0.67922 | Residential_2026_Achievable_MW_Before Competition Groups_Furnace Whistle
Residential | Res ¦ Home Energy Reports | 2026 | Technical | MW | Before Competition Groups | 7.8109 | 0 | 0 | 1999.7782 | 0.0039059 | 44 | Residential_2026_Technical_MW_Before Competition Groups_44 | Home Energy Reports | 0.3906% | 0 | 7.8109 | Residential_2026_Technical_MW_Before Competition Groups_Home Energy Reports
Residential | Res ¦ Energy Star Windows | 2026 | Technical | MW | Before Competition Groups | 7.6752 | 0 | 0 | 1999.7782 | 0.003838 | 45 | Residential_2026_Technical_MW_Before Competition Groups_45 | Energy Star Windows | 0.3838% | 0 | 7.6752 | Residential_2026_Technical_MW_Before Competition Groups_Energy Star Windows
Residential | Res ¦ Furnace with ECM | 2026 | Technical | MW | Before Competition Groups | 7.3036 | 0 | 0 | 1999.7782 | 0.0036522 | 46 | Residential_2026_Technical_MW_Before Competition Groups_46 | Furnace with ECM | 0.3652% | 0 | 7.3036 | Residential_2026_Technical_MW_Before Competition Groups_Furnace with ECM
Residential | Res ¦ High Efficiency Chiller (avg of water and air cooled) | 2026 | Economic | MW | Before Competition Groups | 3.66 | 0 | 0 | 1041.657 | 0.0035136 | 28 | Residential_2026_Economic_MW_Before Competition Groups_28 | High Efficiency Chiller (avg of water and air cooled) | 0.3514% | 0 | 3.66 | Residential_2026_Economic_MW_Before Competition Groups_High Efficiency Chiller (avg of water and air cooled)
Residential | Res ¦ Wall Insulation | 2026 | Achievable | MW | Before Competition Groups | 0.6009 | 0 | 0 | 171.4283 | 0.0035053 | 28 | Residential_2026_Achievable_MW_Before Competition Groups_28 | Wall Insulation | 0.3505% | 0 | 0.6009 | Residential_2026_Achievable_MW_Before Competition Groups_Wall Insulation
Residential | Res ¦ Comprehensive Draft Proofing | 2026 | Achievable | MW | Before Competition Groups | 0.58676 | 0 | 0 | 171.4283 | 0.0034228 | 29 | Residential_2026_Achievable_MW_Before Competition Groups_29 | Comprehensive Draft Proofing | 0.3423% | 0 | 0.58676 | Residential_2026_Achievable_MW_Before Competition Groups_Comprehensive Draft Proofing
Residential | Res ¦ Variable Frequency Drive (VFD) | 2026 | Achievable | MW | Before Competition Groups | 0.569 | 0 | 0 | 171.4283 | 0.0033192 | 30 | Residential_2026_Achievable_MW_Before Competition Groups_30 | Variable Frequency Drive (VFD) | 0.3319% | 0 | 0.569 | Residential_2026_Achievable_MW_Before Competition Groups_Variable Frequency Drive (VFD)
Residential | Res ¦ CO Sensors for parking garage exhaust fans | 2026 | Achievable | MW | Before Competition Groups | 0.52185 | 0 | 0 | 171.4283 | 0.0030441 | 31 | Residential_2026_Achievable_MW_Before Competition Groups_31 | CO Sensors for parking garage exhaust fans | 0.3044% | 0 | 0.52185 | Residential_2026_Achievable_MW_Before Competition Groups_CO Sensors for parking garage exhaust fans
Residential | Res ¦ Outside Air Economizer | 2026 | Economic | MW | Before Competition Groups | 3.0775 | 0 | 0 | 1041.657 | 0.0029544 | 29 | Residential_2026_Economic_MW_Before Competition Groups_29 | Outside Air Economizer | 0.2954% | 0 | 3.0775 | Residential_2026_Economic_MW_Before Competition Groups_Outside Air Economizer
Residential | Res ¦ LED Parking Lot Fixture | 2026 | Achievable | MW | Before Competition Groups | 0.4807 | 0 | 0 | 171.4283 | 0.0028041 | 32 | Residential_2026_Achievable_MW_Before Competition Groups_32 | LED Parking Lot Fixture | 0.2804% | 0 | 0.4807 | Residential_2026_Achievable_MW_Before Competition Groups_LED Parking Lot Fixture
Residential | Res ¦ Minimize Hot and Warm Clothes Wash | 2026 | Technical | MW | Before Competition Groups | 5.5452 | 0 | 0 | 1999.7782 | 0.0027729 | 47 | Residential_2026_Technical_MW_Before Competition Groups_47 | Minimize Hot and Warm Clothes Wash | 0.2773% | 0 | 5.5452 | Residential_2026_Technical_MW_Before Competition Groups_Minimize Hot and Warm Clothes Wash
Residential | Res ¦ Smart Burners | 2026 | Achievable | MW | Before Competition Groups | 0.46121 | 0 | 0 | 171.4283 | 0.0026904 | 33 | Residential_2026_Achievable_MW_Before Competition Groups_33 | Smart Burners | 0.269% | 0 | 0.46121 | Residential_2026_Achievable_MW_Before Competition Groups_Smart Burners
Residential | Res ¦ LED Tube Re-Lamp | 2026 | Achievable | MW | Before Competition Groups | 0.45721 | 0 | 0 | 171.4283 | 0.0026671 | 34 | Residential_2026_Achievable_MW_Before Competition Groups_34 | LED Tube Re-Lamp | 0.2667% | 0 | 0.45721 | Residential_2026_Achievable_MW_Before Competition Groups_LED Tube Re-Lamp
Residential | Res ¦ Demand Control Ventilation | 2026 | Economic | MW | Before Competition Groups | 2.5611 | 0 | 0 | 1041.657 | 0.0024587 | 30 | Residential_2026_Economic_MW_Before Competition Groups_30 | Demand Control Ventilation | 0.2459% | 0 | 2.5611 | Residential_2026_Economic_MW_Before Competition Groups_Demand Control Ventilation
Residential | Res ¦ Passive Attic Ventilation | 2026 | Technical | MW | Before Competition Groups | 4.7478 | 0 | 0 | 1999.7782 | 0.0023742 | 48 | Residential_2026_Technical_MW_Before Competition Groups_48 | Passive Attic Ventilation | 0.2374% | 0 | 4.7478 | Residential_2026_Technical_MW_Before Competition Groups_Passive Attic Ventilation
Residential | Res ¦ Furnace Whistle | 2026 | Economic | MW | Before Competition Groups | 2.4018 | 0 | 0 | 1041.657 | 0.0023058 | 31 | Residential_2026_Economic_MW_Before Competition Groups_31 | Furnace Whistle | 0.2306% | 0 | 2.4018 | Residential_2026_Economic_MW_Before Competition Groups_Furnace Whistle
Residential | Res ¦ Demand Control Ventilation | 2026 | Achievable | MW | Before Competition Groups | 0.38593 | 0 | 0 | 171.4283 | 0.0022513 | 35 | Residential_2026_Achievable_MW_Before Competition Groups_35 | Demand Control Ventilation | 0.2251% | 0 | 0.38593 | Residential_2026_Achievable_MW_Before Competition Groups_Demand Control Ventilation
Residential | Res ¦ Duct Insulation MF | 2026 | Achievable | MW | Before Competition Groups | 0.37612 | 0 | 0 | 171.4283 | 0.0021941 | 36 | Residential_2026_Achievable_MW_Before Competition Groups_36 | Duct Insulation MF | 0.2194% | 0 | 0.37612 | Residential_2026_Achievable_MW_Before Competition Groups_Duct Insulation MF
Residential | Res ¦ Energy Star Freezer | 2026 | Technical | MW | Before Competition Groups | 4.1758 | 0 | 0 | 1999.7782 | 0.0020881 | 49 | Residential_2026_Technical_MW_Before Competition Groups_49 | Energy Star Freezer | 0.2088% | 0 | 4.1758 | Residential_2026_Technical_MW_Before Competition Groups_Energy Star Freezer
Residential | Res ¦ Water Heater Temperature Setback | 2026 | Achievable | MW | Before Competition Groups | 0.35589 | 0 | 0 | 171.4283 | 0.002076 | 37 | Residential_2026_Achievable_MW_Before Competition Groups_37 | Water Heater Temperature Setback | 0.2076% | 0 | 0.35589 | Residential_2026_Achievable_MW_Before Competition Groups_Water Heater Temperature Setback
Residential | Res ¦ ENERGY STAR LED LAMPS (REFLECTOR LAMPs/MR16/PAR 16) | 2026 | Economic | MW | Before Competition Groups | 2.1454 | 0 | 0 | 1041.657 | 0.0020596 | 32 | Residential_2026_Economic_MW_Before Competition Groups_32 | ENERGY STAR LED LAMPS (REFLECTOR LAMPs/MR16/PAR 16) | 0.206% | 0 | 2.1454 | Residential_2026_Economic_MW_Before Competition Groups_ENERGY STAR LED LAMPS (REFLECTOR LAMPs/MR16/PAR 16)
Residential | Res ¦ Home Energy Reports | 2026 | Economic | MW | Before Competition Groups | 2.1277 | 0 | 0 | 1041.657 | 0.0020426 | 33 | Residential_2026_Economic_MW_Before Competition Groups_33 | Home Energy Reports | 0.2043% | 0 | 2.1277 | Residential_2026_Economic_MW_Before Competition Groups_Home Energy Reports
Residential | Res ¦ Comprehensive Draft Proofing | 2026 | Economic | MW | Before Competition Groups | 2.0749 | 0 | 0 | 1041.657 | 0.0019919 | 34 | Residential_2026_Economic_MW_Before Competition Groups_34 | Comprehensive Draft Proofing | 0.1992% | 0 | 2.0749 | Residential_2026_Economic_MW_Before Competition Groups_Comprehensive Draft Proofing
Residential | Res ¦ Variable Frequency Drive (VFD) | 2026 | Economic | MW | Before Competition Groups | 2.0122 | 0 | 0 | 1041.657 | 0.0019317 | 35 | Residential_2026_Economic_MW_Before Competition Groups_35 | Variable Frequency Drive (VFD) | 0.1932% | 0 | 2.0122 | Residential_2026_Economic_MW_Before Competition Groups_Variable Frequency Drive (VFD)
Residential | Res ¦ Home Energy Reports | 2026 | Achievable | MW | Before Competition Groups | 0.3258 | 0 | 0 | 171.4283 | 0.0019005 | 38 | Residential_2026_Achievable_MW_Before Competition Groups_38 | Home Energy Reports | 0.19% | 0 | 0.3258 | Residential_2026_Achievable_MW_Before Competition Groups_Home Energy Reports
Residential | Res ¦ LED Downlight | 2026 | Technical | MW | Before Competition Groups | 3.788 | 0 | 0 | 1999.7782 | 0.0018942 | 50 | Residential_2026_Technical_MW_Before Competition Groups_50 | LED Downlight | 0.1894% | 0 | 3.788 | Residential_2026_Technical_MW_Before Competition Groups_LED Downlight
Residential | Res ¦ CO Sensors for parking garage exhaust fans | 2026 | Economic | MW | Before Competition Groups | 1.9416 | 0 | 0 | 1041.657 | 0.001864 | 36 | Residential_2026_Economic_MW_Before Competition Groups_36 | CO Sensors for parking garage exhaust fans | 0.1864% | 0 | 1.9416 | Residential_2026_Economic_MW_Before Competition Groups_CO Sensors for parking garage exhaust fans
Residential | Res ¦ High Efficiency Chiller (avg of water and air cooled) | 2026 | Technical | MW | Before Competition Groups | 3.66 | 0 | 0 | 1999.7782 | 0.0018302 | 51 | Residential_2026_Technical_MW_Before Competition Groups_51 | High Efficiency Chiller (avg of water and air cooled) | 0.183% | 0 | 3.66 | Residential_2026_Technical_MW_Before Competition Groups_High Efficiency Chiller (avg of water and air cooled)
Residential | Res ¦ Early Hot Water Heater Replacement | 2026 | Technical | MW | Before Competition Groups | 3.5863 | 0 | 0 | 1999.7782 | 0.0017934 | 52 | Residential_2026_Technical_MW_Before Competition Groups_52 | Early Hot Water Heater Replacement | 0.1793% | 0 | 3.5863 | Residential_2026_Technical_MW_Before Competition Groups_Early Hot Water Heater Replacement
Residential | Res ¦ Networked/ Connected - Indoor LED Luminaire | 2026 | Technical | MW | Before Competition Groups | 3.3879 | 0 | 0 | 1999.7782 | 0.0016941 | 53 | Residential_2026_Technical_MW_Before Competition Groups_53 | Networked/ Connected - Indoor LED Luminaire | 0.1694% | 0 | 3.3879 | Residential_2026_Technical_MW_Before Competition Groups_Networked/ Connected - Indoor LED Luminaire
Residential | Res ¦ Air Source Heat Pump Maintenance | 2026 | Technical | MW | Before Competition Groups | 3.1723 | 0 | 0 | 1999.7782 | 0.0015863 | 54 | Residential_2026_Technical_MW_Before Competition Groups_54 | Air Source Heat Pump Maintenance | 0.1586% | 0 | 3.1723 | Residential_2026_Technical_MW_Before Competition Groups_Air Source Heat Pump Maintenance
Residential | Res ¦ Outside Air Economizer | 2026 | Technical | MW | Before Competition Groups | 3.0775 | 0 | 0 | 1999.7782 | 0.0015389 | 55 | Residential_2026_Technical_MW_Before Competition Groups_55 | Outside Air Economizer | 0.1539% | 0 | 3.0775 | Residential_2026_Technical_MW_Before Competition Groups_Outside Air Economizer
Residential | Res ¦ Heat Recovery Ventilator | 2026 | Economic | MW | Before Competition Groups | 1.4464 | 0 | 0 | 1041.657 | 0.0013886 | 37 | Residential_2026_Economic_MW_Before Competition Groups_37 | Heat Recovery Ventilator | 0.1389% | 0 | 1.4464 | Residential_2026_Economic_MW_Before Competition Groups_Heat Recovery Ventilator
Residential | Res ¦ Central Lighting Control System | 2026 | Technical | MW | Before Competition Groups | 2.6021 | 0 | 0 | 1999.7782 | 0.0013012 | 56 | Residential_2026_Technical_MW_Before Competition Groups_56 | Central Lighting Control System | 0.1301% | 0 | 2.6021 | Residential_2026_Technical_MW_Before Competition Groups_Central Lighting Control System
Residential | Res ¦ Demand Control Ventilation | 2026 | Technical | MW | Before Competition Groups | 2.5611 | 0 | 0 | 1999.7782 | 0.0012807 | 57 | Residential_2026_Technical_MW_Before Competition Groups_57 | Demand Control Ventilation | 0.1281% | 0 | 2.5611 | Residential_2026_Technical_MW_Before Competition Groups_Demand Control Ventilation
Residential | Res ¦ LED Exterior Area Lights - LED Fixture (200W) | 2026 | Achievable | MW | Before Competition Groups | 0.21216 | 0 | 0 | 171.4283 | 0.0012376 | 39 | Residential_2026_Achievable_MW_Before Competition Groups_39 | LED Exterior Area Lights - LED Fixture (200W) | 0.1238% | 0 | 0.21216 | Residential_2026_Achievable_MW_Before Competition Groups_LED Exterior Area Lights - LED Fixture (200W)
Residential | Res ¦ ENERGY STAR LED Lamps (General Service Lamps) | 2026 | Achievable | MW | Before Competition Groups | 0.21027 | 0 | 0 | 171.4283 | 0.0012266 | 40 | Residential_2026_Achievable_MW_Before Competition Groups_40 | ENERGY STAR LED Lamps (General Service Lamps) | 0.1227% | 0 | 0.21027 | Residential_2026_Achievable_MW_Before Competition Groups_ENERGY STAR LED Lamps (General Service Lamps)
Residential | Res ¦ Water Heater Temperature Setback | 2026 | Economic | MW | Before Competition Groups | 1.2585 | 0 | 0 | 1041.657 | 0.0012082 | 38 | Residential_2026_Economic_MW_Before Competition Groups_38 | Water Heater Temperature Setback | 0.1208% | 0 | 1.2585 | Residential_2026_Economic_MW_Before Competition Groups_Water Heater Temperature Setback
Residential | Res ¦ Drain Water Heat Recovery | 2026 | Technical | MW | Before Competition Groups | 2.4073 | 0 | 0 | 1999.7782 | 0.0012038 | 58 | Residential_2026_Technical_MW_Before Competition Groups_58 | Drain Water Heat Recovery | 0.1204% | 0 | 2.4073 | Residential_2026_Technical_MW_Before Competition Groups_Drain Water Heat Recovery
Residential | Res ¦ Furnace Whistle | 2026 | Technical | MW | Before Competition Groups | 2.4018 | 0 | 0 | 1999.7782 | 0.001201 | 59 | Residential_2026_Technical_MW_Before Competition Groups_59 | Furnace Whistle | 0.1201% | 0 | 2.4018 | Residential_2026_Technical_MW_Before Competition Groups_Furnace Whistle
Residential | Res ¦ Heat Pump Water Heater | 2026 | Technical | MW | Before Competition Groups | 2.2406 | 0 | 0 | 1999.7782 | 0.0011204 | 60 | Residential_2026_Technical_MW_Before Competition Groups_60 | Heat Pump Water Heater | 0.112% | 0 | 2.2406 | Residential_2026_Technical_MW_Before Competition Groups_Heat Pump Water Heater
Residential | Res ¦ Window Film | 2026 | Technical | MW | Before Competition Groups | 2.2249 | 0 | 0 | 1999.7782 | 0.0011126 | 61 | Residential_2026_Technical_MW_Before Competition Groups_61 | Window Film | 0.1113% | 0 | 2.2249 | Residential_2026_Technical_MW_Before Competition Groups_Window Film
Residential | Res ¦ ENERGY STAR LED LAMPS (REFLECTOR LAMPs/MR16/PAR 16) | 2026 | Technical | MW | Before Competition Groups | 2.1454 | 0 | 0 | 1999.7782 | 0.0010728 | 62 | Residential_2026_Technical_MW_Before Competition Groups_62 | ENERGY STAR LED LAMPS (REFLECTOR LAMPs/MR16/PAR 16) | 0.1073% | 0 | 2.1454 | Residential_2026_Technical_MW_Before Competition Groups_ENERGY STAR LED LAMPS (REFLECTOR LAMPs/MR16/PAR 16)
Residential | Res ¦ LED Tube Re-Lamp | 2026 | Technical | MW | Before Competition Groups | 2.1255 | 0 | 0 | 1999.7782 | 0.0010629 | 63 | Residential_2026_Technical_MW_Before Competition Groups_63 | LED Tube Re-Lamp | 0.1063% | 0 | 2.1255 | Residential_2026_Technical_MW_Before Competition Groups_LED Tube Re-Lamp
Residential | Res ¦ Comprehensive Draft Proofing | 2026 | Technical | MW | Before Competition Groups | 2.0749 | 0 | 0 | 1999.7782 | 0.0010375 | 64 | Residential_2026_Technical_MW_Before Competition Groups_64 | Comprehensive Draft Proofing | 0.1038% | 0 | 2.0749 | Residential_2026_Technical_MW_Before Competition Groups_Comprehensive Draft Proofing
Residential | Res ¦ VFD on Pumps | 2026 | Achievable | MW | Before Competition Groups | 0.17497 | 0 | 0 | 171.4283 | 0.0010207 | 41 | Residential_2026_Achievable_MW_Before Competition Groups_41 | VFD on Pumps | 0.1021% | 0 | 0.17497 | Residential_2026_Achievable_MW_Before Competition Groups_VFD on Pumps
Residential | Res ¦ Tankless Water Heater | 2026 | Technical | MW | Before Competition Groups | 2.0257 | 0 | 0 | 1999.7782 | 0.001013 | 65 | Residential_2026_Technical_MW_Before Competition Groups_65 | Tankless Water Heater | 0.1013% | 0 | 2.0257 | Residential_2026_Technical_MW_Before Competition Groups_Tankless Water Heater
Residential | Res ¦ Variable Frequency Drive (VFD) | 2026 | Technical | MW | Before Competition Groups | 2.0122 | 0 | 0 | 1999.7782 | 0.0010062 | 66 | Residential_2026_Technical_MW_Before Competition Groups_66 | Variable Frequency Drive (VFD) | 0.1006% | 0 | 2.0122 | Residential_2026_Technical_MW_Before Competition Groups_Variable Frequency Drive (VFD)
Residential | Res ¦ Condensing Make Up Air Unit | 2026 | Achievable | MW | Before Competition Groups | 0.17023 | 0 | 0 | 171.4283 | 0.00099301 | 42 | Residential_2026_Achievable_MW_Before Competition Groups_42 | Condensing Make Up Air Unit | 0.0993% | 0 | 0.17023 | Residential_2026_Achievable_MW_Before Competition Groups_Condensing Make Up Air Unit
Residential | Res ¦ CO Sensors for parking garage exhaust fans | 2026 | Technical | MW | Before Competition Groups | 1.9416 | 0 | 0 | 1999.7782 | 0.00097093 | 67 | Residential_2026_Technical_MW_Before Competition Groups_67 | CO Sensors for parking garage exhaust fans | 0.09709% | 0 | 1.9416 | Residential_2026_Technical_MW_Before Competition Groups_CO Sensors for parking garage exhaust fans
Residential | Res ¦ Energy Star Ceiling Fan/Lighting | 2026 | Technical | MW | Before Competition Groups | 1.8445 | 0 | 0 | 1999.7782 | 0.00092234 | 68 | Residential_2026_Technical_MW_Before Competition Groups_68 | Energy Star Ceiling Fan/Lighting | 0.09223% | 0 | 1.8445 | Residential_2026_Technical_MW_Before Competition Groups_Energy Star Ceiling Fan/Lighting
Residential | Res ¦ LED Parking Lot Fixture | 2026 | Economic | MW | Before Competition Groups | 0.89288 | 0 | 0 | 1041.657 | 0.00085717 | 39 | Residential_2026_Economic_MW_Before Competition Groups_39 | LED Parking Lot Fixture | 0.08572% | 0 | 0.89288 | Residential_2026_Economic_MW_Before Competition Groups_LED Parking Lot Fixture
Residential | Res ¦ DHW Recirculation Systems | 2026 | Technical | MW | Before Competition Groups | 1.5589 | 0 | 0 | 1999.7782 | 0.00077953 | 69 | Residential_2026_Technical_MW_Before Competition Groups_69 | DHW Recirculation Systems | 0.07795% | 0 | 1.5589 | Residential_2026_Technical_MW_Before Competition Groups_DHW Recirculation Systems
Residential | Res ¦ Heat Recovery Ventilator | 2026 | Technical | MW | Before Competition Groups | 1.4951 | 0 | 0 | 1999.7782 | 0.00074766 | 70 | Residential_2026_Technical_MW_Before Competition Groups_70 | Heat Recovery Ventilator | 0.07477% | 0 | 1.4951 | Residential_2026_Technical_MW_Before Competition Groups_Heat Recovery Ventilator
Residential | Res ¦ Condensing Make Up Air Unit | 2026 | Economic | MW | Before Competition Groups | 0.67088 | 0 | 0 | 1041.657 | 0.00064405 | 40 | Residential_2026_Economic_MW_Before Competition Groups_40 | Condensing Make Up Air Unit | 0.06441% | 0 | 0.67088 | Residential_2026_Economic_MW_Before Competition Groups_Condensing Make Up Air Unit
Residential | Res ¦ Water Heater Temperature Setback | 2026 | Technical | MW | Before Competition Groups | 1.2585 | 0 | 0 | 1999.7782 | 0.00062931 | 71 | Residential_2026_Technical_MW_Before Competition Groups_71 | Water Heater Temperature Setback | 0.06293% | 0 | 1.2585 | Residential_2026_Technical_MW_Before Competition Groups_Water Heater Temperature Setback
Residential | Res ¦ VFD on Pumps | 2026 | Economic | MW | Before Competition Groups | 0.61877 | 0 | 0 | 1041.657 | 0.00059403 | 41 | Residential_2026_Economic_MW_Before Competition Groups_41 | VFD on Pumps | 0.0594% | 0 | 0.61877 | Residential_2026_Economic_MW_Before Competition Groups_VFD on Pumps
Residential | Res ¦ Solar Water Heating System | 2026 | Technical | MW | Before Competition Groups | 1.1042 | 0 | 0 | 1999.7782 | 0.00055218 | 72 | Residential_2026_Technical_MW_Before Competition Groups_72 | Solar Water Heating System | 0.05522% | 0 | 1.1042 | Residential_2026_Technical_MW_Before Competition Groups_Solar Water Heating System
Residential | Res ¦ Basement or Crawlspace Insulation | 2026 | Achievable | MW | Before Competition Groups | 0.094262 | 0 | 0 | 171.4283 | 0.00054986 | 43 | Residential_2026_Achievable_MW_Before Competition Groups_43 | Basement or Crawlspace Insulation | 0.05499% | 0 | 0.094262 | Residential_2026_Achievable_MW_Before Competition Groups_Basement or Crawlspace Insulation
Residential | Res ¦ Energy Star Dishwasher | 2026 | Technical | MW | Before Competition Groups | 1.0759 | 0 | 0 | 1999.7782 | 0.00053802 | 73 | Residential_2026_Technical_MW_Before Competition Groups_73 | Energy Star Dishwasher | 0.0538% | 0 | 1.0759 | Residential_2026_Technical_MW_Before Competition Groups_Energy Star Dishwasher
Residential | Res ¦ LED Tube Re-Lamp | 2026 | Economic | MW | Before Competition Groups | 0.53502 | 0 | 0 | 1041.657 | 0.00051362 | 42 | Residential_2026_Economic_MW_Before Competition Groups_42 | LED Tube Re-Lamp | 0.05136% | 0 | 0.53502 | Residential_2026_Economic_MW_Before Competition Groups_LED Tube Re-Lamp
Residential | Res ¦ ECM MOTORS FOR HVAC APPLICATION (FAN-POWERED VAV BOX) | 2026 | Achievable | MW | Before Competition Groups | 0.084619 | 0 | 0 | 171.4283 | 0.00049361 | 44 | Residential_2026_Achievable_MW_Before Competition Groups_44 | ECM MOTORS FOR HVAC APPLICATION (FAN-POWERED VAV BOX) | 0.04936% | 0 | 0.084619 | Residential_2026_Achievable_MW_Before Competition Groups_ECM MOTORS FOR HVAC APPLICATION (FAN-POWERED VAV BOX)
Residential | Res ¦ High Efficiency Storage Water Heater | 2026 | Technical | MW | Before Competition Groups | 0.97831 | 0 | 0 | 1999.7782 | 0.00048921 | 74 | Residential_2026_Technical_MW_Before Competition Groups_74 | High Efficiency Storage Water Heater | 0.04892% | 0 | 0.97831 | Residential_2026_Technical_MW_Before Competition Groups_High Efficiency Storage Water Heater
Residential | Res ¦ LED Parking Lot Fixture | 2026 | Technical | MW | Before Competition Groups | 0.89288 | 0 | 0 | 1999.7782 | 0.00044649 | 75 | Residential_2026_Technical_MW_Before Competition Groups_75 | LED Parking Lot Fixture | 0.04465% | 0 | 0.89288 | Residential_2026_Technical_MW_Before Competition Groups_LED Parking Lot Fixture
Residential | Res ¦ LED Exterior Area Lights - LED Fixture (200W) | 2026 | Economic | MW | Before Competition Groups | 0.40643 | 0 | 0 | 1041.657 | 0.00039018 | 43 | Residential_2026_Economic_MW_Before Competition Groups_43 | LED Exterior Area Lights - LED Fixture (200W) | 0.03902% | 0 | 0.40643 | Residential_2026_Economic_MW_Before Competition Groups_LED Exterior Area Lights - LED Fixture (200W)
Residential | Res ¦ ENERGY STAR LED Lamps (General Service Lamps) | 2026 | Economic | MW | Before Competition Groups | 0.3627 | 0 | 0 | 1041.657 | 0.00034819 | 44 | Residential_2026_Economic_MW_Before Competition Groups_44 | ENERGY STAR LED Lamps (General Service Lamps) | 0.03482% | 0 | 0.3627 | Residential_2026_Economic_MW_Before Competition Groups_ENERGY STAR LED Lamps (General Service Lamps)
Residential | Res ¦ Condensing Make Up Air Unit | 2026 | Technical | MW | Before Competition Groups | 0.67088 | 0 | 0 | 1999.7782 | 0.00033548 | 76 | Residential_2026_Technical_MW_Before Competition Groups_76 | Condensing Make Up Air Unit | 0.03355% | 0 | 0.67088 | Residential_2026_Technical_MW_Before Competition Groups_Condensing Make Up Air Unit
Residential | Res ¦ ECM MOTORS FOR HVAC APPLICATION (FAN-POWERED VAV BOX) | 2026 | Economic | MW | Before Competition Groups | 0.32345 | 0 | 0 | 1041.657 | 0.00031051 | 45 | Residential_2026_Economic_MW_Before Competition Groups_45 | ECM MOTORS FOR HVAC APPLICATION (FAN-POWERED VAV BOX) | 0.03105% | 0 | 0.32345 | Residential_2026_Economic_MW_Before Competition Groups_ECM MOTORS FOR HVAC APPLICATION (FAN-POWERED VAV BOX)
Residential | Res ¦ VFD on Pumps | 2026 | Technical | MW | Before Competition Groups | 0.61877 | 0 | 0 | 1999.7782 | 0.00030942 | 77 | Residential_2026_Technical_MW_Before Competition Groups_77 | VFD on Pumps | 0.03094% | 0 | 0.61877 | Residential_2026_Technical_MW_Before Competition Groups_VFD on Pumps
Residential | Res ¦ HVAC Optimization | 2026 | Technical | MW | Before Competition Groups | 0.6047 | 0 | 0 | 1999.7782 | 0.00030238 | 78 | Residential_2026_Technical_MW_Before Competition Groups_78 | HVAC Optimization | 0.03024% | 0 | 0.6047 | Residential_2026_Technical_MW_Before Competition Groups_HVAC Optimization
Residential | Res ¦ Heat Recovery Ventilator | 2026 | Achievable | MW | Before Competition Groups | 0.04425 | 0 | 0 | 171.4283 | 0.00025812 | 45 | Residential_2026_Achievable_MW_Before Competition Groups_45 | Heat Recovery Ventilator | 0.02581% | 0 | 0.04425 | Residential_2026_Achievable_MW_Before Competition Groups_Heat Recovery Ventilator
Residential | Res ¦ Solar Powered Attic Fan | 2026 | Technical | MW | Before Competition Groups | 0.51079 | 0 | 0 | 1999.7782 | 0.00025542 | 79 | Residential_2026_Technical_MW_Before Competition Groups_79 | Solar Powered Attic Fan | 0.02554% | 0 | 0.51079 | Residential_2026_Technical_MW_Before Competition Groups_Solar Powered Attic Fan
Residential | Res ¦ Beverage Vending Machine Controls | 2026 | Achievable | MW | Before Competition Groups | 0.042933 | 0 | 0 | 171.4283 | 0.00025044 | 46 | Residential_2026_Achievable_MW_Before Competition Groups_46 | Beverage Vending Machine Controls | 0.02504% | 0 | 0.042933 | Residential_2026_Achievable_MW_Before Competition Groups_Beverage Vending Machine Controls
Residential | Res ¦ LED Exterior Area Lights - LED Fixture (200W) | 2026 | Technical | MW | Before Competition Groups | 0.40643 | 0 | 0 | 1999.7782 | 0.00020324 | 80 | Residential_2026_Technical_MW_Before Competition Groups_80 | LED Exterior Area Lights - LED Fixture (200W) | 0.02032% | 0 | 0.40643 | Residential_2026_Technical_MW_Before Competition Groups_LED Exterior Area Lights - LED Fixture (200W)
Residential | Res ¦ Beverage Vending Machine Controls | 2026 | Economic | MW | Before Competition Groups | 0.2029 | 0 | 0 | 1041.657 | 0.00019479 | 46 | Residential_2026_Economic_MW_Before Competition Groups_46 | Beverage Vending Machine Controls | 0.01948% | 0 | 0.2029 | Residential_2026_Economic_MW_Before Competition Groups_Beverage Vending Machine Controls
Residential | Res ¦ ENERGY STAR LED Lamps (General Service Lamps) | 2026 | Technical | MW | Before Competition Groups | 0.3627 | 0 | 0 | 1999.7782 | 0.00018137 | 81 | Residential_2026_Technical_MW_Before Competition Groups_81 | ENERGY STAR LED Lamps (General Service Lamps) | 0.01814% | 0 | 0.3627 | Residential_2026_Technical_MW_Before Competition Groups_ENERGY STAR LED Lamps (General Service Lamps)
Residential | Res ¦ ECM MOTORS FOR HVAC APPLICATION (FAN-POWERED VAV BOX) | 2026 | Technical | MW | Before Competition Groups | 0.32345 | 0 | 0 | 1999.7782 | 0.00016174 | 82 | Residential_2026_Technical_MW_Before Competition Groups_82 | ECM MOTORS FOR HVAC APPLICATION (FAN-POWERED VAV BOX) | 0.01617% | 0 | 0.32345 | Residential_2026_Technical_MW_Before Competition Groups_ECM MOTORS FOR HVAC APPLICATION (FAN-POWERED VAV BOX)
Residential | Res ¦ Chilled Water Optimization | 2026 | Achievable | MW | Before Competition Groups | 0.025654 | 0 | 0 | 171.4283 | 0.00014965 | 47 | Residential_2026_Achievable_MW_Before Competition Groups_47 | Chilled Water Optimization | 0.01496% | 0 | 0.025654 | Residential_2026_Achievable_MW_Before Competition Groups_Chilled Water Optimization
Residential | Res ¦ Beverage Vending Machine Controls | 2026 | Technical | MW | Before Competition Groups | 0.2029 | 0 | 0 | 1999.7782 | 0.00010146 | 83 | Residential_2026_Technical_MW_Before Competition Groups_83 | Beverage Vending Machine Controls | 0.01015% | 0 | 0.2029 | Residential_2026_Technical_MW_Before Competition Groups_Beverage Vending Machine Controls
Residential | Res ¦ Wall Insulation MF | 2026 | Technical | MW | Before Competition Groups | 0.19756 | 0 | 0 | 1999.7782 | 9.8789e-05 | 84 | Residential_2026_Technical_MW_Before Competition Groups_84 | Wall Insulation MF | 0.009879% | 0 | 0.19756 | Residential_2026_Technical_MW_Before Competition Groups_Wall Insulation MF
Residential | Res ¦ Chilled Water Optimization | 2026 | Economic | MW | Before Competition Groups | 0.095855 | 0 | 0 | 1041.657 | 9.2021e-05 | 47 | Residential_2026_Economic_MW_Before Competition Groups_47 | Chilled Water Optimization | 0.009202% | 0 | 0.095855 | Residential_2026_Economic_MW_Before Competition Groups_Chilled Water Optimization
Residential | Res ¦ Tankless Water Heater | 2026 | Economic | MW | Before Competition Groups | 0.082829 | 0 | 0 | 1041.657 | 7.9516e-05 | 48 | Residential_2026_Economic_MW_Before Competition Groups_48 | Tankless Water Heater | 0.007952% | 0 | 0.082829 | Residential_2026_Economic_MW_Before Competition Groups_Tankless Water Heater
Residential | Res ¦ Energy Star Windows | 2026 | Achievable | MW | Before Competition Groups | 0.011647 | 0 | 0 | 171.4283 | 6.7942e-05 | 48 | Residential_2026_Achievable_MW_Before Competition Groups_48 | Energy Star Windows | 0.006794% | 0 | 0.011647 | Residential_2026_Achievable_MW_Before Competition Groups_Energy Star Windows
Residential | Res ¦ Chilled Water Optimization | 2026 | Technical | MW | Before Competition Groups | 0.095855 | 0 | 0 | 1999.7782 | 4.7933e-05 | 85 | Residential_2026_Technical_MW_Before Competition Groups_85 | Chilled Water Optimization | 0.004793% | 0 | 0.095855 | Residential_2026_Technical_MW_Before Competition Groups_Chilled Water Optimization
Residential | Res ¦ Energy Star Windows | 2026 | Economic | MW | Before Competition Groups | 0.04122 | 0 | 0 | 1041.657 | 3.9571e-05 | 49 | Residential_2026_Economic_MW_Before Competition Groups_49 | Energy Star Windows | 0.003957% | 0 | 0.04122 | Residential_2026_Economic_MW_Before Competition Groups_Energy Star Windows
Residential | Res ¦ Tankless Water Heater | 2026 | Achievable | MW | Before Competition Groups | 0.0058729 | 0 | 0 | 171.4283 | 3.4259e-05 | 49 | Residential_2026_Achievable_MW_Before Competition Groups_49 | Tankless Water Heater | 0.003426% | 0 | 0.0058729 | Residential_2026_Achievable_MW_Before Competition Groups_Tankless Water Heater
Residential | Res ¦ LED Recessed Downlights | 2026 | Technical | MW | Before Competition Groups | 0.043306 | 0 | 0 | 1999.7782 | 2.1656e-05 | 86 | Residential_2026_Technical_MW_Before Competition Groups_86 | LED Recessed Downlights | 0.002166% | 0 | 0.043306 | Residential_2026_Technical_MW_Before Competition Groups_LED Recessed Downlights
Residential | Res ¦ LED High Bay Fixture | 2026 | Technical | MW | Before Competition Groups | 0.037366 | 0 | 0 | 1999.7782 | 1.8685e-05 | 87 | Residential_2026_Technical_MW_Before Competition Groups_87 | LED High Bay Fixture | 0.001868% | 0 | 0.037366 | Residential_2026_Technical_MW_Before Competition Groups_LED High Bay Fixture
Residential | Res ¦ Wall Insulation MF | 2026 | Economic | MW | Before Competition Groups | 0.016216 | 0 | 0 | 1041.657 | 1.5567e-05 | 50 | Residential_2026_Economic_MW_Before Competition Groups_50 | Wall Insulation MF | 0.001557% | 0 | 0.016216 | Residential_2026_Economic_MW_Before Competition Groups_Wall Insulation MF
Residential | Res ¦ Radiant Barrier | 2026 | Technical | MW | Before Competition Groups | 0.015105 | 0 | 0 | 1999.7782 | 7.5531e-06 | 88 | Residential_2026_Technical_MW_Before Competition Groups_88 | Radiant Barrier | 0.0007553% | 0 | 0.015105 | Residential_2026_Technical_MW_Before Competition Groups_Radiant Barrier
Residential | Res ¦ Wall Insulation MF | 2026 | Achievable | MW | Before Competition Groups | 0.00077259 | 0 | 0 | 171.4283 | 4.5068e-06 | 50 | Residential_2026_Achievable_MW_Before Competition Groups_50 | Wall Insulation MF | 0.0004507% | 0 | 0.00077259 | Residential_2026_Achievable_MW_Before Competition Groups_Wall Insulation MF
Residential | Res ¦ Solar Water Preheat (Pools/DHW) | 2026 | Technical | MW | Before Competition Groups | 0.0032215 | 0 | 0 | 1999.7782 | 1.6109e-06 | 89 | Residential_2026_Technical_MW_Before Competition Groups_89 | Solar Water Preheat (Pools/DHW) | 0.0001611% | 0 | 0.0032215 | Residential_2026_Technical_MW_Before Competition Groups_Solar Water Preheat (Pools/DHW)
Residential | Res ¦ Photocell Controls (Outdoor) | 2026 | Technical | MW | Before Competition Groups | 8.7597e-05 | 0 | 0 | 1999.7782 | 4.3803e-08 | 90 | Residential_2026_Technical_MW_Before Competition Groups_90 | Photocell Controls (Outdoor) | 4.38e-06% | 0 | 8.7597e-05 | Residential_2026_Technical_MW_Before Competition Groups_Photocell Controls (Outdoor)
Residential | Res ¦ Air Source Heat Pump | 2026 | Achievable | MW | Before Competition Groups | 0 | 0 | 0 | 171.4283 | 0 | 51 | Residential_2026_Achievable_MW_Before Competition Groups_51 | Air Source Heat Pump | 0% | 0 | 0 | Residential_2026_Achievable_MW_Before Competition Groups_Air Source Heat Pump
Residential | Res ¦ Air Source Heat Pump | 2026 | Economic | MW | Before Competition Groups | 0 | 0 | 0 | 1041.657 | 0 | 51 | Residential_2026_Economic_MW_Before Competition Groups_51 | Air Source Heat Pump | 0% | 0 | 0 | Residential_2026_Economic_MW_Before Competition Groups_Air Source Heat Pump
Residential | Res ¦ Ceiling Insulation | 2026 | Achievable | MW | Before Competition Groups | 0 | 0 | 0 | 171.4283 | 0 | 52 | Residential_2026_Achievable_MW_Before Competition Groups_52 | Ceiling Insulation | 0% | 0 | 0 | Residential_2026_Achievable_MW_Before Competition Groups_Ceiling Insulation
Residential | Res ¦ Ceiling Insulation | 2026 | Economic | MW | Before Competition Groups | 0 | 0 | 0 | 1041.657 | 0 | 52 | Residential_2026_Economic_MW_Before Competition Groups_52 | Ceiling Insulation | 0% | 0 | 0 | Residential_2026_Economic_MW_Before Competition Groups_Ceiling Insulation
Residential | Res ¦ DHW Recirculation Systems | 2026 | Achievable | MW | Before Competition Groups | 0 | 0 | 0 | 171.4283 | 0 | 53 | Residential_2026_Achievable_MW_Before Competition Groups_53 | DHW Recirculation Systems | 0% | 0 | 0 | Residential_2026_Achievable_MW_Before Competition Groups_DHW Recirculation Systems
Residential | Res ¦ DHW Recirculation Systems | 2026 | Economic | MW | Before Competition Groups | 0 | 0 | 0 | 1041.657 | 0 | 53 | Residential_2026_Economic_MW_Before Competition Groups_53 | DHW Recirculation Systems | 0% | 0 | 0 | Residential_2026_Economic_MW_Before Competition Groups_DHW Recirculation Systems
Residential | Res ¦ Drain Water Heat Recovery | 2026 | Achievable | MW | Before Competition Groups | 0 | 0 | 0 | 171.4283 | 0 | 54 | Residential_2026_Achievable_MW_Before Competition Groups_54 | Drain Water Heat Recovery | 0% | 0 | 0 | Residential_2026_Achievable_MW_Before Competition Groups_Drain Water Heat Recovery
Residential | Res ¦ Drain Water Heat Recovery | 2026 | Economic | MW | Before Competition Groups | 0 | 0 | 0 | 1041.657 | 0 | 54 | Residential_2026_Economic_MW_Before Competition Groups_54 | Drain Water Heat Recovery | 0% | 0 | 0 | Residential_2026_Economic_MW_Before Competition Groups_Drain Water Heat Recovery
Residential | Res ¦ Early Hot Water Heater Replacement | 2026 | Achievable | MW | Before Competition Groups | 0 | 0 | 0 | 171.4283 | 0 | 55 | Residential_2026_Achievable_MW_Before Competition Groups_55 | Early Hot Water Heater Replacement | 0% | 0 | 0 | Residential_2026_Achievable_MW_Before Competition Groups_Early Hot Water Heater Replacement
Residential | Res ¦ Early Hot Water Heater Replacement | 2026 | Economic | MW | Before Competition Groups | 0 | 0 | 0 | 1041.657 | 0 | 55 | Residential_2026_Economic_MW_Before Competition Groups_55 | Early Hot Water Heater Replacement | 0% | 0 | 0 | Residential_2026_Economic_MW_Before Competition Groups_Early Hot Water Heater Replacement
Residential | Res ¦ Energy Star Clothes Dryer | 2026 | Achievable | MW | Before Competition Groups | 0 | 0 | 0 | 171.4283 | 0 | 56 | Residential_2026_Achievable_MW_Before Competition Groups_56 | Energy Star Clothes Dryer | 0% | 0 | 0 | Residential_2026_Achievable_MW_Before Competition Groups_Energy Star Clothes Dryer
Residential | Res ¦ Energy Star Clothes Dryer | 2026 | Economic | MW | Before Competition Groups | 0 | 0 | 0 | 1041.657 | 0 | 56 | Residential_2026_Economic_MW_Before Competition Groups_56 | Energy Star Clothes Dryer | 0% | 0 | 0 | Residential_2026_Economic_MW_Before Competition Groups_Energy Star Clothes Dryer
Residential | Res ¦ Energy Star Dehumidifier | 2026 | Achievable | MW | Before Competition Groups | 0 | 0 | 0 | 171.4283 | 0 | 57 | Residential_2026_Achievable_MW_Before Competition Groups_57 | Energy Star Dehumidifier | 0% | 0 | 0 | Residential_2026_Achievable_MW_Before Competition Groups_Energy Star Dehumidifier
Residential | Res ¦ Energy Star Dehumidifier | 2026 | Economic | MW | Before Competition Groups | 0 | 0 | 0 | 1041.657 | 0 | 57 | Residential_2026_Economic_MW_Before Competition Groups_57 | Energy Star Dehumidifier | 0% | 0 | 0 | Residential_2026_Economic_MW_Before Competition Groups_Energy Star Dehumidifier
Residential | Res ¦ Energy Star Freezer | 2026 | Achievable | MW | Before Competition Groups | 0 | 0 | 0 | 171.4283 | 0 | 58 | Residential_2026_Achievable_MW_Before Competition Groups_58 | Energy Star Freezer | 0% | 0 | 0 | Residential_2026_Achievable_MW_Before Competition Groups_Energy Star Freezer
Residential | Res ¦ Energy Star Freezer | 2026 | Economic | MW | Before Competition Groups | 0 | 0 | 0 | 1041.657 | 0 | 58 | Residential_2026_Economic_MW_Before Competition Groups_58 | Energy Star Freezer | 0% | 0 | 0 | Residential_2026_Economic_MW_Before Competition Groups_Energy Star Freezer
Residential | Res ¦ Furnace with ECM | 2026 | Achievable | MW | Before Competition Groups | 0 | 0 | 0 | 171.4283 | 0 | 59 | Residential_2026_Achievable_MW_Before Competition Groups_59 | Furnace with ECM | 0% | 0 | 0 | Residential_2026_Achievable_MW_Before Competition Groups_Furnace with ECM
Residential | Res ¦ Furnace with ECM | 2026 | Economic | MW | Before Competition Groups | 0 | 0 | 0 | 1041.657 | 0 | 59 | Residential_2026_Economic_MW_Before Competition Groups_59 | Furnace with ECM | 0% | 0 | 0 | Residential_2026_Economic_MW_Before Competition Groups_Furnace with ECM
Residential | Res ¦ Heat Pump Water Heater | 2026 | Achievable | MW | Before Competition Groups | 0 | 0 | 0 | 171.4283 | 0 | 60 | Residential_2026_Achievable_MW_Before Competition Groups_60 | Heat Pump Water Heater | 0% | 0 | 0 | Residential_2026_Achievable_MW_Before Competition Groups_Heat Pump Water Heater
Residential | Res ¦ Heat Pump Water Heater | 2026 | Economic | MW | Before Competition Groups | 0 | 0 | 0 | 1041.657 | 0 | 60 | Residential_2026_Economic_MW_Before Competition Groups_60 | Heat Pump Water Heater | 0% | 0 | 0 | Residential_2026_Economic_MW_Before Competition Groups_Heat Pump Water Heater
Residential | Res ¦ LED Downlight | 2026 | Achievable | MW | Before Competition Groups | 0 | 0 | 0 | 171.4283 | 0 | 61 | Residential_2026_Achievable_MW_Before Competition Groups_61 | LED Downlight | 0% | 0 | 0 | Residential_2026_Achievable_MW_Before Competition Groups_LED Downlight
Residential | Res ¦ LED Downlight | 2026 | Economic | MW | Before Competition Groups | 0 | 0 | 0 | 1041.657 | 0 | 61 | Residential_2026_Economic_MW_Before Competition Groups_61 | LED Downlight | 0% | 0 | 0 | Residential_2026_Economic_MW_Before Competition Groups_LED Downlight
Residential | Res ¦ LED High Bay Fixture | 2026 | Achievable | MW | Before Competition Groups | 0 | 0 | 0 | 171.4283 | 0 | 62 | Residential_2026_Achievable_MW_Before Competition Groups_62 | LED High Bay Fixture | 0% | 0 | 0 | Residential_2026_Achievable_MW_Before Competition Groups_LED High Bay Fixture
Residential | Res ¦ LED High Bay Fixture | 2026 | Economic | MW | Before Competition Groups | 0 | 0 | 0 | 1041.657 | 0 | 62 | Residential_2026_Economic_MW_Before Competition Groups_62 | LED High Bay Fixture | 0% | 0 | 0 | Residential_2026_Economic_MW_Before Competition Groups_LED High Bay Fixture
Residential | Res ¦ Lighting Motion Sensors, Timers, Dimmers | 2026 | Achievable | MW | Before Competition Groups | 0 | 0 | 0 | 171.4283 | 0 | 63 | Residential_2026_Achievable_MW_Before Competition Groups_63 | Lighting Motion Sensors, Timers, Dimmers | 0% | 0 | 0 | Residential_2026_Achievable_MW_Before Competition Groups_Lighting Motion Sensors, Timers, Dimmers
Residential | Res ¦ Lighting Motion Sensors, Timers, Dimmers | 2026 | Economic | MW | Before Competition Groups | 0 | 0 | 0 | 1041.657 | 0 | 63 | Residential_2026_Economic_MW_Before Competition Groups_63 | Lighting Motion Sensors, Timers, Dimmers | 0% | 0 | 0 | Residential_2026_Economic_MW_Before Competition Groups_Lighting Motion Sensors, Timers, Dimmers
Residential | Res ¦ Networked/ Connected - Indoor LED Luminaire | 2026 | Achievable | MW | Before Competition Groups | 0 | 0 | 0 | 171.4283 | 0 | 64 | Residential_2026_Achievable_MW_Before Competition Groups_64 | Networked/ Connected - Indoor LED Luminaire | 0% | 0 | 0 | Residential_2026_Achievable_MW_Before Competition Groups_Networked/ Connected - Indoor LED Luminaire
Residential | Res ¦ Networked/ Connected - Indoor LED Luminaire | 2026 | Economic | MW | Before Competition Groups | 0 | 0 | 0 | 1041.657 | 0 | 64 | Residential_2026_Economic_MW_Before Competition Groups_64 | Networked/ Connected - Indoor LED Luminaire | 0% | 0 | 0 | Residential_2026_Economic_MW_Before Competition Groups_Networked/ Connected - Indoor LED Luminaire
Residential | Res ¦ Radiant Barrier | 2026 | Achievable | MW | Before Competition Groups | 0 | 0 | 0 | 171.4283 | 0 | 65 | Residential_2026_Achievable_MW_Before Competition Groups_65 | Radiant Barrier | 0% | 0 | 0 | Residential_2026_Achievable_MW_Before Competition Groups_Radiant Barrier
Residential | Res ¦ Radiant Barrier | 2026 | Economic | MW | Before Competition Groups | 0 | 0 | 0 | 1041.657 | 0 | 65 | Residential_2026_Economic_MW_Before Competition Groups_65 | Radiant Barrier | 0% | 0 | 0 | Residential_2026_Economic_MW_Before Competition Groups_Radiant Barrier
Residential | Res ¦ Smart Power Bar | 2026 | Achievable | MW | Before Competition Groups | 0 | 0 | 0 | 171.4283 | 0 | 66 | Residential_2026_Achievable_MW_Before Competition Groups_66 | Smart Power Bar | 0% | 0 | 0 | Residential_2026_Achievable_MW_Before Competition Groups_Smart Power Bar
Residential | Res ¦ Smart Power Bar | 2026 | Economic | MW | Before Competition Groups | 0 | 0 | 0 | 1041.657 | 0 | 66 | Residential_2026_Economic_MW_Before Competition Groups_66 | Smart Power Bar | 0% | 0 | 0 | Residential_2026_Economic_MW_Before Competition Groups_Smart Power Bar
Residential | Res ¦ Variable Refrigerant Flow Heat Pump | 2026 | Achievable | MW | Before Competition Groups | 0 | 0 | 0 | 171.4283 | 0 | 67 | Residential_2026_Achievable_MW_Before Competition Groups_67 | Variable Refrigerant Flow Heat Pump | 0% | 0 | 0 | Residential_2026_Achievable_MW_Before Competition Groups_Variable Refrigerant Flow Heat Pump
Residential | Res ¦ Variable Refrigerant Flow Heat Pump | 2026 | Economic | MW | Before Competition Groups | 0 | 0 | 0 | 1041.657 | 0 | 67 | Residential_2026_Economic_MW_Before Competition Groups_67 | Variable Refrigerant Flow Heat Pump | 0% | 0 | 0 | Residential_2026_Economic_MW_Before Competition Groups_Variable Refrigerant Flow Heat Pump
Residential | Res ¦ Adaptive Thermostat | 2027 | Economic | MW | Before Competition Groups | 198.4756 | 0 | 0 | 1107.3924 | 0.17923 | 1 | Residential_2027_Economic_MW_Before Competition Groups_1 | Adaptive Thermostat | 17.92% | 0 | 198.4756 | Residential_2027_Economic_MW_Before Competition Groups_Adaptive Thermostat
Residential | Res ¦ Building Recommissioning, Operations and Maintenance (O&M) Improvements | 2027 | Achievable | MW | Before Competition Groups | 37.1963 | 0 | 0 | 228.6379 | 0.16269 | 1 | Residential_2027_Achievable_MW_Before Competition Groups_1 | Building Recommissioning, Operations and Maintenance (O&M) Improvements | 16.27% | 0 | 37.1963 | Residential_2027_Achievable_MW_Before Competition Groups_Building Recommissioning, Operations and Maintenance (O&M) Improvements
Residential | Res ¦ Ductless Mini-Split Heat Pump | 2027 | Achievable | MW | Before Competition Groups | 26.6584 | 0 | 0 | 228.6379 | 0.1166 | 2 | Residential_2027_Achievable_MW_Before Competition Groups_2 | Ductless Mini-Split Heat Pump | 11.66% | 0 | 26.6584 | Residential_2027_Achievable_MW_Before Competition Groups_Ductless Mini-Split Heat Pump
Residential | Res ¦ Variable Speed Pool Pump Motor | 2027 | Achievable | MW | Before Competition Groups | 26.2172 | 0 | 0 | 228.6379 | 0.11467 | 3 | Residential_2027_Achievable_MW_Before Competition Groups_3 | Variable Speed Pool Pump Motor | 11.47% | 0 | 26.2172 | Residential_2027_Achievable_MW_Before Competition Groups_Variable Speed Pool Pump Motor
Residential | Res ¦ Energy Star Central Air Conditioner | 2027 | Technical | MW | Before Competition Groups | 243.6316 | 0 | 0 | 2137.3919 | 0.11399 | 1 | Residential_2027_Technical_MW_Before Competition Groups_1 | Energy Star Central Air Conditioner | 11.4% | 0 | 243.6316 | Residential_2027_Technical_MW_Before Competition Groups_Energy Star Central Air Conditioner
Residential | Res ¦ Energy Star Clothes Washer | 2027 | Achievable | MW | Before Competition Groups | 24.8943 | 0 | 0 | 228.6379 | 0.10888 | 4 | Residential_2027_Achievable_MW_Before Competition Groups_4 | Energy Star Clothes Washer | 10.89% | 0 | 24.8943 | Residential_2027_Achievable_MW_Before Competition Groups_Energy Star Clothes Washer
Residential | Res ¦ Adaptive Thermostat | 2027 | Technical | MW | Before Competition Groups | 198.4756 | 0 | 0 | 2137.3919 | 0.092859 | 2 | Residential_2027_Technical_MW_Before Competition Groups_2 | Adaptive Thermostat | 9.286% | 0 | 198.4756 | Residential_2027_Technical_MW_Before Competition Groups_Adaptive Thermostat
Residential | Res ¦ Adaptive Thermostat | 2027 | Achievable | MW | Before Competition Groups | 20.5376 | 0 | 0 | 228.6379 | 0.089826 | 5 | Residential_2027_Achievable_MW_Before Competition Groups_5 | Adaptive Thermostat | 8.983% | 0 | 20.5376 | Residential_2027_Achievable_MW_Before Competition Groups_Adaptive Thermostat
Residential | Res ¦ Building Recommissioning, Operations and Maintenance (O&M) Improvements | 2027 | Economic | MW | Before Competition Groups | 98.4631 | 0 | 0 | 1107.3924 | 0.088914 | 2 | Residential_2027_Economic_MW_Before Competition Groups_2 | Building Recommissioning, Operations and Maintenance (O&M) Improvements | 8.891% | 0 | 98.4631 | Residential_2027_Economic_MW_Before Competition Groups_Building Recommissioning, Operations and Maintenance (O&M) Improvements
Residential | Res ¦ Basement Wall Insulation | 2027 | Economic | MW | Before Competition Groups | 87.522 | 0 | 0 | 1107.3924 | 0.079034 | 3 | Residential_2027_Economic_MW_Before Competition Groups_3 | Basement Wall Insulation | 7.903% | 0 | 87.522 | Residential_2027_Economic_MW_Before Competition Groups_Basement Wall Insulation
Residential | Res ¦ Ductless Mini-Split Heat Pump | 2027 | Economic | MW | Before Competition Groups | 82.6688 | 0 | 0 | 1107.3924 | 0.074652 | 4 | Residential_2027_Economic_MW_Before Competition Groups_4 | Ductless Mini-Split Heat Pump | 7.465% | 0 | 82.6688 | Residential_2027_Economic_MW_Before Competition Groups_Ductless Mini-Split Heat Pump
Residential | Res ¦ Variable Speed Pool Pump Motor | 2027 | Economic | MW | Before Competition Groups | 69.406 | 0 | 0 | 1107.3924 | 0.062675 | 5 | Residential_2027_Economic_MW_Before Competition Groups_5 | Variable Speed Pool Pump Motor | 6.268% | 0 | 69.406 | Residential_2027_Economic_MW_Before Competition Groups_Variable Speed Pool Pump Motor
Residential | Res ¦ Attic Insulation | 2027 | Economic | MW | Before Competition Groups | 67.5564 | 0 | 0 | 1107.3924 | 0.061005 | 6 | Residential_2027_Economic_MW_Before Competition Groups_6 | Attic Insulation | 6.1% | 0 | 67.5564 | Residential_2027_Economic_MW_Before Competition Groups_Attic Insulation
Residential | Res ¦ Energy Star A Line, PAR, MR Lamps | 2027 | Economic | MW | Before Competition Groups | 59.1281 | 0 | 0 | 1107.3924 | 0.053394 | 7 | Residential_2027_Economic_MW_Before Competition Groups_7 | Energy Star A Line, PAR, MR Lamps | 5.339% | 0 | 59.1281 | Residential_2027_Economic_MW_Before Competition Groups_Energy Star A Line, PAR, MR Lamps
Residential | Res ¦ Energy Star LED Bulbs General Purpose LEDs | 2027 | Economic | MW | Before Competition Groups | 51.6373 | 0 | 0 | 1107.3924 | 0.04663 | 8 | Residential_2027_Economic_MW_Before Competition Groups_8 | Energy Star LED Bulbs General Purpose LEDs | 4.663% | 0 | 51.6373 | Residential_2027_Economic_MW_Before Competition Groups_Energy Star LED Bulbs General Purpose LEDs
Residential | Res ¦ Building Recommissioning, Operations and Maintenance (O&M) Improvements | 2027 | Technical | MW | Before Competition Groups | 98.4631 | 0 | 0 | 2137.3919 | 0.046067 | 3 | Residential_2027_Technical_MW_Before Competition Groups_3 | Building Recommissioning, Operations and Maintenance (O&M) Improvements | 4.607% | 0 | 98.4631 | Residential_2027_Technical_MW_Before Competition Groups_Building Recommissioning, Operations and Maintenance (O&M) Improvements
Residential | Res ¦ Ductless Mini-Split Air Conditioner | 2027 | Technical | MW | Before Competition Groups | 90.9365 | 0 | 0 | 2137.3919 | 0.042546 | 4 | Residential_2027_Technical_MW_Before Competition Groups_4 | Ductless Mini-Split Air Conditioner | 4.255% | 0 | 90.9365 | Residential_2027_Technical_MW_Before Competition Groups_Ductless Mini-Split Air Conditioner
Residential | Res ¦ Energy Star Air Source Heat Pump | 2027 | Economic | MW | Before Competition Groups | 46.1832 | 0 | 0 | 1107.3924 | 0.041704 | 9 | Residential_2027_Economic_MW_Before Competition Groups_9 | Energy Star Air Source Heat Pump | 4.17% | 0 | 46.1832 | Residential_2027_Economic_MW_Before Competition Groups_Energy Star Air Source Heat Pump
Residential | Res ¦ Basement Wall Insulation | 2027 | Technical | MW | Before Competition Groups | 87.522 | 0 | 0 | 2137.3919 | 0.040948 | 5 | Residential_2027_Technical_MW_Before Competition Groups_5 | Basement Wall Insulation | 4.095% | 0 | 87.522 | Residential_2027_Technical_MW_Before Competition Groups_Basement Wall Insulation
Residential | Res ¦ Energy Star LED Specialty Bulbs | 2027 | Economic | MW | Before Competition Groups | 44.9973 | 0 | 0 | 1107.3924 | 0.040634 | 10 | Residential_2027_Economic_MW_Before Competition Groups_10 | Energy Star LED Specialty Bulbs | 4.063% | 0 | 44.9973 | Residential_2027_Economic_MW_Before Competition Groups_Energy Star LED Specialty Bulbs
Residential | Res ¦ Ductless Mini-Split Heat Pump | 2027 | Technical | MW | Before Competition Groups | 82.6688 | 0 | 0 | 2137.3919 | 0.038677 | 6 | Residential_2027_Technical_MW_Before Competition Groups_6 | Ductless Mini-Split Heat Pump | 3.868% | 0 | 82.6688 | Residential_2027_Technical_MW_Before Competition Groups_Ductless Mini-Split Heat Pump
Residential | Res ¦ Energy Star LED Bulbs General Purpose LEDs | 2027 | Achievable | MW | Before Competition Groups | 8.7763 | 0 | 0 | 228.6379 | 0.038385 | 6 | Residential_2027_Achievable_MW_Before Competition Groups_6 | Energy Star LED Bulbs General Purpose LEDs | 3.839% | 0 | 8.7763 | Residential_2027_Achievable_MW_Before Competition Groups_Energy Star LED Bulbs General Purpose LEDs
Residential | Res ¦ Energy Star Ground Source Heat Pump | 2027 | Technical | MW | Before Competition Groups | 81.6796 | 0 | 0 | 2137.3919 | 0.038215 | 7 | Residential_2027_Technical_MW_Before Competition Groups_7 | Energy Star Ground Source Heat Pump | 3.821% | 0 | 81.6796 | Residential_2027_Technical_MW_Before Competition Groups_Energy Star Ground Source Heat Pump
Residential | Res ¦ Energy Star Clothes Washer | 2027 | Economic | MW | Before Competition Groups | 42.2935 | 0 | 0 | 1107.3924 | 0.038192 | 11 | Residential_2027_Economic_MW_Before Competition Groups_11 | Energy Star Clothes Washer | 3.819% | 0 | 42.2935 | Residential_2027_Economic_MW_Before Competition Groups_Energy Star Clothes Washer
Residential | Res ¦ Basement or Crawlspace Insulation | 2027 | Technical | MW | Before Competition Groups | 72.8294 | 0 | 0 | 2137.3919 | 0.034074 | 8 | Residential_2027_Technical_MW_Before Competition Groups_8 | Basement or Crawlspace Insulation | 3.407% | 0 | 72.8294 | Residential_2027_Technical_MW_Before Competition Groups_Basement or Crawlspace Insulation
Residential | Res ¦ Energy Star LED Specialty Bulbs | 2027 | Achievable | MW | Before Competition Groups | 7.694 | 0 | 0 | 228.6379 | 0.033651 | 7 | Residential_2027_Achievable_MW_Before Competition Groups_7 | Energy Star LED Specialty Bulbs | 3.365% | 0 | 7.694 | Residential_2027_Achievable_MW_Before Competition Groups_Energy Star LED Specialty Bulbs
Residential | Res ¦ Smart Power Bar | 2027 | Technical | MW | Before Competition Groups | 71.5803 | 0 | 0 | 2137.3919 | 0.03349 | 9 | Residential_2027_Technical_MW_Before Competition Groups_9 | Smart Power Bar | 3.349% | 0 | 71.5803 | Residential_2027_Technical_MW_Before Competition Groups_Smart Power Bar
Residential | Res ¦ Variable Speed Pool Pump Motor | 2027 | Technical | MW | Before Competition Groups | 69.406 | 0 | 0 | 2137.3919 | 0.032472 | 10 | Residential_2027_Technical_MW_Before Competition Groups_10 | Variable Speed Pool Pump Motor | 3.247% | 0 | 69.406 | Residential_2027_Technical_MW_Before Competition Groups_Variable Speed Pool Pump Motor
Residential | Res ¦ Attic Insulation | 2027 | Technical | MW | Before Competition Groups | 67.5564 | 0 | 0 | 2137.3919 | 0.031607 | 11 | Residential_2027_Technical_MW_Before Competition Groups_11 | Attic Insulation | 3.161% | 0 | 67.5564 | Residential_2027_Technical_MW_Before Competition Groups_Attic Insulation
Residential | Res ¦ Energy Star Room Air Conditioner | 2027 | Economic | MW | Before Competition Groups | 34.686 | 0 | 0 | 1107.3924 | 0.031322 | 12 | Residential_2027_Economic_MW_Before Competition Groups_12 | Energy Star Room Air Conditioner | 3.132% | 0 | 34.686 | Residential_2027_Economic_MW_Before Competition Groups_Energy Star Room Air Conditioner
Residential | Res ¦ Energy Star Room Air Conditioner | 2027 | Achievable | MW | Before Competition Groups | 6.6797 | 0 | 0 | 228.6379 | 0.029215 | 8 | Residential_2027_Achievable_MW_Before Competition Groups_8 | Energy Star Room Air Conditioner | 2.922% | 0 | 6.6797 | Residential_2027_Achievable_MW_Before Competition Groups_Energy Star Room Air Conditioner
Residential | Res ¦ Energy Star A Line, PAR, MR Lamps | 2027 | Technical | MW | Before Competition Groups | 59.1281 | 0 | 0 | 2137.3919 | 0.027664 | 12 | Residential_2027_Technical_MW_Before Competition Groups_12 | Energy Star A Line, PAR, MR Lamps | 2.766% | 0 | 59.1281 | Residential_2027_Technical_MW_Before Competition Groups_Energy Star A Line, PAR, MR Lamps
Residential | Res ¦ Smart Burners | 2027 | Technical | MW | Before Competition Groups | 54.4888 | 0 | 0 | 2137.3919 | 0.025493 | 13 | Residential_2027_Technical_MW_Before Competition Groups_13 | Smart Burners | 2.549% | 0 | 54.4888 | Residential_2027_Technical_MW_Before Competition Groups_Smart Burners
Residential | Res ¦ Wall Insulation | 2027 | Technical | MW | Before Competition Groups | 52.9432 | 0 | 0 | 2137.3919 | 0.02477 | 14 | Residential_2027_Technical_MW_Before Competition Groups_14 | Wall Insulation | 2.477% | 0 | 52.9432 | Residential_2027_Technical_MW_Before Competition Groups_Wall Insulation
Residential | Res ¦ Basement Wall Insulation | 2027 | Achievable | MW | Before Competition Groups | 5.5506 | 0 | 0 | 228.6379 | 0.024277 | 9 | Residential_2027_Achievable_MW_Before Competition Groups_9 | Basement Wall Insulation | 2.428% | 0 | 5.5506 | Residential_2027_Achievable_MW_Before Competition Groups_Basement Wall Insulation
Residential | Res ¦ Occupancy Sensors MF | 2027 | Achievable | MW | Before Competition Groups | 5.5348 | 0 | 0 | 228.6379 | 0.024207 | 10 | Residential_2027_Achievable_MW_Before Competition Groups_10 | Occupancy Sensors MF | 2.421% | 0 | 5.5348 | Residential_2027_Achievable_MW_Before Competition Groups_Occupancy Sensors MF
Residential | Res ¦ Energy Star LED Bulbs General Purpose LEDs | 2027 | Technical | MW | Before Competition Groups | 51.6373 | 0 | 0 | 2137.3919 | 0.024159 | 15 | Residential_2027_Technical_MW_Before Competition Groups_15 | Energy Star LED Bulbs General Purpose LEDs | 2.416% | 0 | 51.6373 | Residential_2027_Technical_MW_Before Competition Groups_Energy Star LED Bulbs General Purpose LEDs
Residential | Res ¦ Advanced BAS/Controllers | 2027 | Achievable | MW | Before Competition Groups | 5.4328 | 0 | 0 | 228.6379 | 0.023761 | 11 | Residential_2027_Achievable_MW_Before Competition Groups_11 | Advanced BAS/Controllers | 2.376% | 0 | 5.4328 | Residential_2027_Achievable_MW_Before Competition Groups_Advanced BAS/Controllers
Residential | Res ¦ Energy Star Refrigerator | 2027 | Technical | MW | Before Competition Groups | 48.2729 | 0 | 0 | 2137.3919 | 0.022585 | 16 | Residential_2027_Technical_MW_Before Competition Groups_16 | Energy Star Refrigerator | 2.258% | 0 | 48.2729 | Residential_2027_Technical_MW_Before Competition Groups_Energy Star Refrigerator
Residential | Res ¦ Energy Star Air Source Heat Pump | 2027 | Achievable | MW | Before Competition Groups | 5.0374 | 0 | 0 | 228.6379 | 0.022032 | 12 | Residential_2027_Achievable_MW_Before Competition Groups_12 | Energy Star Air Source Heat Pump | 2.203% | 0 | 5.0374 | Residential_2027_Achievable_MW_Before Competition Groups_Energy Star Air Source Heat Pump
Residential | Res ¦ Energy Star Air Source Heat Pump | 2027 | Technical | MW | Before Competition Groups | 46.1832 | 0 | 0 | 2137.3919 | 0.021607 | 17 | Residential_2027_Technical_MW_Before Competition Groups_17 | Energy Star Air Source Heat Pump | 2.161% | 0 | 46.1832 | Residential_2027_Technical_MW_Before Competition Groups_Energy Star Air Source Heat Pump
Residential | Res ¦ Clothes Drying Racks | 2027 | Achievable | MW | Before Competition Groups | 4.937 | 0 | 0 | 228.6379 | 0.021593 | 13 | Residential_2027_Achievable_MW_Before Competition Groups_13 | Clothes Drying Racks | 2.159% | 0 | 4.937 | Residential_2027_Achievable_MW_Before Competition Groups_Clothes Drying Racks
Residential | Res ¦ Energy Star LED Specialty Bulbs | 2027 | Technical | MW | Before Competition Groups | 44.9973 | 0 | 0 | 2137.3919 | 0.021052 | 18 | Residential_2027_Technical_MW_Before Competition Groups_18 | Energy Star LED Specialty Bulbs | 2.105% | 0 | 44.9973 | Residential_2027_Technical_MW_Before Competition Groups_Energy Star LED Specialty Bulbs
Residential | Res ¦ Heat Pump Clothes Dryer | 2027 | Technical | MW | Before Competition Groups | 44.5527 | 0 | 0 | 2137.3919 | 0.020844 | 19 | Residential_2027_Technical_MW_Before Competition Groups_19 | Heat Pump Clothes Dryer | 2.084% | 0 | 44.5527 | Residential_2027_Technical_MW_Before Competition Groups_Heat Pump Clothes Dryer
Residential | Res ¦ Energy Star Clothes Washer | 2027 | Technical | MW | Before Competition Groups | 42.2935 | 0 | 0 | 2137.3919 | 0.019787 | 20 | Residential_2027_Technical_MW_Before Competition Groups_20 | Energy Star Clothes Washer | 1.979% | 0 | 42.2935 | Residential_2027_Technical_MW_Before Competition Groups_Energy Star Clothes Washer
Residential | Res ¦ Duct Insulation | 2027 | Economic | MW | Before Competition Groups | 20.9436 | 0 | 0 | 1107.3924 | 0.018913 | 13 | Residential_2027_Economic_MW_Before Competition Groups_13 | Duct Insulation | 1.891% | 0 | 20.9436 | Residential_2027_Economic_MW_Before Competition Groups_Duct Insulation
Residential | Res ¦ Attic Insulation | 2027 | Achievable | MW | Before Competition Groups | 4.2837 | 0 | 0 | 228.6379 | 0.018736 | 14 | Residential_2027_Achievable_MW_Before Competition Groups_14 | Attic Insulation | 1.874% | 0 | 4.2837 | Residential_2027_Achievable_MW_Before Competition Groups_Attic Insulation
Residential | Res ¦ Smart Burners | 2027 | Economic | MW | Before Competition Groups | 20.4743 | 0 | 0 | 1107.3924 | 0.018489 | 14 | Residential_2027_Economic_MW_Before Competition Groups_14 | Smart Burners | 1.849% | 0 | 20.4743 | Residential_2027_Economic_MW_Before Competition Groups_Smart Burners
Residential | Res ¦ Energy Star A Line, PAR, MR Lamps | 2027 | Achievable | MW | Before Competition Groups | 4.1888 | 0 | 0 | 228.6379 | 0.018321 | 15 | Residential_2027_Achievable_MW_Before Competition Groups_15 | Energy Star A Line, PAR, MR Lamps | 1.832% | 0 | 4.1888 | Residential_2027_Achievable_MW_Before Competition Groups_Energy Star A Line, PAR, MR Lamps
Residential | Res ¦ Refrigerator Recycling | 2027 | Achievable | MW | Before Competition Groups | 4.186 | 0 | 0 | 228.6379 | 0.018309 | 16 | Residential_2027_Achievable_MW_Before Competition Groups_16 | Refrigerator Recycling | 1.831% | 0 | 4.186 | Residential_2027_Achievable_MW_Before Competition Groups_Refrigerator Recycling
Residential | Res ¦ Freezer Recycling | 2027 | Achievable | MW | Before Competition Groups | 3.8887 | 0 | 0 | 228.6379 | 0.017008 | 17 | Residential_2027_Achievable_MW_Before Competition Groups_17 | Freezer Recycling | 1.701% | 0 | 3.8887 | Residential_2027_Achievable_MW_Before Competition Groups_Freezer Recycling
Residential | Res ¦ Air Sealing | 2027 | Economic | MW | Before Competition Groups | 18.6585 | 0 | 0 | 1107.3924 | 0.016849 | 15 | Residential_2027_Economic_MW_Before Competition Groups_15 | Air Sealing | 1.685% | 0 | 18.6585 | Residential_2027_Economic_MW_Before Competition Groups_Air Sealing
Residential | Res ¦ Networked/ Connected - Indoor LED Lamp | 2027 | Technical | MW | Before Competition Groups | 35.5667 | 0 | 0 | 2137.3919 | 0.01664 | 21 | Residential_2027_Technical_MW_Before Competition Groups_21 | Networked/ Connected - Indoor LED Lamp | 1.664% | 0 | 35.5667 | Residential_2027_Technical_MW_Before Competition Groups_Networked/ Connected - Indoor LED Lamp
Residential | Res ¦ High Efficiency Chiller (avg of water and air cooled) | 2027 | Achievable | MW | Before Competition Groups | 3.7986 | 0 | 0 | 228.6379 | 0.016614 | 18 | Residential_2027_Achievable_MW_Before Competition Groups_18 | High Efficiency Chiller (avg of water and air cooled) | 1.661% | 0 | 3.7986 | Residential_2027_Achievable_MW_Before Competition Groups_High Efficiency Chiller (avg of water and air cooled)
Residential | Res ¦ Energy Star Room Air Conditioner | 2027 | Technical | MW | Before Competition Groups | 35.1645 | 0 | 0 | 2137.3919 | 0.016452 | 22 | Residential_2027_Technical_MW_Before Competition Groups_22 | Energy Star Room Air Conditioner | 1.645% | 0 | 35.1645 | Residential_2027_Technical_MW_Before Competition Groups_Energy Star Room Air Conditioner
Residential | Res ¦ Floor Insulation | 2027 | Economic | MW | Before Competition Groups | 17.7373 | 0 | 0 | 1107.3924 | 0.016017 | 16 | Residential_2027_Economic_MW_Before Competition Groups_16 | Floor Insulation | 1.602% | 0 | 17.7373 | Residential_2027_Economic_MW_Before Competition Groups_Floor Insulation
Residential | Res ¦ Induction Cooking Stove Top | 2027 | Technical | MW | Before Competition Groups | 33.5651 | 0 | 0 | 2137.3919 | 0.015704 | 23 | Residential_2027_Technical_MW_Before Competition Groups_23 | Induction Cooking Stove Top | 1.57% | 0 | 33.5651 | Residential_2027_Technical_MW_Before Competition Groups_Induction Cooking Stove Top
Residential | Res ¦ Occupancy Sensors MF | 2027 | Economic | MW | Before Competition Groups | 14.5558 | 0 | 0 | 1107.3924 | 0.013144 | 17 | Residential_2027_Economic_MW_Before Competition Groups_17 | Occupancy Sensors MF | 1.314% | 0 | 14.5558 | Residential_2027_Economic_MW_Before Competition Groups_Occupancy Sensors MF
Residential | Res ¦ Advanced BAS/Controllers | 2027 | Economic | MW | Before Competition Groups | 14.3831 | 0 | 0 | 1107.3924 | 0.012988 | 18 | Residential_2027_Economic_MW_Before Competition Groups_18 | Advanced BAS/Controllers | 1.299% | 0 | 14.3831 | Residential_2027_Economic_MW_Before Competition Groups_Advanced BAS/Controllers
Residential | Res ¦ Ceiling Insulation | 2027 | Technical | MW | Before Competition Groups | 26.3716 | 0 | 0 | 2137.3919 | 0.012338 | 24 | Residential_2027_Technical_MW_Before Competition Groups_24 | Ceiling Insulation | 1.234% | 0 | 26.3716 | Residential_2027_Technical_MW_Before Competition Groups_Ceiling Insulation
Residential | Res ¦ Wall Insulation | 2027 | Economic | MW | Before Competition Groups | 13.4626 | 0 | 0 | 1107.3924 | 0.012157 | 19 | Residential_2027_Economic_MW_Before Competition Groups_19 | Wall Insulation | 1.216% | 0 | 13.4626 | Residential_2027_Economic_MW_Before Competition Groups_Wall Insulation
Residential | Res ¦ Energy Star Clothes Dryer | 2027 | Technical | MW | Before Competition Groups | 25.4471 | 0 | 0 | 2137.3919 | 0.011906 | 25 | Residential_2027_Technical_MW_Before Competition Groups_25 | Energy Star Clothes Dryer | 1.191% | 0 | 25.4471 | Residential_2027_Technical_MW_Before Competition Groups_Energy Star Clothes Dryer
Residential | Res ¦ Clothes Drying Racks | 2027 | Economic | MW | Before Competition Groups | 13.0758 | 0 | 0 | 1107.3924 | 0.011808 | 20 | Residential_2027_Economic_MW_Before Competition Groups_20 | Clothes Drying Racks | 1.181% | 0 | 13.0758 | Residential_2027_Economic_MW_Before Competition Groups_Clothes Drying Racks
Residential | Res ¦ Variable Refrigerant Flow Heat Pump | 2027 | Technical | MW | Before Competition Groups | 25.137 | 0 | 0 | 2137.3919 | 0.011761 | 26 | Residential_2027_Technical_MW_Before Competition Groups_26 | Variable Refrigerant Flow Heat Pump | 1.176% | 0 | 25.137 | Residential_2027_Technical_MW_Before Competition Groups_Variable Refrigerant Flow Heat Pump
Residential | Res ¦ Energy Star Torchiere | 2027 | Achievable | MW | Before Competition Groups | 2.6623 | 0 | 0 | 228.6379 | 0.011644 | 19 | Residential_2027_Achievable_MW_Before Competition Groups_19 | Energy Star Torchiere | 1.164% | 0 | 2.6623 | Residential_2027_Achievable_MW_Before Competition Groups_Energy Star Torchiere
Residential | Res ¦ Duct Insulation | 2027 | Technical | MW | Before Competition Groups | 21.9887 | 0 | 0 | 2137.3919 | 0.010288 | 27 | Residential_2027_Technical_MW_Before Competition Groups_27 | Duct Insulation | 1.029% | 0 | 21.9887 | Residential_2027_Technical_MW_Before Competition Groups_Duct Insulation
Residential | Res ¦ Refrigerator Recycling | 2027 | Economic | MW | Before Competition Groups | 11.082 | 0 | 0 | 1107.3924 | 0.010007 | 21 | Residential_2027_Economic_MW_Before Competition Groups_21 | Refrigerator Recycling | 1.001% | 0 | 11.082 | Residential_2027_Economic_MW_Before Competition Groups_Refrigerator Recycling
Residential | Res ¦ Lighting Motion Sensors, Timers, Dimmers | 2027 | Technical | MW | Before Competition Groups | 21.0107 | 0 | 0 | 2137.3919 | 0.00983 | 28 | Residential_2027_Technical_MW_Before Competition Groups_28 | Lighting Motion Sensors, Timers, Dimmers | 0.983% | 0 | 21.0107 | Residential_2027_Technical_MW_Before Competition Groups_Lighting Motion Sensors, Timers, Dimmers
Residential | Res ¦ Freezer Recycling | 2027 | Economic | MW | Before Competition Groups | 10.3229 | 0 | 0 | 1107.3924 | 0.0093218 | 22 | Residential_2027_Economic_MW_Before Competition Groups_22 | Freezer Recycling | 0.9322% | 0 | 10.3229 | Residential_2027_Economic_MW_Before Competition Groups_Freezer Recycling
Residential | Res ¦ Smart Burners | 2027 | Achievable | MW | Before Competition Groups | 2.1287 | 0 | 0 | 228.6379 | 0.0093102 | 20 | Residential_2027_Achievable_MW_Before Competition Groups_20 | Smart Burners | 0.931% | 0 | 2.1287 | Residential_2027_Achievable_MW_Before Competition Groups_Smart Burners
Residential | Res ¦ Air Sealing | 2027 | Technical | MW | Before Competition Groups | 18.6585 | 0 | 0 | 2137.3919 | 0.0087295 | 29 | Residential_2027_Technical_MW_Before Competition Groups_29 | Air Sealing | 0.873% | 0 | 18.6585 | Residential_2027_Technical_MW_Before Competition Groups_Air Sealing
Residential | Res ¦ Energy Star Torchiere | 2027 | Economic | MW | Before Competition Groups | 9.44 | 0 | 0 | 1107.3924 | 0.0085245 | 23 | Residential_2027_Economic_MW_Before Competition Groups_23 | Energy Star Torchiere | 0.8525% | 0 | 9.44 | Residential_2027_Economic_MW_Before Competition Groups_Energy Star Torchiere
Residential | Res ¦ Central Air Conditioner Maintenance | 2027 | Technical | MW | Before Competition Groups | 18.0158 | 0 | 0 | 2137.3919 | 0.0084289 | 30 | Residential_2027_Technical_MW_Before Competition Groups_30 | Central Air Conditioner Maintenance | 0.8429% | 0 | 18.0158 | Residential_2027_Technical_MW_Before Competition Groups_Central Air Conditioner Maintenance
Residential | Res ¦ Energy Star Light Fixture | 2027 | Achievable | MW | Before Competition Groups | 1.9062 | 0 | 0 | 228.6379 | 0.0083374 | 21 | Residential_2027_Achievable_MW_Before Competition Groups_21 | Energy Star Light Fixture | 0.8337% | 0 | 1.9062 | Residential_2027_Achievable_MW_Before Competition Groups_Energy Star Light Fixture
Residential | Res ¦ Floor Insulation | 2027 | Technical | MW | Before Competition Groups | 17.7373 | 0 | 0 | 2137.3919 | 0.0082986 | 31 | Residential_2027_Technical_MW_Before Competition Groups_31 | Floor Insulation | 0.8299% | 0 | 17.7373 | Residential_2027_Technical_MW_Before Competition Groups_Floor Insulation
Residential | Res ¦ Basement or Crawlspace Insulation | 2027 | Economic | MW | Before Competition Groups | 8.6088 | 0 | 0 | 1107.3924 | 0.007774 | 24 | Residential_2027_Economic_MW_Before Competition Groups_24 | Basement or Crawlspace Insulation | 0.7774% | 0 | 8.6088 | Residential_2027_Economic_MW_Before Competition Groups_Basement or Crawlspace Insulation
Residential | Res ¦ Dehumidifier Recycling | 2027 | Technical | MW | Before Competition Groups | 16.4485 | 0 | 0 | 2137.3919 | 0.0076956 | 32 | Residential_2027_Technical_MW_Before Competition Groups_32 | Dehumidifier Recycling | 0.7696% | 0 | 16.4485 | Residential_2027_Technical_MW_Before Competition Groups_Dehumidifier Recycling
Residential | Res ¦ Duct Insulation MF | 2027 | Economic | MW | Before Competition Groups | 7.7739 | 0 | 0 | 1107.3924 | 0.00702 | 25 | Residential_2027_Economic_MW_Before Competition Groups_25 | Duct Insulation MF | 0.702% | 0 | 7.7739 | Residential_2027_Economic_MW_Before Competition Groups_Duct Insulation MF
Residential | Res ¦ Occupancy Sensors MF | 2027 | Technical | MW | Before Competition Groups | 14.5558 | 0 | 0 | 2137.3919 | 0.0068101 | 33 | Residential_2027_Technical_MW_Before Competition Groups_33 | Occupancy Sensors MF | 0.681% | 0 | 14.5558 | Residential_2027_Technical_MW_Before Competition Groups_Occupancy Sensors MF
Residential | Res ¦ Advanced BAS/Controllers | 2027 | Technical | MW | Before Competition Groups | 14.3831 | 0 | 0 | 2137.3919 | 0.0067293 | 34 | Residential_2027_Technical_MW_Before Competition Groups_34 | Advanced BAS/Controllers | 0.6729% | 0 | 14.3831 | Residential_2027_Technical_MW_Before Competition Groups_Advanced BAS/Controllers
Residential | Res ¦ Energy Star Light Fixture | 2027 | Technical | MW | Before Competition Groups | 14.339 | 0 | 0 | 2137.3919 | 0.0067086 | 35 | Residential_2027_Technical_MW_Before Competition Groups_35 | Energy Star Light Fixture | 0.6709% | 0 | 14.339 | Residential_2027_Technical_MW_Before Competition Groups_Energy Star Light Fixture
Residential | Res ¦ Outside Air Economizer | 2027 | Achievable | MW | Before Competition Groups | 1.4489 | 0 | 0 | 228.6379 | 0.0063372 | 22 | Residential_2027_Achievable_MW_Before Competition Groups_22 | Outside Air Economizer | 0.6337% | 0 | 1.4489 | Residential_2027_Achievable_MW_Before Competition Groups_Outside Air Economizer
Residential | Res ¦ ENERGY STAR LED LAMPS (REFLECTOR LAMPs/MR16/PAR 16) | 2027 | Achievable | MW | Before Competition Groups | 1.442 | 0 | 0 | 228.6379 | 0.0063067 | 23 | Residential_2027_Achievable_MW_Before Competition Groups_23 | ENERGY STAR LED LAMPS (REFLECTOR LAMPs/MR16/PAR 16) | 0.6307% | 0 | 1.442 | Residential_2027_Achievable_MW_Before Competition Groups_ENERGY STAR LED LAMPS (REFLECTOR LAMPs/MR16/PAR 16)
Residential | Res ¦ Clothes Drying Racks | 2027 | Technical | MW | Before Competition Groups | 13.0758 | 0 | 0 | 2137.3919 | 0.0061177 | 36 | Residential_2027_Technical_MW_Before Competition Groups_36 | Clothes Drying Racks | 0.6118% | 0 | 13.0758 | Residential_2027_Technical_MW_Before Competition Groups_Clothes Drying Racks
Residential | Res ¦ Energy Star Light Fixture | 2027 | Economic | MW | Before Competition Groups | 6.7462 | 0 | 0 | 1107.3924 | 0.006092 | 26 | Residential_2027_Economic_MW_Before Competition Groups_26 | Energy Star Light Fixture | 0.6092% | 0 | 6.7462 | Residential_2027_Economic_MW_Before Competition Groups_Energy Star Light Fixture
Residential | Res ¦ Duct Insulation | 2027 | Achievable | MW | Before Competition Groups | 1.3204 | 0 | 0 | 228.6379 | 0.0057752 | 24 | Residential_2027_Achievable_MW_Before Competition Groups_24 | Duct Insulation | 0.5775% | 0 | 1.3204 | Residential_2027_Achievable_MW_Before Competition Groups_Duct Insulation
Residential | Res ¦ Air Source Heat Pump | 2027 | Technical | MW | Before Competition Groups | 12.0959 | 0 | 0 | 2137.3919 | 0.0056592 | 37 | Residential_2027_Technical_MW_Before Competition Groups_37 | Air Source Heat Pump | 0.5659% | 0 | 12.0959 | Residential_2027_Technical_MW_Before Competition Groups_Air Source Heat Pump
Residential | Res ¦ Refrigerator Recycling | 2027 | Technical | MW | Before Competition Groups | 11.082 | 0 | 0 | 2137.3919 | 0.0051848 | 38 | Residential_2027_Technical_MW_Before Competition Groups_38 | Refrigerator Recycling | 0.5185% | 0 | 11.082 | Residential_2027_Technical_MW_Before Competition Groups_Refrigerator Recycling
Residential | Res ¦ Air Sealing | 2027 | Achievable | MW | Before Competition Groups | 1.1832 | 0 | 0 | 228.6379 | 0.0051752 | 25 | Residential_2027_Achievable_MW_Before Competition Groups_25 | Air Sealing | 0.5175% | 0 | 1.1832 | Residential_2027_Achievable_MW_Before Competition Groups_Air Sealing
Residential | Res ¦ Minimize Hot and Warm Clothes Wash | 2027 | Economic | MW | Before Competition Groups | 5.4576 | 0 | 0 | 1107.3924 | 0.0049283 | 27 | Residential_2027_Economic_MW_Before Competition Groups_27 | Minimize Hot and Warm Clothes Wash | 0.4928% | 0 | 5.4576 | Residential_2027_Economic_MW_Before Competition Groups_Minimize Hot and Warm Clothes Wash
Residential | Res ¦ Floor Insulation | 2027 | Achievable | MW | Before Competition Groups | 1.1244 | 0 | 0 | 228.6379 | 0.0049176 | 26 | Residential_2027_Achievable_MW_Before Competition Groups_26 | Floor Insulation | 0.4918% | 0 | 1.1244 | Residential_2027_Achievable_MW_Before Competition Groups_Floor Insulation
Residential | Res ¦ Freezer Recycling | 2027 | Technical | MW | Before Competition Groups | 10.3229 | 0 | 0 | 2137.3919 | 0.0048297 | 39 | Residential_2027_Technical_MW_Before Competition Groups_39 | Freezer Recycling | 0.483% | 0 | 10.3229 | Residential_2027_Technical_MW_Before Competition Groups_Freezer Recycling
Residential | Res ¦ Minimize Hot and Warm Clothes Wash | 2027 | Achievable | MW | Before Competition Groups | 1.0745 | 0 | 0 | 228.6379 | 0.0046994 | 27 | Residential_2027_Achievable_MW_Before Competition Groups_27 | Minimize Hot and Warm Clothes Wash | 0.4699% | 0 | 1.0745 | Residential_2027_Achievable_MW_Before Competition Groups_Minimize Hot and Warm Clothes Wash
Residential | Res ¦ Duct Insulation MF | 2027 | Technical | MW | Before Competition Groups | 9.9079 | 0 | 0 | 2137.3919 | 0.0046355 | 40 | Residential_2027_Technical_MW_Before Competition Groups_40 | Duct Insulation MF | 0.4636% | 0 | 9.9079 | Residential_2027_Technical_MW_Before Competition Groups_Duct Insulation MF
Residential | Res ¦ Energy Star Dehumidifier | 2027 | Technical | MW | Before Competition Groups | 9.6699 | 0 | 0 | 2137.3919 | 0.0045241 | 41 | Residential_2027_Technical_MW_Before Competition Groups_41 | Energy Star Dehumidifier | 0.4524% | 0 | 9.6699 | Residential_2027_Technical_MW_Before Competition Groups_Energy Star Dehumidifier
Residential | Res ¦ Home Energy Reports | 2027 | Technical | MW | Before Competition Groups | 9.6157 | 0 | 0 | 2137.3919 | 0.0044988 | 42 | Residential_2027_Technical_MW_Before Competition Groups_42 | Home Energy Reports | 0.4499% | 0 | 9.6157 | Residential_2027_Technical_MW_Before Competition Groups_Home Energy Reports
Residential | Res ¦ Energy Star Torchiere | 2027 | Technical | MW | Before Competition Groups | 9.44 | 0 | 0 | 2137.3919 | 0.0044166 | 43 | Residential_2027_Technical_MW_Before Competition Groups_43 | Energy Star Torchiere | 0.4417% | 0 | 9.44 | Residential_2027_Technical_MW_Before Competition Groups_Energy Star Torchiere
Residential | Res ¦ High Efficiency Chiller (avg of water and air cooled) | 2027 | Economic | MW | Before Competition Groups | 4.4984 | 0 | 0 | 1107.3924 | 0.0040621 | 28 | Residential_2027_Economic_MW_Before Competition Groups_28 | High Efficiency Chiller (avg of water and air cooled) | 0.4062% | 0 | 4.4984 | Residential_2027_Economic_MW_Before Competition Groups_High Efficiency Chiller (avg of water and air cooled)
Residential | Res ¦ Furnace Whistle | 2027 | Achievable | MW | Before Competition Groups | 0.893 | 0 | 0 | 228.6379 | 0.0039058 | 28 | Residential_2027_Achievable_MW_Before Competition Groups_28 | Furnace Whistle | 0.3906% | 0 | 0.893 | Residential_2027_Achievable_MW_Before Competition Groups_Furnace Whistle
Residential | Res ¦ INTEGRAL LED TROFFERS | 2027 | Technical | MW | Before Competition Groups | 7.9728 | 0 | 0 | 2137.3919 | 0.0037301 | 44 | Residential_2027_Technical_MW_Before Competition Groups_44 | INTEGRAL LED TROFFERS | 0.373% | 0 | 7.9728 | Residential_2027_Technical_MW_Before Competition Groups_INTEGRAL LED TROFFERS
Residential | Res ¦ LED Tube Re-Lamp | 2027 | Achievable | MW | Before Competition Groups | 0.83837 | 0 | 0 | 228.6379 | 0.0036668 | 29 | Residential_2027_Achievable_MW_Before Competition Groups_29 | LED Tube Re-Lamp | 0.3667% | 0 | 0.83837 | Residential_2027_Achievable_MW_Before Competition Groups_LED Tube Re-Lamp
Residential | Res ¦ Energy Star Windows | 2027 | Technical | MW | Before Competition Groups | 7.554 | 0 | 0 | 2137.3919 | 0.0035342 | 45 | Residential_2027_Technical_MW_Before Competition Groups_45 | Energy Star Windows | 0.3534% | 0 | 7.554 | Residential_2027_Technical_MW_Before Competition Groups_Energy Star Windows
Residential | Res ¦ Wall Insulation | 2027 | Achievable | MW | Before Competition Groups | 0.79811 | 0 | 0 | 228.6379 | 0.0034907 | 30 | Residential_2027_Achievable_MW_Before Competition Groups_30 | Wall Insulation | 0.3491% | 0 | 0.79811 | Residential_2027_Achievable_MW_Before Competition Groups_Wall Insulation
Residential | Res ¦ Comprehensive Draft Proofing | 2027 | Achievable | MW | Before Competition Groups | 0.77144 | 0 | 0 | 228.6379 | 0.0033741 | 31 | Residential_2027_Achievable_MW_Before Competition Groups_31 | Comprehensive Draft Proofing | 0.3374% | 0 | 0.77144 | Residential_2027_Achievable_MW_Before Competition Groups_Comprehensive Draft Proofing
Residential | Res ¦ Furnace with ECM | 2027 | Technical | MW | Before Competition Groups | 7.1882 | 0 | 0 | 2137.3919 | 0.0033631 | 46 | Residential_2027_Technical_MW_Before Competition Groups_46 | Furnace with ECM | 0.3363% | 0 | 7.1882 | Residential_2027_Technical_MW_Before Competition Groups_Furnace with ECM
Residential | Res ¦ Variable Frequency Drive (VFD) | 2027 | Achievable | MW | Before Competition Groups | 0.7481 | 0 | 0 | 228.6379 | 0.003272 | 32 | Residential_2027_Achievable_MW_Before Competition Groups_32 | Variable Frequency Drive (VFD) | 0.3272% | 0 | 0.7481 | Residential_2027_Achievable_MW_Before Competition Groups_Variable Frequency Drive (VFD)
Residential | Res ¦ CO Sensors for parking garage exhaust fans | 2027 | Achievable | MW | Before Competition Groups | 0.69452 | 0 | 0 | 228.6379 | 0.0030377 | 33 | Residential_2027_Achievable_MW_Before Competition Groups_33 | CO Sensors for parking garage exhaust fans | 0.3038% | 0 | 0.69452 | Residential_2027_Achievable_MW_Before Competition Groups_CO Sensors for parking garage exhaust fans
Residential | Res ¦ Outside Air Economizer | 2027 | Economic | MW | Before Competition Groups | 3.126 | 0 | 0 | 1107.3924 | 0.0028229 | 29 | Residential_2027_Economic_MW_Before Competition Groups_29 | Outside Air Economizer | 0.2823% | 0 | 3.126 | Residential_2027_Economic_MW_Before Competition Groups_Outside Air Economizer
Residential | Res ¦ Minimize Hot and Warm Clothes Wash | 2027 | Technical | MW | Before Competition Groups | 5.4576 | 0 | 0 | 2137.3919 | 0.0025534 | 47 | Residential_2027_Technical_MW_Before Competition Groups_47 | Minimize Hot and Warm Clothes Wash | 0.2553% | 0 | 5.4576 | Residential_2027_Technical_MW_Before Competition Groups_Minimize Hot and Warm Clothes Wash
Residential | Res ¦ LED Parking Lot Fixture | 2027 | Achievable | MW | Before Competition Groups | 0.58012 | 0 | 0 | 228.6379 | 0.0025373 | 34 | Residential_2027_Achievable_MW_Before Competition Groups_34 | LED Parking Lot Fixture | 0.2537% | 0 | 0.58012 | Residential_2027_Achievable_MW_Before Competition Groups_LED Parking Lot Fixture
Residential | Res ¦ Home Energy Reports | 2027 | Achievable | MW | Before Competition Groups | 0.5479 | 0 | 0 | 228.6379 | 0.0023964 | 35 | Residential_2027_Achievable_MW_Before Competition Groups_35 | Home Energy Reports | 0.2396% | 0 | 0.5479 | Residential_2027_Achievable_MW_Before Competition Groups_Home Energy Reports
Residential | Res ¦ Energy Star Freezer | 2027 | Technical | MW | Before Competition Groups | 5.035 | 0 | 0 | 2137.3919 | 0.0023557 | 48 | Residential_2027_Technical_MW_Before Competition Groups_48 | Energy Star Freezer | 0.2356% | 0 | 5.035 | Residential_2027_Technical_MW_Before Competition Groups_Energy Star Freezer
Residential | Res ¦ Home Energy Reports | 2027 | Economic | MW | Before Competition Groups | 2.5906 | 0 | 0 | 1107.3924 | 0.0023393 | 30 | Residential_2027_Economic_MW_Before Competition Groups_30 | Home Energy Reports | 0.2339% | 0 | 2.5906 | Residential_2027_Economic_MW_Before Competition Groups_Home Energy Reports
Residential | Res ¦ Demand Control Ventilation | 2027 | Economic | MW | Before Competition Groups | 2.5206 | 0 | 0 | 1107.3924 | 0.0022762 | 31 | Residential_2027_Economic_MW_Before Competition Groups_31 | Demand Control Ventilation | 0.2276% | 0 | 2.5206 | Residential_2027_Economic_MW_Before Competition Groups_Demand Control Ventilation
Residential | Res ¦ Demand Control Ventilation | 2027 | Achievable | MW | Before Competition Groups | 0.50121 | 0 | 0 | 228.6379 | 0.0021922 | 36 | Residential_2027_Achievable_MW_Before Competition Groups_36 | Demand Control Ventilation | 0.2192% | 0 | 0.50121 | Residential_2027_Achievable_MW_Before Competition Groups_Demand Control Ventilation
Residential | Res ¦ Passive Attic Ventilation | 2027 | Technical | MW | Before Competition Groups | 4.6728 | 0 | 0 | 2137.3919 | 0.0021862 | 49 | Residential_2027_Technical_MW_Before Competition Groups_49 | Passive Attic Ventilation | 0.2186% | 0 | 4.6728 | Residential_2027_Technical_MW_Before Competition Groups_Passive Attic Ventilation
Residential | Res ¦ Duct Insulation MF | 2027 | Achievable | MW | Before Competition Groups | 0.49277 | 0 | 0 | 228.6379 | 0.0021552 | 37 | Residential_2027_Achievable_MW_Before Competition Groups_37 | Duct Insulation MF | 0.2155% | 0 | 0.49277 | Residential_2027_Achievable_MW_Before Competition Groups_Duct Insulation MF
Residential | Res ¦ Furnace Whistle | 2027 | Economic | MW | Before Competition Groups | 2.3639 | 0 | 0 | 1107.3924 | 0.0021346 | 32 | Residential_2027_Economic_MW_Before Competition Groups_32 | Furnace Whistle | 0.2135% | 0 | 2.3639 | Residential_2027_Economic_MW_Before Competition Groups_Furnace Whistle
Residential | Res ¦ High Efficiency Chiller (avg of water and air cooled) | 2027 | Technical | MW | Before Competition Groups | 4.4984 | 0 | 0 | 2137.3919 | 0.0021046 | 50 | Residential_2027_Technical_MW_Before Competition Groups_50 | High Efficiency Chiller (avg of water and air cooled) | 0.2105% | 0 | 4.4984 | Residential_2027_Technical_MW_Before Competition Groups_High Efficiency Chiller (avg of water and air cooled)
Residential | Res ¦ Water Heater Temperature Setback | 2027 | Achievable | MW | Before Competition Groups | 0.4679 | 0 | 0 | 228.6379 | 0.0020465 | 38 | Residential_2027_Achievable_MW_Before Competition Groups_38 | Water Heater Temperature Setback | 0.2046% | 0 | 0.4679 | Residential_2027_Achievable_MW_Before Competition Groups_Water Heater Temperature Setback
Residential | Res ¦ ENERGY STAR LED LAMPS (REFLECTOR LAMPs/MR16/PAR 16) | 2027 | Economic | MW | Before Competition Groups | 2.1968 | 0 | 0 | 1107.3924 | 0.0019838 | 33 | Residential_2027_Economic_MW_Before Competition Groups_33 | ENERGY STAR LED LAMPS (REFLECTOR LAMPs/MR16/PAR 16) | 0.1984% | 0 | 2.1968 | Residential_2027_Economic_MW_Before Competition Groups_ENERGY STAR LED LAMPS (REFLECTOR LAMPs/MR16/PAR 16)
Residential | Res ¦ LED Downlight | 2027 | Technical | MW | Before Competition Groups | 3.9874 | 0 | 0 | 2137.3919 | 0.0018656 | 51 | Residential_2027_Technical_MW_Before Competition Groups_51 | LED Downlight | 0.1866% | 0 | 3.9874 | Residential_2027_Technical_MW_Before Competition Groups_LED Downlight
Residential | Res ¦ Comprehensive Draft Proofing | 2027 | Economic | MW | Before Competition Groups | 2.0421 | 0 | 0 | 1107.3924 | 0.001844 | 34 | Residential_2027_Economic_MW_Before Competition Groups_34 | Comprehensive Draft Proofing | 0.1844% | 0 | 2.0421 | Residential_2027_Economic_MW_Before Competition Groups_Comprehensive Draft Proofing
Residential | Res ¦ Networked/ Connected - Indoor LED Luminaire | 2027 | Technical | MW | Before Competition Groups | 3.8804 | 0 | 0 | 2137.3919 | 0.0018155 | 52 | Residential_2027_Technical_MW_Before Competition Groups_52 | Networked/ Connected - Indoor LED Luminaire | 0.1815% | 0 | 3.8804 | Residential_2027_Technical_MW_Before Competition Groups_Networked/ Connected - Indoor LED Luminaire
Residential | Res ¦ Variable Frequency Drive (VFD) | 2027 | Economic | MW | Before Competition Groups | 1.9804 | 0 | 0 | 1107.3924 | 0.0017884 | 35 | Residential_2027_Economic_MW_Before Competition Groups_35 | Variable Frequency Drive (VFD) | 0.1788% | 0 | 1.9804 | Residential_2027_Economic_MW_Before Competition Groups_Variable Frequency Drive (VFD)
Residential | Res ¦ CO Sensors for parking garage exhaust fans | 2027 | Economic | MW | Before Competition Groups | 1.9723 | 0 | 0 | 1107.3924 | 0.001781 | 36 | Residential_2027_Economic_MW_Before Competition Groups_36 | CO Sensors for parking garage exhaust fans | 0.1781% | 0 | 1.9723 | Residential_2027_Economic_MW_Before Competition Groups_CO Sensors for parking garage exhaust fans
Residential | Res ¦ Early Hot Water Heater Replacement | 2027 | Technical | MW | Before Competition Groups | 3.5296 | 0 | 0 | 2137.3919 | 0.0016514 | 53 | Residential_2027_Technical_MW_Before Competition Groups_53 | Early Hot Water Heater Replacement | 0.1651% | 0 | 3.5296 | Residential_2027_Technical_MW_Before Competition Groups_Early Hot Water Heater Replacement
Residential | Res ¦ Heat Recovery Ventilator | 2027 | Economic | MW | Before Competition Groups | 1.7933 | 0 | 0 | 1107.3924 | 0.0016194 | 37 | Residential_2027_Economic_MW_Before Competition Groups_37 | Heat Recovery Ventilator | 0.1619% | 0 | 1.7933 | Residential_2027_Economic_MW_Before Competition Groups_Heat Recovery Ventilator
Residential | Res ¦ Outside Air Economizer | 2027 | Technical | MW | Before Competition Groups | 3.126 | 0 | 0 | 2137.3919 | 0.0014626 | 54 | Residential_2027_Technical_MW_Before Competition Groups_54 | Outside Air Economizer | 0.1463% | 0 | 3.126 | Residential_2027_Technical_MW_Before Competition Groups_Outside Air Economizer
Residential | Res ¦ Air Source Heat Pump Maintenance | 2027 | Technical | MW | Before Competition Groups | 3.1222 | 0 | 0 | 2137.3919 | 0.0014608 | 55 | Residential_2027_Technical_MW_Before Competition Groups_55 | Air Source Heat Pump Maintenance | 0.1461% | 0 | 3.1222 | Residential_2027_Technical_MW_Before Competition Groups_Air Source Heat Pump Maintenance
Residential | Res ¦ Central Lighting Control System | 2027 | Technical | MW | Before Competition Groups | 3.0966 | 0 | 0 | 2137.3919 | 0.0014488 | 56 | Residential_2027_Technical_MW_Before Competition Groups_56 | Central Lighting Control System | 0.1449% | 0 | 3.0966 | Residential_2027_Technical_MW_Before Competition Groups_Central Lighting Control System
Residential | Res ¦ Heat Pump Water Heater | 2027 | Technical | MW | Before Competition Groups | 2.7149 | 0 | 0 | 2137.3919 | 0.0012702 | 57 | Residential_2027_Technical_MW_Before Competition Groups_57 | Heat Pump Water Heater | 0.127% | 0 | 2.7149 | Residential_2027_Technical_MW_Before Competition Groups_Heat Pump Water Heater
Residential | Res ¦ LED Tube Re-Lamp | 2027 | Technical | MW | Before Competition Groups | 2.5266 | 0 | 0 | 2137.3919 | 0.0011821 | 58 | Residential_2027_Technical_MW_Before Competition Groups_58 | LED Tube Re-Lamp | 0.1182% | 0 | 2.5266 | Residential_2027_Technical_MW_Before Competition Groups_LED Tube Re-Lamp
Residential | Res ¦ Demand Control Ventilation | 2027 | Technical | MW | Before Competition Groups | 2.5206 | 0 | 0 | 2137.3919 | 0.0011793 | 59 | Residential_2027_Technical_MW_Before Competition Groups_59 | Demand Control Ventilation | 0.1179% | 0 | 2.5206 | Residential_2027_Technical_MW_Before Competition Groups_Demand Control Ventilation
Residential | Res ¦ Tankless Water Heater | 2027 | Technical | MW | Before Competition Groups | 2.4547 | 0 | 0 | 2137.3919 | 0.0011485 | 60 | Residential_2027_Technical_MW_Before Competition Groups_60 | Tankless Water Heater | 0.1148% | 0 | 2.4547 | Residential_2027_Technical_MW_Before Competition Groups_Tankless Water Heater
Residential | Res ¦ LED Exterior Area Lights - LED Fixture (200W) | 2027 | Achievable | MW | Before Competition Groups | 0.25938 | 0 | 0 | 228.6379 | 0.0011345 | 39 | Residential_2027_Achievable_MW_Before Competition Groups_39 | LED Exterior Area Lights - LED Fixture (200W) | 0.1134% | 0 | 0.25938 | Residential_2027_Achievable_MW_Before Competition Groups_LED Exterior Area Lights - LED Fixture (200W)
Residential | Res ¦ Water Heater Temperature Setback | 2027 | Economic | MW | Before Competition Groups | 1.2386 | 0 | 0 | 1107.3924 | 0.0011185 | 38 | Residential_2027_Economic_MW_Before Competition Groups_38 | Water Heater Temperature Setback | 0.1118% | 0 | 1.2386 | Residential_2027_Economic_MW_Before Competition Groups_Water Heater Temperature Setback
Residential | Res ¦ Drain Water Heat Recovery | 2027 | Technical | MW | Before Competition Groups | 2.3693 | 0 | 0 | 2137.3919 | 0.0011085 | 61 | Residential_2027_Technical_MW_Before Competition Groups_61 | Drain Water Heat Recovery | 0.1109% | 0 | 2.3693 | Residential_2027_Technical_MW_Before Competition Groups_Drain Water Heat Recovery
Residential | Res ¦ Furnace Whistle | 2027 | Technical | MW | Before Competition Groups | 2.3639 | 0 | 0 | 2137.3919 | 0.001106 | 62 | Residential_2027_Technical_MW_Before Competition Groups_62 | Furnace Whistle | 0.1106% | 0 | 2.3639 | Residential_2027_Technical_MW_Before Competition Groups_Furnace Whistle
Residential | Res ¦ Condensing Make Up Air Unit | 2027 | Achievable | MW | Before Competition Groups | 0.24618 | 0 | 0 | 228.6379 | 0.0010767 | 40 | Residential_2027_Achievable_MW_Before Competition Groups_40 | Condensing Make Up Air Unit | 0.1077% | 0 | 0.24618 | Residential_2027_Achievable_MW_Before Competition Groups_Condensing Make Up Air Unit
Residential | Res ¦ ENERGY STAR LED Lamps (General Service Lamps) | 2027 | Achievable | MW | Before Competition Groups | 0.2421 | 0 | 0 | 228.6379 | 0.0010589 | 41 | Residential_2027_Achievable_MW_Before Competition Groups_41 | ENERGY STAR LED Lamps (General Service Lamps) | 0.1059% | 0 | 0.2421 | Residential_2027_Achievable_MW_Before Competition Groups_ENERGY STAR LED Lamps (General Service Lamps)
Residential | Res ¦ Energy Star Ceiling Fan/Lighting | 2027 | Technical | MW | Before Competition Groups | 2.2166 | 0 | 0 | 2137.3919 | 0.001037 | 63 | Residential_2027_Technical_MW_Before Competition Groups_63 | Energy Star Ceiling Fan/Lighting | 0.1037% | 0 | 2.2166 | Residential_2027_Technical_MW_Before Competition Groups_Energy Star Ceiling Fan/Lighting
Residential | Res ¦ ENERGY STAR LED LAMPS (REFLECTOR LAMPs/MR16/PAR 16) | 2027 | Technical | MW | Before Competition Groups | 2.1968 | 0 | 0 | 2137.3919 | 0.0010278 | 64 | Residential_2027_Technical_MW_Before Competition Groups_64 | ENERGY STAR LED LAMPS (REFLECTOR LAMPs/MR16/PAR 16) | 0.1028% | 0 | 2.1968 | Residential_2027_Technical_MW_Before Competition Groups_ENERGY STAR LED LAMPS (REFLECTOR LAMPs/MR16/PAR 16)
Residential | Res ¦ Window Film | 2027 | Technical | MW | Before Competition Groups | 2.1897 | 0 | 0 | 2137.3919 | 0.0010245 | 65 | Residential_2027_Technical_MW_Before Competition Groups_65 | Window Film | 0.1024% | 0 | 2.1897 | Residential_2027_Technical_MW_Before Competition Groups_Window Film
Residential | Res ¦ VFD on Pumps | 2027 | Achievable | MW | Before Competition Groups | 0.23005 | 0 | 0 | 228.6379 | 0.0010062 | 42 | Residential_2027_Achievable_MW_Before Competition Groups_42 | VFD on Pumps | 0.1006% | 0 | 0.23005 | Residential_2027_Achievable_MW_Before Competition Groups_VFD on Pumps
Residential | Res ¦ Comprehensive Draft Proofing | 2027 | Technical | MW | Before Competition Groups | 2.0421 | 0 | 0 | 2137.3919 | 0.00095541 | 66 | Residential_2027_Technical_MW_Before Competition Groups_66 | Comprehensive Draft Proofing | 0.09554% | 0 | 2.0421 | Residential_2027_Technical_MW_Before Competition Groups_Comprehensive Draft Proofing
Residential | Res ¦ Variable Frequency Drive (VFD) | 2027 | Technical | MW | Before Competition Groups | 1.9804 | 0 | 0 | 2137.3919 | 0.00092655 | 67 | Residential_2027_Technical_MW_Before Competition Groups_67 | Variable Frequency Drive (VFD) | 0.09266% | 0 | 1.9804 | Residential_2027_Technical_MW_Before Competition Groups_Variable Frequency Drive (VFD)
Residential | Res ¦ CO Sensors for parking garage exhaust fans | 2027 | Technical | MW | Before Competition Groups | 1.9723 | 0 | 0 | 2137.3919 | 0.00092276 | 68 | Residential_2027_Technical_MW_Before Competition Groups_68 | CO Sensors for parking garage exhaust fans | 0.09228% | 0 | 1.9723 | Residential_2027_Technical_MW_Before Competition Groups_CO Sensors for parking garage exhaust fans
Residential | Res ¦ Heat Recovery Ventilator | 2027 | Technical | MW | Before Competition Groups | 1.8533 | 0 | 0 | 2137.3919 | 0.0008671 | 69 | Residential_2027_Technical_MW_Before Competition Groups_69 | Heat Recovery Ventilator | 0.08671% | 0 | 1.8533 | Residential_2027_Technical_MW_Before Competition Groups_Heat Recovery Ventilator
Residential | Res ¦ LED Parking Lot Fixture | 2027 | Economic | MW | Before Competition Groups | 0.94076 | 0 | 0 | 1107.3924 | 0.00084953 | 39 | Residential_2027_Economic_MW_Before Competition Groups_39 | LED Parking Lot Fixture | 0.08495% | 0 | 0.94076 | Residential_2027_Economic_MW_Before Competition Groups_LED Parking Lot Fixture
Residential | Res ¦ LED Tube Re-Lamp | 2027 | Economic | MW | Before Competition Groups | 0.93612 | 0 | 0 | 1107.3924 | 0.00084534 | 40 | Residential_2027_Economic_MW_Before Competition Groups_40 | LED Tube Re-Lamp | 0.08453% | 0 | 0.93612 | Residential_2027_Economic_MW_Before Competition Groups_LED Tube Re-Lamp
Residential | Res ¦ Basement or Crawlspace Insulation | 2027 | Achievable | MW | Before Competition Groups | 0.19009 | 0 | 0 | 228.6379 | 0.00083139 | 43 | Residential_2027_Achievable_MW_Before Competition Groups_43 | Basement or Crawlspace Insulation | 0.08314% | 0 | 0.19009 | Residential_2027_Achievable_MW_Before Competition Groups_Basement or Crawlspace Insulation
Residential | Res ¦ Condensing Make Up Air Unit | 2027 | Economic | MW | Before Competition Groups | 0.82103 | 0 | 0 | 1107.3924 | 0.00074141 | 41 | Residential_2027_Economic_MW_Before Competition Groups_41 | Condensing Make Up Air Unit | 0.07414% | 0 | 0.82103 | Residential_2027_Economic_MW_Before Competition Groups_Condensing Make Up Air Unit
Residential | Res ¦ DHW Recirculation Systems | 2027 | Technical | MW | Before Competition Groups | 1.5343 | 0 | 0 | 2137.3919 | 0.00071782 | 70 | Residential_2027_Technical_MW_Before Competition Groups_70 | DHW Recirculation Systems | 0.07178% | 0 | 1.5343 | Residential_2027_Technical_MW_Before Competition Groups_DHW Recirculation Systems
Residential | Res ¦ Solar Water Heating System | 2027 | Technical | MW | Before Competition Groups | 1.3381 | 0 | 0 | 2137.3919 | 0.00062603 | 71 | Residential_2027_Technical_MW_Before Competition Groups_71 | Solar Water Heating System | 0.0626% | 0 | 1.3381 | Residential_2027_Technical_MW_Before Competition Groups_Solar Water Heating System
Residential | Res ¦ Energy Star Dishwasher | 2027 | Technical | MW | Before Competition Groups | 1.3048 | 0 | 0 | 2137.3919 | 0.00061044 | 72 | Residential_2027_Technical_MW_Before Competition Groups_72 | Energy Star Dishwasher | 0.06104% | 0 | 1.3048 | Residential_2027_Technical_MW_Before Competition Groups_Energy Star Dishwasher
Residential | Res ¦ Water Heater Temperature Setback | 2027 | Technical | MW | Before Competition Groups | 1.2386 | 0 | 0 | 2137.3919 | 0.00057949 | 73 | Residential_2027_Technical_MW_Before Competition Groups_73 | Water Heater Temperature Setback | 0.05795% | 0 | 1.2386 | Residential_2027_Technical_MW_Before Competition Groups_Water Heater Temperature Setback
Residential | Res ¦ High Efficiency Storage Water Heater | 2027 | Technical | MW | Before Competition Groups | 1.1849 | 0 | 0 | 2137.3919 | 0.00055436 | 74 | Residential_2027_Technical_MW_Before Competition Groups_74 | High Efficiency Storage Water Heater | 0.05544% | 0 | 1.1849 | Residential_2027_Technical_MW_Before Competition Groups_High Efficiency Storage Water Heater
Residential | Res ¦ VFD on Pumps | 2027 | Economic | MW | Before Competition Groups | 0.609 | 0 | 0 | 1107.3924 | 0.00054994 | 42 | Residential_2027_Economic_MW_Before Competition Groups_42 | VFD on Pumps | 0.05499% | 0 | 0.609 | Residential_2027_Economic_MW_Before Competition Groups_VFD on Pumps
Residential | Res ¦ ECM MOTORS FOR HVAC APPLICATION (FAN-POWERED VAV BOX) | 2027 | Achievable | MW | Before Competition Groups | 0.11265 | 0 | 0 | 228.6379 | 0.00049271 | 44 | Residential_2027_Achievable_MW_Before Competition Groups_44 | ECM MOTORS FOR HVAC APPLICATION (FAN-POWERED VAV BOX) | 0.04927% | 0 | 0.11265 | Residential_2027_Achievable_MW_Before Competition Groups_ECM MOTORS FOR HVAC APPLICATION (FAN-POWERED VAV BOX)
Residential | Res ¦ LED Parking Lot Fixture | 2027 | Technical | MW | Before Competition Groups | 0.94076 | 0 | 0 | 2137.3919 | 0.00044015 | 75 | Residential_2027_Technical_MW_Before Competition Groups_75 | LED Parking Lot Fixture | 0.04401% | 0 | 0.94076 | Residential_2027_Technical_MW_Before Competition Groups_LED Parking Lot Fixture
Residential | Res ¦ Tankless Water Heater | 2027 | Economic | MW | Before Competition Groups | 0.484 | 0 | 0 | 1107.3924 | 0.00043706 | 43 | Residential_2027_Economic_MW_Before Competition Groups_43 | Tankless Water Heater | 0.04371% | 0 | 0.484 | Residential_2027_Economic_MW_Before Competition Groups_Tankless Water Heater
Residential | Res ¦ LED Exterior Area Lights - LED Fixture (200W) | 2027 | Economic | MW | Before Competition Groups | 0.42995 | 0 | 0 | 1107.3924 | 0.00038826 | 44 | Residential_2027_Economic_MW_Before Competition Groups_44 | LED Exterior Area Lights - LED Fixture (200W) | 0.03883% | 0 | 0.42995 | Residential_2027_Economic_MW_Before Competition Groups_LED Exterior Area Lights - LED Fixture (200W)
Residential | Res ¦ Condensing Make Up Air Unit | 2027 | Technical | MW | Before Competition Groups | 0.82103 | 0 | 0 | 2137.3919 | 0.00038413 | 76 | Residential_2027_Technical_MW_Before Competition Groups_76 | Condensing Make Up Air Unit | 0.03841% | 0 | 0.82103 | Residential_2027_Technical_MW_Before Competition Groups_Condensing Make Up Air Unit
Residential | Res ¦ Heat Recovery Ventilator | 2027 | Achievable | MW | Before Competition Groups | 0.078501 | 0 | 0 | 228.6379 | 0.00034334 | 45 | Residential_2027_Achievable_MW_Before Competition Groups_45 | Heat Recovery Ventilator | 0.03433% | 0 | 0.078501 | Residential_2027_Achievable_MW_Before Competition Groups_Heat Recovery Ventilator
Residential | Res ¦ ENERGY STAR LED Lamps (General Service Lamps) | 2027 | Economic | MW | Before Competition Groups | 0.37449 | 0 | 0 | 1107.3924 | 0.00033818 | 45 | Residential_2027_Economic_MW_Before Competition Groups_45 | ENERGY STAR LED Lamps (General Service Lamps) | 0.03382% | 0 | 0.37449 | Residential_2027_Economic_MW_Before Competition Groups_ENERGY STAR LED Lamps (General Service Lamps)
Residential | Res ¦ HVAC Optimization | 2027 | Technical | MW | Before Competition Groups | 0.66654 | 0 | 0 | 2137.3919 | 0.00031185 | 77 | Residential_2027_Technical_MW_Before Competition Groups_77 | HVAC Optimization | 0.03118% | 0 | 0.66654 | Residential_2027_Technical_MW_Before Competition Groups_HVAC Optimization
Residential | Res ¦ ECM MOTORS FOR HVAC APPLICATION (FAN-POWERED VAV BOX) | 2027 | Economic | MW | Before Competition Groups | 0.32854 | 0 | 0 | 1107.3924 | 0.00029668 | 46 | Residential_2027_Economic_MW_Before Competition Groups_46 | ECM MOTORS FOR HVAC APPLICATION (FAN-POWERED VAV BOX) | 0.02967% | 0 | 0.32854 | Residential_2027_Economic_MW_Before Competition Groups_ECM MOTORS FOR HVAC APPLICATION (FAN-POWERED VAV BOX)
Residential | Res ¦ Solar Powered Attic Fan | 2027 | Technical | MW | Before Competition Groups | 0.62847 | 0 | 0 | 2137.3919 | 0.00029404 | 78 | Residential_2027_Technical_MW_Before Competition Groups_78 | Solar Powered Attic Fan | 0.0294% | 0 | 0.62847 | Residential_2027_Technical_MW_Before Competition Groups_Solar Powered Attic Fan
Residential | Res ¦ VFD on Pumps | 2027 | Technical | MW | Before Competition Groups | 0.609 | 0 | 0 | 2137.3919 | 0.00028493 | 79 | Residential_2027_Technical_MW_Before Competition Groups_79 | VFD on Pumps | 0.02849% | 0 | 0.609 | Residential_2027_Technical_MW_Before Competition Groups_VFD on Pumps
Residential | Res ¦ Beverage Vending Machine Controls | 2027 | Achievable | MW | Before Competition Groups | 0.059958 | 0 | 0 | 228.6379 | 0.00026224 | 46 | Residential_2027_Achievable_MW_Before Competition Groups_46 | Beverage Vending Machine Controls | 0.02622% | 0 | 0.059958 | Residential_2027_Achievable_MW_Before Competition Groups_Beverage Vending Machine Controls
Residential | Res ¦ Tankless Water Heater | 2027 | Achievable | MW | Before Competition Groups | 0.049453 | 0 | 0 | 228.6379 | 0.00021629 | 47 | Residential_2027_Achievable_MW_Before Competition Groups_47 | Tankless Water Heater | 0.02163% | 0 | 0.049453 | Residential_2027_Achievable_MW_Before Competition Groups_Tankless Water Heater
Residential | Res ¦ LED Exterior Area Lights - LED Fixture (200W) | 2027 | Technical | MW | Before Competition Groups | 0.42995 | 0 | 0 | 2137.3919 | 0.00020116 | 80 | Residential_2027_Technical_MW_Before Competition Groups_80 | LED Exterior Area Lights - LED Fixture (200W) | 0.02012% | 0 | 0.42995 | Residential_2027_Technical_MW_Before Competition Groups_LED Exterior Area Lights - LED Fixture (200W)
Residential | Res ¦ Beverage Vending Machine Controls | 2027 | Economic | MW | Before Competition Groups | 0.21487 | 0 | 0 | 1107.3924 | 0.00019403 | 47 | Residential_2027_Economic_MW_Before Competition Groups_47 | Beverage Vending Machine Controls | 0.0194% | 0 | 0.21487 | Residential_2027_Economic_MW_Before Competition Groups_Beverage Vending Machine Controls
Residential | Res ¦ ENERGY STAR LED Lamps (General Service Lamps) | 2027 | Technical | MW | Before Competition Groups | 0.37449 | 0 | 0 | 2137.3919 | 0.00017521 | 81 | Residential_2027_Technical_MW_Before Competition Groups_81 | ENERGY STAR LED Lamps (General Service Lamps) | 0.01752% | 0 | 0.37449 | Residential_2027_Technical_MW_Before Competition Groups_ENERGY STAR LED Lamps (General Service Lamps)
Residential | Res ¦ Chilled Water Optimization | 2027 | Achievable | MW | Before Competition Groups | 0.03695 | 0 | 0 | 228.6379 | 0.00016161 | 48 | Residential_2027_Achievable_MW_Before Competition Groups_48 | Chilled Water Optimization | 0.01616% | 0 | 0.03695 | Residential_2027_Achievable_MW_Before Competition Groups_Chilled Water Optimization
Residential | Res ¦ ECM MOTORS FOR HVAC APPLICATION (FAN-POWERED VAV BOX) | 2027 | Technical | MW | Before Competition Groups | 0.32854 | 0 | 0 | 2137.3919 | 0.00015371 | 82 | Residential_2027_Technical_MW_Before Competition Groups_82 | ECM MOTORS FOR HVAC APPLICATION (FAN-POWERED VAV BOX) | 0.01537% | 0 | 0.32854 | Residential_2027_Technical_MW_Before Competition Groups_ECM MOTORS FOR HVAC APPLICATION (FAN-POWERED VAV BOX)
Residential | Res ¦ Chilled Water Optimization | 2027 | Economic | MW | Before Competition Groups | 0.11735 | 0 | 0 | 1107.3924 | 0.00010597 | 48 | Residential_2027_Economic_MW_Before Competition Groups_48 | Chilled Water Optimization | 0.0106% | 0 | 0.11735 | Residential_2027_Economic_MW_Before Competition Groups_Chilled Water Optimization
Residential | Res ¦ Beverage Vending Machine Controls | 2027 | Technical | MW | Before Competition Groups | 0.21487 | 0 | 0 | 2137.3919 | 0.00010053 | 83 | Residential_2027_Technical_MW_Before Competition Groups_83 | Beverage Vending Machine Controls | 0.01005% | 0 | 0.21487 | Residential_2027_Technical_MW_Before Competition Groups_Beverage Vending Machine Controls
Residential | Res ¦ Wall Insulation MF | 2027 | Technical | MW | Before Competition Groups | 0.19443 | 0 | 0 | 2137.3919 | 9.0968e-05 | 84 | Residential_2027_Technical_MW_Before Competition Groups_84 | Wall Insulation MF | 0.009097% | 0 | 0.19443 | Residential_2027_Technical_MW_Before Competition Groups_Wall Insulation MF
Residential | Res ¦ Energy Star Windows | 2027 | Achievable | MW | Before Competition Groups | 0.015313 | 0 | 0 | 228.6379 | 6.6975e-05 | 49 | Residential_2027_Achievable_MW_Before Competition Groups_49 | Energy Star Windows | 0.006698% | 0 | 0.015313 | Residential_2027_Achievable_MW_Before Competition Groups_Energy Star Windows
Residential | Res ¦ Chilled Water Optimization | 2027 | Technical | MW | Before Competition Groups | 0.11735 | 0 | 0 | 2137.3919 | 5.4904e-05 | 85 | Residential_2027_Technical_MW_Before Competition Groups_85 | Chilled Water Optimization | 0.00549% | 0 | 0.11735 | Residential_2027_Technical_MW_Before Competition Groups_Chilled Water Optimization
Residential | Res ¦ Energy Star Windows | 2027 | Economic | MW | Before Competition Groups | 0.040568 | 0 | 0 | 1107.3924 | 3.6634e-05 | 49 | Residential_2027_Economic_MW_Before Competition Groups_49 | Energy Star Windows | 0.003663% | 0 | 0.040568 | Residential_2027_Economic_MW_Before Competition Groups_Energy Star Windows
Residential | Res ¦ LED Recessed Downlights | 2027 | Technical | MW | Before Competition Groups | 0.042547 | 0 | 0 | 2137.3919 | 1.9906e-05 | 86 | Residential_2027_Technical_MW_Before Competition Groups_86 | LED Recessed Downlights | 0.001991% | 0 | 0.042547 | Residential_2027_Technical_MW_Before Competition Groups_LED Recessed Downlights
Residential | Res ¦ LED High Bay Fixture | 2027 | Technical | MW | Before Competition Groups | 0.036747 | 0 | 0 | 2137.3919 | 1.7192e-05 | 87 | Residential_2027_Technical_MW_Before Competition Groups_87 | LED High Bay Fixture | 0.001719% | 0 | 0.036747 | Residential_2027_Technical_MW_Before Competition Groups_LED High Bay Fixture
Residential | Res ¦ Ceiling Insulation | 2027 | Economic | MW | Before Competition Groups | 0.017133 | 0 | 0 | 1107.3924 | 1.5472e-05 | 50 | Residential_2027_Economic_MW_Before Competition Groups_50 | Ceiling Insulation | 0.001547% | 0 | 0.017133 | Residential_2027_Economic_MW_Before Competition Groups_Ceiling Insulation
Residential | Res ¦ Wall Insulation MF | 2027 | Economic | MW | Before Competition Groups | 0.01596 | 0 | 0 | 1107.3924 | 1.4412e-05 | 51 | Residential_2027_Economic_MW_Before Competition Groups_51 | Wall Insulation MF | 0.001441% | 0 | 0.01596 | Residential_2027_Economic_MW_Before Competition Groups_Wall Insulation MF
Residential | Res ¦ Radiant Barrier | 2027 | Technical | MW | Before Competition Groups | 0.014866 | 0 | 0 | 2137.3919 | 6.9552e-06 | 88 | Residential_2027_Technical_MW_Before Competition Groups_88 | Radiant Barrier | 0.0006955% | 0 | 0.014866 | Residential_2027_Technical_MW_Before Competition Groups_Radiant Barrier
Residential | Res ¦ Wall Insulation MF | 2027 | Achievable | MW | Before Competition Groups | 0.0010122 | 0 | 0 | 228.6379 | 4.4272e-06 | 50 | Residential_2027_Achievable_MW_Before Competition Groups_50 | Wall Insulation MF | 0.0004427% | 0 | 0.0010122 | Residential_2027_Achievable_MW_Before Competition Groups_Wall Insulation MF
Residential | Res ¦ Solar Water Preheat (Pools/DHW) | 2027 | Technical | MW | Before Competition Groups | 0.0039858 | 0 | 0 | 2137.3919 | 1.8648e-06 | 89 | Residential_2027_Technical_MW_Before Competition Groups_89 | Solar Water Preheat (Pools/DHW) | 0.0001865% | 0 | 0.0039858 | Residential_2027_Technical_MW_Before Competition Groups_Solar Water Preheat (Pools/DHW)
Residential | Res ¦ Ceiling Insulation | 2027 | Achievable | MW | Before Competition Groups | 0.00016986 | 0 | 0 | 228.6379 | 7.4291e-07 | 51 | Residential_2027_Achievable_MW_Before Competition Groups_51 | Ceiling Insulation | 7.429e-05% | 0 | 0.00016986 | Residential_2027_Achievable_MW_Before Competition Groups_Ceiling Insulation
Residential | Res ¦ Photocell Controls (Outdoor) | 2027 | Technical | MW | Before Competition Groups | 8.6147e-05 | 0 | 0 | 2137.3919 | 4.0305e-08 | 90 | Residential_2027_Technical_MW_Before Competition Groups_90 | Photocell Controls (Outdoor) | 4.03e-06% | 0 | 8.6147e-05 | Residential_2027_Technical_MW_Before Competition Groups_Photocell Controls (Outdoor)
Residential | Res ¦ Air Source Heat Pump | 2027 | Achievable | MW | Before Competition Groups | 0 | 0 | 0 | 228.6379 | 0 | 52 | Residential_2027_Achievable_MW_Before Competition Groups_52 | Air Source Heat Pump | 0% | 0 | 0 | Residential_2027_Achievable_MW_Before Competition Groups_Air Source Heat Pump
Residential | Res ¦ Air Source Heat Pump | 2027 | Economic | MW | Before Competition Groups | 0 | 0 | 0 | 1107.3924 | 0 | 52 | Residential_2027_Economic_MW_Before Competition Groups_52 | Air Source Heat Pump | 0% | 0 | 0 | Residential_2027_Economic_MW_Before Competition Groups_Air Source Heat Pump
Residential | Res ¦ DHW Recirculation Systems | 2027 | Achievable | MW | Before Competition Groups | 0 | 0 | 0 | 228.6379 | 0 | 53 | Residential_2027_Achievable_MW_Before Competition Groups_53 | DHW Recirculation Systems | 0% | 0 | 0 | Residential_2027_Achievable_MW_Before Competition Groups_DHW Recirculation Systems
Residential | Res ¦ DHW Recirculation Systems | 2027 | Economic | MW | Before Competition Groups | 0 | 0 | 0 | 1107.3924 | 0 | 53 | Residential_2027_Economic_MW_Before Competition Groups_53 | DHW Recirculation Systems | 0% | 0 | 0 | Residential_2027_Economic_MW_Before Competition Groups_DHW Recirculation Systems
Residential | Res ¦ Drain Water Heat Recovery | 2027 | Achievable | MW | Before Competition Groups | 0 | 0 | 0 | 228.6379 | 0 | 54 | Residential_2027_Achievable_MW_Before Competition Groups_54 | Drain Water Heat Recovery | 0% | 0 | 0 | Residential_2027_Achievable_MW_Before Competition Groups_Drain Water Heat Recovery
Residential | Res ¦ Drain Water Heat Recovery | 2027 | Economic | MW | Before Competition Groups | 0 | 0 | 0 | 1107.3924 | 0 | 54 | Residential_2027_Economic_MW_Before Competition Groups_54 | Drain Water Heat Recovery | 0% | 0 | 0 | Residential_2027_Economic_MW_Before Competition Groups_Drain Water Heat Recovery
Residential | Res ¦ Early Hot Water Heater Replacement | 2027 | Achievable | MW | Before Competition Groups | 0 | 0 | 0 | 228.6379 | 0 | 55 | Residential_2027_Achievable_MW_Before Competition Groups_55 | Early Hot Water Heater Replacement | 0% | 0 | 0 | Residential_2027_Achievable_MW_Before Competition Groups_Early Hot Water Heater Replacement
Residential | Res ¦ Early Hot Water Heater Replacement | 2027 | Economic | MW | Before Competition Groups | 0 | 0 | 0 | 1107.3924 | 0 | 55 | Residential_2027_Economic_MW_Before Competition Groups_55 | Early Hot Water Heater Replacement | 0% | 0 | 0 | Residential_2027_Economic_MW_Before Competition Groups_Early Hot Water Heater Replacement
Residential | Res ¦ Energy Star Clothes Dryer | 2027 | Achievable | MW | Before Competition Groups | 0 | 0 | 0 | 228.6379 | 0 | 56 | Residential_2027_Achievable_MW_Before Competition Groups_56 | Energy Star Clothes Dryer | 0% | 0 | 0 | Residential_2027_Achievable_MW_Before Competition Groups_Energy Star Clothes Dryer
Residential | Res ¦ Energy Star Clothes Dryer | 2027 | Economic | MW | Before Competition Groups | 0 | 0 | 0 | 1107.3924 | 0 | 56 | Residential_2027_Economic_MW_Before Competition Groups_56 | Energy Star Clothes Dryer | 0% | 0 | 0 | Residential_2027_Economic_MW_Before Competition Groups_Energy Star Clothes Dryer
Residential | Res ¦ Energy Star Dehumidifier | 2027 | Achievable | MW | Before Competition Groups | 0 | 0 | 0 | 228.6379 | 0 | 57 | Residential_2027_Achievable_MW_Before Competition Groups_57 | Energy Star Dehumidifier | 0% | 0 | 0 | Residential_2027_Achievable_MW_Before Competition Groups_Energy Star Dehumidifier
Residential | Res ¦ Energy Star Dehumidifier | 2027 | Economic | MW | Before Competition Groups | 0 | 0 | 0 | 1107.3924 | 0 | 57 | Residential_2027_Economic_MW_Before Competition Groups_57 | Energy Star Dehumidifier | 0% | 0 | 0 | Residential_2027_Economic_MW_Before Competition Groups_Energy Star Dehumidifier
Residential | Res ¦ Energy Star Freezer | 2027 | Achievable | MW | Before Competition Groups | 0 | 0 | 0 | 228.6379 | 0 | 58 | Residential_2027_Achievable_MW_Before Competition Groups_58 | Energy Star Freezer | 0% | 0 | 0 | Residential_2027_Achievable_MW_Before Competition Groups_Energy Star Freezer
Residential | Res ¦ Energy Star Freezer | 2027 | Economic | MW | Before Competition Groups | 0 | 0 | 0 | 1107.3924 | 0 | 58 | Residential_2027_Economic_MW_Before Competition Groups_58 | Energy Star Freezer | 0% | 0 | 0 | Residential_2027_Economic_MW_Before Competition Groups_Energy Star Freezer
Residential | Res ¦ Furnace with ECM | 2027 | Achievable | MW | Before Competition Groups | 0 | 0 | 0 | 228.6379 | 0 | 59 | Residential_2027_Achievable_MW_Before Competition Groups_59 | Furnace with ECM | 0% | 0 | 0 | Residential_2027_Achievable_MW_Before Competition Groups_Furnace with ECM
Residential | Res ¦ Furnace with ECM | 2027 | Economic | MW | Before Competition Groups | 0 | 0 | 0 | 1107.3924 | 0 | 59 | Residential_2027_Economic_MW_Before Competition Groups_59 | Furnace with ECM | 0% | 0 | 0 | Residential_2027_Economic_MW_Before Competition Groups_Furnace with ECM
Residential | Res ¦ Heat Pump Water Heater | 2027 | Achievable | MW | Before Competition Groups | 0 | 0 | 0 | 228.6379 | 0 | 60 | Residential_2027_Achievable_MW_Before Competition Groups_60 | Heat Pump Water Heater | 0% | 0 | 0 | Residential_2027_Achievable_MW_Before Competition Groups_Heat Pump Water Heater
Residential | Res ¦ Heat Pump Water Heater | 2027 | Economic | MW | Before Competition Groups | 0 | 0 | 0 | 1107.3924 | 0 | 60 | Residential_2027_Economic_MW_Before Competition Groups_60 | Heat Pump Water Heater | 0% | 0 | 0 | Residential_2027_Economic_MW_Before Competition Groups_Heat Pump Water Heater
Residential | Res ¦ LED Downlight | 2027 | Achievable | MW | Before Competition Groups | 0 | 0 | 0 | 228.6379 | 0 | 61 | Residential_2027_Achievable_MW_Before Competition Groups_61 | LED Downlight | 0% | 0 | 0 | Residential_2027_Achievable_MW_Before Competition Groups_LED Downlight
Residential | Res ¦ LED Downlight | 2027 | Economic | MW | Before Competition Groups | 0 | 0 | 0 | 1107.3924 | 0 | 61 | Residential_2027_Economic_MW_Before Competition Groups_61 | LED Downlight | 0% | 0 | 0 | Residential_2027_Economic_MW_Before Competition Groups_LED Downlight
Residential | Res ¦ LED High Bay Fixture | 2027 | Achievable | MW | Before Competition Groups | 0 | 0 | 0 | 228.6379 | 0 | 62 | Residential_2027_Achievable_MW_Before Competition Groups_62 | LED High Bay Fixture | 0% | 0 | 0 | Residential_2027_Achievable_MW_Before Competition Groups_LED High Bay Fixture
Residential | Res ¦ LED High Bay Fixture | 2027 | Economic | MW | Before Competition Groups | 0 | 0 | 0 | 1107.3924 | 0 | 62 | Residential_2027_Economic_MW_Before Competition Groups_62 | LED High Bay Fixture | 0% | 0 | 0 | Residential_2027_Economic_MW_Before Competition Groups_LED High Bay Fixture
Residential | Res ¦ Lighting Motion Sensors, Timers, Dimmers | 2027 | Achievable | MW | Before Competition Groups | 0 | 0 | 0 | 228.6379 | 0 | 63 | Residential_2027_Achievable_MW_Before Competition Groups_63 | Lighting Motion Sensors, Timers, Dimmers | 0% | 0 | 0 | Residential_2027_Achievable_MW_Before Competition Groups_Lighting Motion Sensors, Timers, Dimmers
Residential | Res ¦ Lighting Motion Sensors, Timers, Dimmers | 2027 | Economic | MW | Before Competition Groups | 0 | 0 | 0 | 1107.3924 | 0 | 63 | Residential_2027_Economic_MW_Before Competition Groups_63 | Lighting Motion Sensors, Timers, Dimmers | 0% | 0 | 0 | Residential_2027_Economic_MW_Before Competition Groups_Lighting Motion Sensors, Timers, Dimmers
Residential | Res ¦ Networked/ Connected - Indoor LED Luminaire | 2027 | Achievable | MW | Before Competition Groups | 0 | 0 | 0 | 228.6379 | 0 | 64 | Residential_2027_Achievable_MW_Before Competition Groups_64 | Networked/ Connected - Indoor LED Luminaire | 0% | 0 | 0 | Residential_2027_Achievable_MW_Before Competition Groups_Networked/ Connected - Indoor LED Luminaire
Residential | Res ¦ Networked/ Connected - Indoor LED Luminaire | 2027 | Economic | MW | Before Competition Groups | 0 | 0 | 0 | 1107.3924 | 0 | 64 | Residential_2027_Economic_MW_Before Competition Groups_64 | Networked/ Connected - Indoor LED Luminaire | 0% | 0 | 0 | Residential_2027_Economic_MW_Before Competition Groups_Networked/ Connected - Indoor LED Luminaire
Residential | Res ¦ Radiant Barrier | 2027 | Achievable | MW | Before Competition Groups | 0 | 0 | 0 | 228.6379 | 0 | 65 | Residential_2027_Achievable_MW_Before Competition Groups_65 | Radiant Barrier | 0% | 0 | 0 | Residential_2027_Achievable_MW_Before Competition Groups_Radiant Barrier
Residential | Res ¦ Radiant Barrier | 2027 | Economic | MW | Before Competition Groups | 0 | 0 | 0 | 1107.3924 | 0 | 65 | Residential_2027_Economic_MW_Before Competition Groups_65 | Radiant Barrier | 0% | 0 | 0 | Residential_2027_Economic_MW_Before Competition Groups_Radiant Barrier
Residential | Res ¦ Smart Power Bar | 2027 | Achievable | MW | Before Competition Groups | 0 | 0 | 0 | 228.6379 | 0 | 66 | Residential_2027_Achievable_MW_Before Competition Groups_66 | Smart Power Bar | 0% | 0 | 0 | Residential_2027_Achievable_MW_Before Competition Groups_Smart Power Bar
Residential | Res ¦ Smart Power Bar | 2027 | Economic | MW | Before Competition Groups | 0 | 0 | 0 | 1107.3924 | 0 | 66 | Residential_2027_Economic_MW_Before Competition Groups_66 | Smart Power Bar | 0% | 0 | 0 | Residential_2027_Economic_MW_Before Competition Groups_Smart Power Bar
Residential | Res ¦ Variable Refrigerant Flow Heat Pump | 2027 | Achievable | MW | Before Competition Groups | 0 | 0 | 0 | 228.6379 | 0 | 67 | Residential_2027_Achievable_MW_Before Competition Groups_67 | Variable Refrigerant Flow Heat Pump | 0% | 0 | 0 | Residential_2027_Achievable_MW_Before Competition Groups_Variable Refrigerant Flow Heat Pump
Residential | Res ¦ Variable Refrigerant Flow Heat Pump | 2027 | Economic | MW | Before Competition Groups | 0 | 0 | 0 | 1107.3924 | 0 | 67 | Residential_2027_Economic_MW_Before Competition Groups_67 | Variable Refrigerant Flow Heat Pump | 0% | 0 | 0 | Residential_2027_Economic_MW_Before Competition Groups_Variable Refrigerant Flow Heat Pump
Residential | Res ¦ Adaptive Thermostat | 2028 | Economic | MW | Before Competition Groups | 199.5932 | 0 | 0 | 1170.2157 | 0.17056 | 1 | Residential_2028_Economic_MW_Before Competition Groups_1 | Adaptive Thermostat | 17.06% | 0 | 199.5932 | Residential_2028_Economic_MW_Before Competition Groups_Adaptive Thermostat
Residential | Res ¦ Building Recommissioning, Operations and Maintenance (O&M) Improvements | 2028 | Achievable | MW | Before Competition Groups | 46.2626 | 0 | 0 | 290.1628 | 0.15944 | 1 | Residential_2028_Achievable_MW_Before Competition Groups_1 | Building Recommissioning, Operations and Maintenance (O&M) Improvements | 15.94% | 0 | 46.2626 | Residential_2028_Achievable_MW_Before Competition Groups_Building Recommissioning, Operations and Maintenance (O&M) Improvements
Residential | Res ¦ Ductless Mini-Split Heat Pump | 2028 | Achievable | MW | Before Competition Groups | 35.2764 | 0 | 0 | 290.1628 | 0.12157 | 2 | Residential_2028_Achievable_MW_Before Competition Groups_2 | Ductless Mini-Split Heat Pump | 12.16% | 0 | 35.2764 | Residential_2028_Achievable_MW_Before Competition Groups_Ductless Mini-Split Heat Pump
Residential | Res ¦ Variable Speed Pool Pump Motor | 2028 | Achievable | MW | Before Competition Groups | 32.6075 | 0 | 0 | 290.1628 | 0.11238 | 3 | Residential_2028_Achievable_MW_Before Competition Groups_3 | Variable Speed Pool Pump Motor | 11.24% | 0 | 32.6075 | Residential_2028_Achievable_MW_Before Competition Groups_Variable Speed Pool Pump Motor
Residential | Res ¦ Energy Star Central Air Conditioner | 2028 | Technical | MW | Before Competition Groups | 246.5843 | 0 | 0 | 2262.8927 | 0.10897 | 1 | Residential_2028_Technical_MW_Before Competition Groups_1 | Energy Star Central Air Conditioner | 10.9% | 0 | 246.5843 | Residential_2028_Technical_MW_Before Competition Groups_Energy Star Central Air Conditioner
Residential | Res ¦ Energy Star Clothes Washer | 2028 | Achievable | MW | Before Competition Groups | 30.8257 | 0 | 0 | 290.1628 | 0.10624 | 4 | Residential_2028_Achievable_MW_Before Competition Groups_4 | Energy Star Clothes Washer | 10.62% | 0 | 30.8257 | Residential_2028_Achievable_MW_Before Competition Groups_Energy Star Clothes Washer
Residential | Res ¦ Adaptive Thermostat | 2028 | Achievable | MW | Before Competition Groups | 25.6182 | 0 | 0 | 290.1628 | 0.088289 | 5 | Residential_2028_Achievable_MW_Before Competition Groups_5 | Adaptive Thermostat | 8.829% | 0 | 25.6182 | Residential_2028_Achievable_MW_Before Competition Groups_Adaptive Thermostat
Residential | Res ¦ Adaptive Thermostat | 2028 | Technical | MW | Before Competition Groups | 199.5932 | 0 | 0 | 2262.8927 | 0.088203 | 2 | Residential_2028_Technical_MW_Before Competition Groups_2 | Adaptive Thermostat | 8.82% | 0 | 199.5932 | Residential_2028_Technical_MW_Before Competition Groups_Adaptive Thermostat
Residential | Res ¦ Ductless Mini-Split Heat Pump | 2028 | Economic | MW | Before Competition Groups | 97.1777 | 0 | 0 | 1170.2157 | 0.083043 | 2 | Residential_2028_Economic_MW_Before Competition Groups_2 | Ductless Mini-Split Heat Pump | 8.304% | 0 | 97.1777 | Residential_2028_Economic_MW_Before Competition Groups_Ductless Mini-Split Heat Pump
Residential | Res ¦ Building Recommissioning, Operations and Maintenance (O&M) Improvements | 2028 | Economic | MW | Before Competition Groups | 96.9073 | 0 | 0 | 1170.2157 | 0.082812 | 3 | Residential_2028_Economic_MW_Before Competition Groups_3 | Building Recommissioning, Operations and Maintenance (O&M) Improvements | 8.281% | 0 | 96.9073 | Residential_2028_Economic_MW_Before Competition Groups_Building Recommissioning, Operations and Maintenance (O&M) Improvements
Residential | Res ¦ Basement Wall Insulation | 2028 | Economic | MW | Before Competition Groups | 86.1392 | 0 | 0 | 1170.2157 | 0.07361 | 4 | Residential_2028_Economic_MW_Before Competition Groups_4 | Basement Wall Insulation | 7.361% | 0 | 86.1392 | Residential_2028_Economic_MW_Before Competition Groups_Basement Wall Insulation
Residential | Res ¦ Variable Speed Pool Pump Motor | 2028 | Economic | MW | Before Competition Groups | 68.3094 | 0 | 0 | 1170.2157 | 0.058373 | 5 | Residential_2028_Economic_MW_Before Competition Groups_5 | Variable Speed Pool Pump Motor | 5.837% | 0 | 68.3094 | Residential_2028_Economic_MW_Before Competition Groups_Variable Speed Pool Pump Motor
Residential | Res ¦ Attic Insulation | 2028 | Economic | MW | Before Competition Groups | 66.489 | 0 | 0 | 1170.2157 | 0.056818 | 6 | Residential_2028_Economic_MW_Before Competition Groups_6 | Attic Insulation | 5.682% | 0 | 66.489 | Residential_2028_Economic_MW_Before Competition Groups_Attic Insulation
Residential | Res ¦ Energy Star A Line, PAR, MR Lamps | 2028 | Economic | MW | Before Competition Groups | 64.9378 | 0 | 0 | 1170.2157 | 0.055492 | 7 | Residential_2028_Economic_MW_Before Competition Groups_7 | Energy Star A Line, PAR, MR Lamps | 5.549% | 0 | 64.9378 | Residential_2028_Economic_MW_Before Competition Groups_Energy Star A Line, PAR, MR Lamps
Residential | Res ¦ Energy Star LED Bulbs General Purpose LEDs | 2028 | Economic | MW | Before Competition Groups | 57.0483 | 0 | 0 | 1170.2157 | 0.04875 | 8 | Residential_2028_Economic_MW_Before Competition Groups_8 | Energy Star LED Bulbs General Purpose LEDs | 4.875% | 0 | 57.0483 | Residential_2028_Economic_MW_Before Competition Groups_Energy Star LED Bulbs General Purpose LEDs
Residential | Res ¦ Ductless Mini-Split Air Conditioner | 2028 | Technical | MW | Before Competition Groups | 105.0954 | 0 | 0 | 2262.8927 | 0.046443 | 3 | Residential_2028_Technical_MW_Before Competition Groups_3 | Ductless Mini-Split Air Conditioner | 4.644% | 0 | 105.0954 | Residential_2028_Technical_MW_Before Competition Groups_Ductless Mini-Split Air Conditioner
Residential | Res ¦ Energy Star Air Source Heat Pump | 2028 | Economic | MW | Before Competition Groups | 54.2025 | 0 | 0 | 1170.2157 | 0.046318 | 9 | Residential_2028_Economic_MW_Before Competition Groups_9 | Energy Star Air Source Heat Pump | 4.632% | 0 | 54.2025 | Residential_2028_Economic_MW_Before Competition Groups_Energy Star Air Source Heat Pump
Residential | Res ¦ Ductless Mini-Split Heat Pump | 2028 | Technical | MW | Before Competition Groups | 97.1777 | 0 | 0 | 2262.8927 | 0.042944 | 4 | Residential_2028_Technical_MW_Before Competition Groups_4 | Ductless Mini-Split Heat Pump | 4.294% | 0 | 97.1777 | Residential_2028_Technical_MW_Before Competition Groups_Ductless Mini-Split Heat Pump
Residential | Res ¦ Building Recommissioning, Operations and Maintenance (O&M) Improvements | 2028 | Technical | MW | Before Competition Groups | 96.9073 | 0 | 0 | 2262.8927 | 0.042825 | 5 | Residential_2028_Technical_MW_Before Competition Groups_5 | Building Recommissioning, Operations and Maintenance (O&M) Improvements | 4.282% | 0 | 96.9073 | Residential_2028_Technical_MW_Before Competition Groups_Building Recommissioning, Operations and Maintenance (O&M) Improvements
Residential | Res ¦ Energy Star LED Specialty Bulbs | 2028 | Economic | MW | Before Competition Groups | 49.8382 | 0 | 0 | 1170.2157 | 0.042589 | 10 | Residential_2028_Economic_MW_Before Competition Groups_10 | Energy Star LED Specialty Bulbs | 4.259% | 0 | 49.8382 | Residential_2028_Economic_MW_Before Competition Groups_Energy Star LED Specialty Bulbs
Residential | Res ¦ Energy Star Ground Source Heat Pump | 2028 | Technical | MW | Before Competition Groups | 95.8693 | 0 | 0 | 2262.8927 | 0.042366 | 6 | Residential_2028_Technical_MW_Before Competition Groups_6 | Energy Star Ground Source Heat Pump | 4.237% | 0 | 95.8693 | Residential_2028_Technical_MW_Before Competition Groups_Energy Star Ground Source Heat Pump
Residential | Res ¦ Energy Star Clothes Washer | 2028 | Economic | MW | Before Competition Groups | 49.0032 | 0 | 0 | 1170.2157 | 0.041875 | 11 | Residential_2028_Economic_MW_Before Competition Groups_11 | Energy Star Clothes Washer | 4.188% | 0 | 49.0032 | Residential_2028_Economic_MW_Before Competition Groups_Energy Star Clothes Washer
Residential | Res ¦ Basement Wall Insulation | 2028 | Technical | MW | Before Competition Groups | 86.1392 | 0 | 0 | 2262.8927 | 0.038066 | 7 | Residential_2028_Technical_MW_Before Competition Groups_7 | Basement Wall Insulation | 3.807% | 0 | 86.1392 | Residential_2028_Technical_MW_Before Competition Groups_Basement Wall Insulation
Residential | Res ¦ Energy Star LED Bulbs General Purpose LEDs | 2028 | Achievable | MW | Before Competition Groups | 10.469 | 0 | 0 | 290.1628 | 0.03608 | 6 | Residential_2028_Achievable_MW_Before Competition Groups_6 | Energy Star LED Bulbs General Purpose LEDs | 3.608% | 0 | 10.469 | Residential_2028_Achievable_MW_Before Competition Groups_Energy Star LED Bulbs General Purpose LEDs
Residential | Res ¦ Energy Star Room Air Conditioner | 2028 | Economic | MW | Before Competition Groups | 40.0862 | 0 | 0 | 1170.2157 | 0.034255 | 12 | Residential_2028_Economic_MW_Before Competition Groups_12 | Energy Star Room Air Conditioner | 3.426% | 0 | 40.0862 | Residential_2028_Economic_MW_Before Competition Groups_Energy Star Room Air Conditioner
Residential | Res ¦ Energy Star LED Specialty Bulbs | 2028 | Achievable | MW | Before Competition Groups | 9.2084 | 0 | 0 | 290.1628 | 0.031735 | 7 | Residential_2028_Achievable_MW_Before Competition Groups_7 | Energy Star LED Specialty Bulbs | 3.174% | 0 | 9.2084 | Residential_2028_Achievable_MW_Before Competition Groups_Energy Star LED Specialty Bulbs
Residential | Res ¦ Basement or Crawlspace Insulation | 2028 | Technical | MW | Before Competition Groups | 71.6787 | 0 | 0 | 2262.8927 | 0.031676 | 8 | Residential_2028_Technical_MW_Before Competition Groups_8 | Basement or Crawlspace Insulation | 3.168% | 0 | 71.6787 | Residential_2028_Technical_MW_Before Competition Groups_Basement or Crawlspace Insulation
Residential | Res ¦ Smart Power Bar | 2028 | Technical | MW | Before Competition Groups | 70.4493 | 0 | 0 | 2262.8927 | 0.031132 | 9 | Residential_2028_Technical_MW_Before Competition Groups_9 | Smart Power Bar | 3.113% | 0 | 70.4493 | Residential_2028_Technical_MW_Before Competition Groups_Smart Power Bar
Residential | Res ¦ Energy Star Room Air Conditioner | 2028 | Achievable | MW | Before Competition Groups | 8.799 | 0 | 0 | 290.1628 | 0.030324 | 8 | Residential_2028_Achievable_MW_Before Competition Groups_8 | Energy Star Room Air Conditioner | 3.032% | 0 | 8.799 | Residential_2028_Achievable_MW_Before Competition Groups_Energy Star Room Air Conditioner
Residential | Res ¦ Variable Speed Pool Pump Motor | 2028 | Technical | MW | Before Competition Groups | 68.3094 | 0 | 0 | 2262.8927 | 0.030187 | 10 | Residential_2028_Technical_MW_Before Competition Groups_10 | Variable Speed Pool Pump Motor | 3.019% | 0 | 68.3094 | Residential_2028_Technical_MW_Before Competition Groups_Variable Speed Pool Pump Motor
Residential | Res ¦ Attic Insulation | 2028 | Technical | MW | Before Competition Groups | 66.489 | 0 | 0 | 2262.8927 | 0.029382 | 11 | Residential_2028_Technical_MW_Before Competition Groups_11 | Attic Insulation | 2.938% | 0 | 66.489 | Residential_2028_Technical_MW_Before Competition Groups_Attic Insulation
Residential | Res ¦ Energy Star A Line, PAR, MR Lamps | 2028 | Technical | MW | Before Competition Groups | 64.9378 | 0 | 0 | 2262.8927 | 0.028697 | 12 | Residential_2028_Technical_MW_Before Competition Groups_12 | Energy Star A Line, PAR, MR Lamps | 2.87% | 0 | 64.9378 | Residential_2028_Technical_MW_Before Competition Groups_Energy Star A Line, PAR, MR Lamps
Residential | Res ¦ Smart Burners | 2028 | Technical | MW | Before Competition Groups | 64.1141 | 0 | 0 | 2262.8927 | 0.028333 | 13 | Residential_2028_Technical_MW_Before Competition Groups_13 | Smart Burners | 2.833% | 0 | 64.1141 | Residential_2028_Technical_MW_Before Competition Groups_Smart Burners
Residential | Res ¦ Smart Burners | 2028 | Economic | MW | Before Competition Groups | 30.0996 | 0 | 0 | 1170.2157 | 0.025721 | 13 | Residential_2028_Economic_MW_Before Competition Groups_13 | Smart Burners | 2.572% | 0 | 30.0996 | Residential_2028_Economic_MW_Before Competition Groups_Smart Burners
Residential | Res ¦ Energy Star LED Bulbs General Purpose LEDs | 2028 | Technical | MW | Before Competition Groups | 57.0483 | 0 | 0 | 2262.8927 | 0.02521 | 14 | Residential_2028_Technical_MW_Before Competition Groups_14 | Energy Star LED Bulbs General Purpose LEDs | 2.521% | 0 | 57.0483 | Residential_2028_Technical_MW_Before Competition Groups_Energy Star LED Bulbs General Purpose LEDs
Residential | Res ¦ Energy Star Refrigerator | 2028 | Technical | MW | Before Competition Groups | 56.3759 | 0 | 0 | 2262.8927 | 0.024913 | 15 | Residential_2028_Technical_MW_Before Competition Groups_15 | Energy Star Refrigerator | 2.491% | 0 | 56.3759 | Residential_2028_Technical_MW_Before Competition Groups_Energy Star Refrigerator
Residential | Res ¦ Energy Star Air Source Heat Pump | 2028 | Achievable | MW | Before Competition Groups | 7.2166 | 0 | 0 | 290.1628 | 0.024871 | 9 | Residential_2028_Achievable_MW_Before Competition Groups_9 | Energy Star Air Source Heat Pump | 2.487% | 0 | 7.2166 | Residential_2028_Achievable_MW_Before Competition Groups_Energy Star Air Source Heat Pump
Residential | Res ¦ Basement Wall Insulation | 2028 | Achievable | MW | Before Competition Groups | 6.977 | 0 | 0 | 290.1628 | 0.024045 | 10 | Residential_2028_Achievable_MW_Before Competition Groups_10 | Basement Wall Insulation | 2.405% | 0 | 6.977 | Residential_2028_Achievable_MW_Before Competition Groups_Basement Wall Insulation
Residential | Res ¦ Energy Star Air Source Heat Pump | 2028 | Technical | MW | Before Competition Groups | 54.2025 | 0 | 0 | 2262.8927 | 0.023953 | 16 | Residential_2028_Technical_MW_Before Competition Groups_16 | Energy Star Air Source Heat Pump | 2.395% | 0 | 54.2025 | Residential_2028_Technical_MW_Before Competition Groups_Energy Star Air Source Heat Pump
Residential | Res ¦ Occupancy Sensors MF | 2028 | Achievable | MW | Before Competition Groups | 6.8499 | 0 | 0 | 290.1628 | 0.023607 | 11 | Residential_2028_Achievable_MW_Before Competition Groups_11 | Occupancy Sensors MF | 2.361% | 0 | 6.8499 | Residential_2028_Achievable_MW_Before Competition Groups_Occupancy Sensors MF
Residential | Res ¦ Advanced BAS/Controllers | 2028 | Achievable | MW | Before Competition Groups | 6.757 | 0 | 0 | 290.1628 | 0.023287 | 12 | Residential_2028_Achievable_MW_Before Competition Groups_12 | Advanced BAS/Controllers | 2.329% | 0 | 6.757 | Residential_2028_Achievable_MW_Before Competition Groups_Advanced BAS/Controllers
Residential | Res ¦ Wall Insulation | 2028 | Technical | MW | Before Competition Groups | 52.1067 | 0 | 0 | 2262.8927 | 0.023027 | 17 | Residential_2028_Technical_MW_Before Competition Groups_17 | Wall Insulation | 2.303% | 0 | 52.1067 | Residential_2028_Technical_MW_Before Competition Groups_Wall Insulation
Residential | Res ¦ Heat Pump Clothes Dryer | 2028 | Technical | MW | Before Competition Groups | 51.785 | 0 | 0 | 2262.8927 | 0.022884 | 18 | Residential_2028_Technical_MW_Before Competition Groups_18 | Heat Pump Clothes Dryer | 2.288% | 0 | 51.785 | Residential_2028_Technical_MW_Before Competition Groups_Heat Pump Clothes Dryer
Residential | Res ¦ Energy Star LED Specialty Bulbs | 2028 | Technical | MW | Before Competition Groups | 49.8382 | 0 | 0 | 2262.8927 | 0.022024 | 19 | Residential_2028_Technical_MW_Before Competition Groups_19 | Energy Star LED Specialty Bulbs | 2.202% | 0 | 49.8382 | Residential_2028_Technical_MW_Before Competition Groups_Energy Star LED Specialty Bulbs
Residential | Res ¦ Energy Star Clothes Washer | 2028 | Technical | MW | Before Competition Groups | 49.0032 | 0 | 0 | 2262.8927 | 0.021655 | 20 | Residential_2028_Technical_MW_Before Competition Groups_20 | Energy Star Clothes Washer | 2.166% | 0 | 49.0032 | Residential_2028_Technical_MW_Before Competition Groups_Energy Star Clothes Washer
Residential | Res ¦ Clothes Drying Racks | 2028 | Achievable | MW | Before Competition Groups | 6.1405 | 0 | 0 | 290.1628 | 0.021162 | 13 | Residential_2028_Achievable_MW_Before Competition Groups_13 | Clothes Drying Racks | 2.116% | 0 | 6.1405 | Residential_2028_Achievable_MW_Before Competition Groups_Clothes Drying Racks
Residential | Res ¦ Attic Insulation | 2028 | Achievable | MW | Before Competition Groups | 5.3846 | 0 | 0 | 290.1628 | 0.018557 | 14 | Residential_2028_Achievable_MW_Before Competition Groups_14 | Attic Insulation | 1.856% | 0 | 5.3846 | Residential_2028_Achievable_MW_Before Competition Groups_Attic Insulation
Residential | Res ¦ Energy Star Room Air Conditioner | 2028 | Technical | MW | Before Competition Groups | 40.6362 | 0 | 0 | 2262.8927 | 0.017958 | 21 | Residential_2028_Technical_MW_Before Competition Groups_21 | Energy Star Room Air Conditioner | 1.796% | 0 | 40.6362 | Residential_2028_Technical_MW_Before Competition Groups_Energy Star Room Air Conditioner
Residential | Res ¦ Refrigerator Recycling | 2028 | Achievable | MW | Before Competition Groups | 5.2064 | 0 | 0 | 290.1628 | 0.017943 | 15 | Residential_2028_Achievable_MW_Before Competition Groups_15 | Refrigerator Recycling | 1.794% | 0 | 5.2064 | Residential_2028_Achievable_MW_Before Competition Groups_Refrigerator Recycling
Residential | Res ¦ Energy Star A Line, PAR, MR Lamps | 2028 | Achievable | MW | Before Competition Groups | 5.193 | 0 | 0 | 290.1628 | 0.017897 | 16 | Residential_2028_Achievable_MW_Before Competition Groups_16 | Energy Star A Line, PAR, MR Lamps | 1.79% | 0 | 5.193 | Residential_2028_Achievable_MW_Before Competition Groups_Energy Star A Line, PAR, MR Lamps
Residential | Res ¦ Duct Insulation | 2028 | Economic | MW | Before Competition Groups | 20.934 | 0 | 0 | 1170.2157 | 0.017889 | 14 | Residential_2028_Economic_MW_Before Competition Groups_14 | Duct Insulation | 1.789% | 0 | 20.934 | Residential_2028_Economic_MW_Before Competition Groups_Duct Insulation
Residential | Res ¦ Induction Cooking Stove Top | 2028 | Technical | MW | Before Competition Groups | 39.4943 | 0 | 0 | 2262.8927 | 0.017453 | 22 | Residential_2028_Technical_MW_Before Competition Groups_22 | Induction Cooking Stove Top | 1.745% | 0 | 39.4943 | Residential_2028_Technical_MW_Before Competition Groups_Induction Cooking Stove Top
Residential | Res ¦ Networked/ Connected - Indoor LED Lamp | 2028 | Technical | MW | Before Competition Groups | 39.1085 | 0 | 0 | 2262.8927 | 0.017283 | 23 | Residential_2028_Technical_MW_Before Competition Groups_23 | Networked/ Connected - Indoor LED Lamp | 1.728% | 0 | 39.1085 | Residential_2028_Technical_MW_Before Competition Groups_Networked/ Connected - Indoor LED Lamp
Residential | Res ¦ Freezer Recycling | 2028 | Achievable | MW | Before Competition Groups | 4.8369 | 0 | 0 | 290.1628 | 0.01667 | 17 | Residential_2028_Achievable_MW_Before Competition Groups_17 | Freezer Recycling | 1.667% | 0 | 4.8369 | Residential_2028_Achievable_MW_Before Competition Groups_Freezer Recycling
Residential | Res ¦ High Efficiency Chiller (avg of water and air cooled) | 2028 | Achievable | MW | Before Competition Groups | 4.5546 | 0 | 0 | 290.1628 | 0.015697 | 18 | Residential_2028_Achievable_MW_Before Competition Groups_18 | High Efficiency Chiller (avg of water and air cooled) | 1.57% | 0 | 4.5546 | Residential_2028_Achievable_MW_Before Competition Groups_High Efficiency Chiller (avg of water and air cooled)
Residential | Res ¦ Air Sealing | 2028 | Economic | MW | Before Competition Groups | 18.3637 | 0 | 0 | 1170.2157 | 0.015693 | 15 | Residential_2028_Economic_MW_Before Competition Groups_15 | Air Sealing | 1.569% | 0 | 18.3637 | Residential_2028_Economic_MW_Before Competition Groups_Air Sealing
Residential | Res ¦ Floor Insulation | 2028 | Economic | MW | Before Competition Groups | 17.457 | 0 | 0 | 1170.2157 | 0.014918 | 16 | Residential_2028_Economic_MW_Before Competition Groups_16 | Floor Insulation | 1.492% | 0 | 17.457 | Residential_2028_Economic_MW_Before Competition Groups_Floor Insulation
Residential | Res ¦ Smart Burners | 2028 | Achievable | MW | Before Competition Groups | 4.3155 | 0 | 0 | 290.1628 | 0.014873 | 19 | Residential_2028_Achievable_MW_Before Competition Groups_19 | Smart Burners | 1.487% | 0 | 4.3155 | Residential_2028_Achievable_MW_Before Competition Groups_Smart Burners
Residential | Res ¦ Energy Star Clothes Dryer | 2028 | Technical | MW | Before Competition Groups | 29.578 | 0 | 0 | 2262.8927 | 0.013071 | 24 | Residential_2028_Technical_MW_Before Competition Groups_24 | Energy Star Clothes Dryer | 1.307% | 0 | 29.578 | Residential_2028_Technical_MW_Before Competition Groups_Energy Star Clothes Dryer
Residential | Res ¦ Energy Star Torchiere | 2028 | Achievable | MW | Before Competition Groups | 3.606 | 0 | 0 | 290.1628 | 0.012428 | 20 | Residential_2028_Achievable_MW_Before Competition Groups_20 | Energy Star Torchiere | 1.243% | 0 | 3.606 | Residential_2028_Achievable_MW_Before Competition Groups_Energy Star Torchiere
Residential | Res ¦ Advanced BAS/Controllers | 2028 | Economic | MW | Before Competition Groups | 14.1558 | 0 | 0 | 1170.2157 | 0.012097 | 17 | Residential_2028_Economic_MW_Before Competition Groups_17 | Advanced BAS/Controllers | 1.21% | 0 | 14.1558 | Residential_2028_Economic_MW_Before Competition Groups_Advanced BAS/Controllers
Residential | Res ¦ Occupancy Sensors MF | 2028 | Economic | MW | Before Competition Groups | 14.0568 | 0 | 0 | 1170.2157 | 0.012012 | 18 | Residential_2028_Economic_MW_Before Competition Groups_18 | Occupancy Sensors MF | 1.201% | 0 | 14.0568 | Residential_2028_Economic_MW_Before Competition Groups_Occupancy Sensors MF
Residential | Res ¦ Variable Refrigerant Flow Heat Pump | 2028 | Technical | MW | Before Competition Groups | 26.1867 | 0 | 0 | 2262.8927 | 0.011572 | 25 | Residential_2028_Technical_MW_Before Competition Groups_25 | Variable Refrigerant Flow Heat Pump | 1.157% | 0 | 26.1867 | Residential_2028_Technical_MW_Before Competition Groups_Variable Refrigerant Flow Heat Pump
Residential | Res ¦ Ceiling Insulation | 2028 | Technical | MW | Before Competition Groups | 25.9549 | 0 | 0 | 2262.8927 | 0.01147 | 26 | Residential_2028_Technical_MW_Before Competition Groups_26 | Ceiling Insulation | 1.147% | 0 | 25.9549 | Residential_2028_Technical_MW_Before Competition Groups_Ceiling Insulation
Residential | Res ¦ Wall Insulation | 2028 | Economic | MW | Before Competition Groups | 13.2499 | 0 | 0 | 1170.2157 | 0.011323 | 19 | Residential_2028_Economic_MW_Before Competition Groups_19 | Wall Insulation | 1.132% | 0 | 13.2499 | Residential_2028_Economic_MW_Before Competition Groups_Wall Insulation
Residential | Res ¦ Clothes Drying Racks | 2028 | Economic | MW | Before Competition Groups | 12.8692 | 0 | 0 | 1170.2157 | 0.010997 | 20 | Residential_2028_Economic_MW_Before Competition Groups_20 | Clothes Drying Racks | 1.1% | 0 | 12.8692 | Residential_2028_Economic_MW_Before Competition Groups_Clothes Drying Racks
Residential | Res ¦ Lighting Motion Sensors, Timers, Dimmers | 2028 | Technical | MW | Before Competition Groups | 24.172 | 0 | 0 | 2262.8927 | 0.010682 | 27 | Residential_2028_Technical_MW_Before Competition Groups_27 | Lighting Motion Sensors, Timers, Dimmers | 1.068% | 0 | 24.172 | Residential_2028_Technical_MW_Before Competition Groups_Lighting Motion Sensors, Timers, Dimmers
Residential | Res ¦ Energy Star Light Fixture | 2028 | Achievable | MW | Before Competition Groups | 2.7978 | 0 | 0 | 290.1628 | 0.0096423 | 21 | Residential_2028_Achievable_MW_Before Competition Groups_21 | Energy Star Light Fixture | 0.9642% | 0 | 2.7978 | Residential_2028_Achievable_MW_Before Competition Groups_Energy Star Light Fixture
Residential | Res ¦ Duct Insulation | 2028 | Technical | MW | Before Competition Groups | 21.6413 | 0 | 0 | 2262.8927 | 0.0095636 | 28 | Residential_2028_Technical_MW_Before Competition Groups_28 | Duct Insulation | 0.9564% | 0 | 21.6413 | Residential_2028_Technical_MW_Before Competition Groups_Duct Insulation
Residential | Res ¦ Refrigerator Recycling | 2028 | Economic | MW | Before Competition Groups | 10.9069 | 0 | 0 | 1170.2157 | 0.0093205 | 21 | Residential_2028_Economic_MW_Before Competition Groups_21 | Refrigerator Recycling | 0.932% | 0 | 10.9069 | Residential_2028_Economic_MW_Before Competition Groups_Refrigerator Recycling
Residential | Res ¦ Energy Star Torchiere | 2028 | Economic | MW | Before Competition Groups | 10.7586 | 0 | 0 | 1170.2157 | 0.0091937 | 22 | Residential_2028_Economic_MW_Before Competition Groups_22 | Energy Star Torchiere | 0.9194% | 0 | 10.7586 | Residential_2028_Economic_MW_Before Competition Groups_Energy Star Torchiere
Residential | Res ¦ Freezer Recycling | 2028 | Economic | MW | Before Competition Groups | 10.1598 | 0 | 0 | 1170.2157 | 0.008682 | 23 | Residential_2028_Economic_MW_Before Competition Groups_23 | Freezer Recycling | 0.8682% | 0 | 10.1598 | Residential_2028_Economic_MW_Before Competition Groups_Freezer Recycling
Residential | Res ¦ Air Sealing | 2028 | Technical | MW | Before Competition Groups | 18.3637 | 0 | 0 | 2262.8927 | 0.0081151 | 29 | Residential_2028_Technical_MW_Before Competition Groups_29 | Air Sealing | 0.8115% | 0 | 18.3637 | Residential_2028_Technical_MW_Before Competition Groups_Air Sealing
Residential | Res ¦ Central Air Conditioner Maintenance | 2028 | Technical | MW | Before Competition Groups | 17.7311 | 0 | 0 | 2262.8927 | 0.0078356 | 30 | Residential_2028_Technical_MW_Before Competition Groups_30 | Central Air Conditioner Maintenance | 0.7836% | 0 | 17.7311 | Residential_2028_Technical_MW_Before Competition Groups_Central Air Conditioner Maintenance
Residential | Res ¦ Floor Insulation | 2028 | Technical | MW | Before Competition Groups | 17.457 | 0 | 0 | 2262.8927 | 0.0077145 | 31 | Residential_2028_Technical_MW_Before Competition Groups_31 | Floor Insulation | 0.7714% | 0 | 17.457 | Residential_2028_Technical_MW_Before Competition Groups_Floor Insulation
Residential | Res ¦ Basement or Crawlspace Insulation | 2028 | Economic | MW | Before Competition Groups | 8.4728 | 0 | 0 | 1170.2157 | 0.0072404 | 24 | Residential_2028_Economic_MW_Before Competition Groups_24 | Basement or Crawlspace Insulation | 0.724% | 0 | 8.4728 | Residential_2028_Economic_MW_Before Competition Groups_Basement or Crawlspace Insulation
Residential | Res ¦ Dehumidifier Recycling | 2028 | Technical | MW | Before Competition Groups | 16.1886 | 0 | 0 | 2262.8927 | 0.0071539 | 32 | Residential_2028_Technical_MW_Before Competition Groups_32 | Dehumidifier Recycling | 0.7154% | 0 | 16.1886 | Residential_2028_Technical_MW_Before Competition Groups_Dehumidifier Recycling
Residential | Res ¦ Energy Star Light Fixture | 2028 | Economic | MW | Before Competition Groups | 8.2301 | 0 | 0 | 1170.2157 | 0.007033 | 25 | Residential_2028_Economic_MW_Before Competition Groups_25 | Energy Star Light Fixture | 0.7033% | 0 | 8.2301 | Residential_2028_Economic_MW_Before Competition Groups_Energy Star Light Fixture
Residential | Res ¦ Energy Star Light Fixture | 2028 | Technical | MW | Before Competition Groups | 15.8228 | 0 | 0 | 2262.8927 | 0.0069923 | 33 | Residential_2028_Technical_MW_Before Competition Groups_33 | Energy Star Light Fixture | 0.6992% | 0 | 15.8228 | Residential_2028_Technical_MW_Before Competition Groups_Energy Star Light Fixture
Residential | Res ¦ Duct Insulation MF | 2028 | Economic | MW | Before Competition Groups | 7.651 | 0 | 0 | 1170.2157 | 0.0065381 | 26 | Residential_2028_Economic_MW_Before Competition Groups_26 | Duct Insulation MF | 0.6538% | 0 | 7.651 | Residential_2028_Economic_MW_Before Competition Groups_Duct Insulation MF
Residential | Res ¦ Air Source Heat Pump | 2028 | Technical | MW | Before Competition Groups | 14.1824 | 0 | 0 | 2262.8927 | 0.0062674 | 34 | Residential_2028_Technical_MW_Before Competition Groups_34 | Air Source Heat Pump | 0.6267% | 0 | 14.1824 | Residential_2028_Technical_MW_Before Competition Groups_Air Source Heat Pump
Residential | Res ¦ Advanced BAS/Controllers | 2028 | Technical | MW | Before Competition Groups | 14.1558 | 0 | 0 | 2262.8927 | 0.0062556 | 35 | Residential_2028_Technical_MW_Before Competition Groups_35 | Advanced BAS/Controllers | 0.6256% | 0 | 14.1558 | Residential_2028_Technical_MW_Before Competition Groups_Advanced BAS/Controllers
Residential | Res ¦ Occupancy Sensors MF | 2028 | Technical | MW | Before Competition Groups | 14.0568 | 0 | 0 | 2262.8927 | 0.0062119 | 36 | Residential_2028_Technical_MW_Before Competition Groups_36 | Occupancy Sensors MF | 0.6212% | 0 | 14.0568 | Residential_2028_Technical_MW_Before Competition Groups_Occupancy Sensors MF
Residential | Res ¦ Outside Air Economizer | 2028 | Achievable | MW | Before Competition Groups | 1.7807 | 0 | 0 | 290.1628 | 0.006137 | 22 | Residential_2028_Achievable_MW_Before Competition Groups_22 | Outside Air Economizer | 0.6137% | 0 | 1.7807 | Residential_2028_Achievable_MW_Before Competition Groups_Outside Air Economizer
Residential | Res ¦ Duct Insulation | 2028 | Achievable | MW | Before Competition Groups | 1.6641 | 0 | 0 | 290.1628 | 0.0057351 | 23 | Residential_2028_Achievable_MW_Before Competition Groups_23 | Duct Insulation | 0.5735% | 0 | 1.6641 | Residential_2028_Achievable_MW_Before Competition Groups_Duct Insulation
Residential | Res ¦ Clothes Drying Racks | 2028 | Technical | MW | Before Competition Groups | 12.8692 | 0 | 0 | 2262.8927 | 0.0056871 | 37 | Residential_2028_Technical_MW_Before Competition Groups_37 | Clothes Drying Racks | 0.5687% | 0 | 12.8692 | Residential_2028_Technical_MW_Before Competition Groups_Clothes Drying Racks
Residential | Res ¦ ENERGY STAR LED LAMPS (REFLECTOR LAMPs/MR16/PAR 16) | 2028 | Achievable | MW | Before Competition Groups | 1.6028 | 0 | 0 | 290.1628 | 0.0055238 | 24 | Residential_2028_Achievable_MW_Before Competition Groups_24 | ENERGY STAR LED LAMPS (REFLECTOR LAMPs/MR16/PAR 16) | 0.5524% | 0 | 1.6028 | Residential_2028_Achievable_MW_Before Competition Groups_ENERGY STAR LED LAMPS (REFLECTOR LAMPs/MR16/PAR 16)
Residential | Res ¦ Air Sealing | 2028 | Achievable | MW | Before Competition Groups | 1.4873 | 0 | 0 | 290.1628 | 0.0051258 | 25 | Residential_2028_Achievable_MW_Before Competition Groups_25 | Air Sealing | 0.5126% | 0 | 1.4873 | Residential_2028_Achievable_MW_Before Competition Groups_Air Sealing
Residential | Res ¦ Home Energy Reports | 2028 | Technical | MW | Before Competition Groups | 11.3755 | 0 | 0 | 2262.8927 | 0.005027 | 38 | Residential_2028_Technical_MW_Before Competition Groups_38 | Home Energy Reports | 0.5027% | 0 | 11.3755 | Residential_2028_Technical_MW_Before Competition Groups_Home Energy Reports
Residential | Res ¦ Floor Insulation | 2028 | Achievable | MW | Before Competition Groups | 1.4133 | 0 | 0 | 290.1628 | 0.0048706 | 26 | Residential_2028_Achievable_MW_Before Competition Groups_26 | Floor Insulation | 0.4871% | 0 | 1.4133 | Residential_2028_Achievable_MW_Before Competition Groups_Floor Insulation
Residential | Res ¦ Refrigerator Recycling | 2028 | Technical | MW | Before Competition Groups | 10.9069 | 0 | 0 | 2262.8927 | 0.0048199 | 39 | Residential_2028_Technical_MW_Before Competition Groups_39 | Refrigerator Recycling | 0.482% | 0 | 10.9069 | Residential_2028_Technical_MW_Before Competition Groups_Refrigerator Recycling
Residential | Res ¦ Energy Star Torchiere | 2028 | Technical | MW | Before Competition Groups | 10.7586 | 0 | 0 | 2262.8927 | 0.0047544 | 40 | Residential_2028_Technical_MW_Before Competition Groups_40 | Energy Star Torchiere | 0.4754% | 0 | 10.7586 | Residential_2028_Technical_MW_Before Competition Groups_Energy Star Torchiere
Residential | Res ¦ Minimize Hot and Warm Clothes Wash | 2028 | Economic | MW | Before Competition Groups | 5.3713 | 0 | 0 | 1170.2157 | 0.0045901 | 27 | Residential_2028_Economic_MW_Before Competition Groups_27 | Minimize Hot and Warm Clothes Wash | 0.459% | 0 | 5.3713 | Residential_2028_Economic_MW_Before Competition Groups_Minimize Hot and Warm Clothes Wash
Residential | Res ¦ High Efficiency Chiller (avg of water and air cooled) | 2028 | Economic | MW | Before Competition Groups | 5.3118 | 0 | 0 | 1170.2157 | 0.0045392 | 28 | Residential_2028_Economic_MW_Before Competition Groups_28 | High Efficiency Chiller (avg of water and air cooled) | 0.4539% | 0 | 5.3118 | Residential_2028_Economic_MW_Before Competition Groups_High Efficiency Chiller (avg of water and air cooled)
Residential | Res ¦ Freezer Recycling | 2028 | Technical | MW | Before Competition Groups | 10.1598 | 0 | 0 | 2262.8927 | 0.0044897 | 41 | Residential_2028_Technical_MW_Before Competition Groups_41 | Freezer Recycling | 0.449% | 0 | 10.1598 | Residential_2028_Technical_MW_Before Competition Groups_Freezer Recycling
Residential | Res ¦ Minimize Hot and Warm Clothes Wash | 2028 | Achievable | MW | Before Competition Groups | 1.2894 | 0 | 0 | 290.1628 | 0.0044436 | 27 | Residential_2028_Achievable_MW_Before Competition Groups_27 | Minimize Hot and Warm Clothes Wash | 0.4444% | 0 | 1.2894 | Residential_2028_Achievable_MW_Before Competition Groups_Minimize Hot and Warm Clothes Wash
Residential | Res ¦ Duct Insulation MF | 2028 | Technical | MW | Before Competition Groups | 9.7514 | 0 | 0 | 2262.8927 | 0.0043093 | 42 | Residential_2028_Technical_MW_Before Competition Groups_42 | Duct Insulation MF | 0.4309% | 0 | 9.7514 | Residential_2028_Technical_MW_Before Competition Groups_Duct Insulation MF
Residential | Res ¦ Energy Star Dehumidifier | 2028 | Technical | MW | Before Competition Groups | 9.5171 | 0 | 0 | 2262.8927 | 0.0042057 | 43 | Residential_2028_Technical_MW_Before Competition Groups_43 | Energy Star Dehumidifier | 0.4206% | 0 | 9.5171 | Residential_2028_Technical_MW_Before Competition Groups_Energy Star Dehumidifier
Residential | Res ¦ LED Tube Re-Lamp | 2028 | Achievable | MW | Before Competition Groups | 1.1811 | 0 | 0 | 290.1628 | 0.0040704 | 28 | Residential_2028_Achievable_MW_Before Competition Groups_28 | LED Tube Re-Lamp | 0.407% | 0 | 1.1811 | Residential_2028_Achievable_MW_Before Competition Groups_LED Tube Re-Lamp
Residential | Res ¦ Furnace Whistle | 2028 | Achievable | MW | Before Competition Groups | 1.1107 | 0 | 0 | 290.1628 | 0.0038277 | 29 | Residential_2028_Achievable_MW_Before Competition Groups_29 | Furnace Whistle | 0.3828% | 0 | 1.1107 | Residential_2028_Achievable_MW_Before Competition Groups_Furnace Whistle
Residential | Res ¦ Wall Insulation | 2028 | Achievable | MW | Before Competition Groups | 1.0123 | 0 | 0 | 290.1628 | 0.0034888 | 30 | Residential_2028_Achievable_MW_Before Competition Groups_30 | Wall Insulation | 0.3489% | 0 | 1.0123 | Residential_2028_Achievable_MW_Before Competition Groups_Wall Insulation
Residential | Res ¦ INTEGRAL LED TROFFERS | 2028 | Technical | MW | Before Competition Groups | 7.7 | 0 | 0 | 2262.8927 | 0.0034027 | 44 | Residential_2028_Technical_MW_Before Competition Groups_44 | INTEGRAL LED TROFFERS | 0.3403% | 0 | 7.7 | Residential_2028_Technical_MW_Before Competition Groups_INTEGRAL LED TROFFERS
Residential | Res ¦ Comprehensive Draft Proofing | 2028 | Achievable | MW | Before Competition Groups | 0.95947 | 0 | 0 | 290.1628 | 0.0033067 | 31 | Residential_2028_Achievable_MW_Before Competition Groups_31 | Comprehensive Draft Proofing | 0.3307% | 0 | 0.95947 | Residential_2028_Achievable_MW_Before Competition Groups_Comprehensive Draft Proofing
Residential | Res ¦ Energy Star Windows | 2028 | Technical | MW | Before Competition Groups | 7.4346 | 0 | 0 | 2262.8927 | 0.0032854 | 45 | Residential_2028_Technical_MW_Before Competition Groups_45 | Energy Star Windows | 0.3285% | 0 | 7.4346 | Residential_2028_Technical_MW_Before Competition Groups_Energy Star Windows
Residential | Res ¦ Variable Frequency Drive (VFD) | 2028 | Achievable | MW | Before Competition Groups | 0.93044 | 0 | 0 | 290.1628 | 0.0032066 | 32 | Residential_2028_Achievable_MW_Before Competition Groups_32 | Variable Frequency Drive (VFD) | 0.3207% | 0 | 0.93044 | Residential_2028_Achievable_MW_Before Competition Groups_Variable Frequency Drive (VFD)
Residential | Res ¦ Furnace with ECM | 2028 | Technical | MW | Before Competition Groups | 7.0747 | 0 | 0 | 2262.8927 | 0.0031264 | 46 | Residential_2028_Technical_MW_Before Competition Groups_46 | Furnace with ECM | 0.3126% | 0 | 7.0747 | Residential_2028_Technical_MW_Before Competition Groups_Furnace with ECM
Residential | Res ¦ CO Sensors for parking garage exhaust fans | 2028 | Achievable | MW | Before Competition Groups | 0.87501 | 0 | 0 | 290.1628 | 0.0030156 | 33 | Residential_2028_Achievable_MW_Before Competition Groups_33 | CO Sensors for parking garage exhaust fans | 0.3016% | 0 | 0.87501 | Residential_2028_Achievable_MW_Before Competition Groups_CO Sensors for parking garage exhaust fans
Residential | Res ¦ Energy Star Clothes Dryer | 2028 | Economic | MW | Before Competition Groups | 3.3032 | 0 | 0 | 1170.2157 | 0.0028227 | 29 | Residential_2028_Economic_MW_Before Competition Groups_29 | Energy Star Clothes Dryer | 0.2823% | 0 | 3.3032 | Residential_2028_Economic_MW_Before Competition Groups_Energy Star Clothes Dryer
Residential | Res ¦ Home Energy Reports | 2028 | Achievable | MW | Before Competition Groups | 0.79316 | 0 | 0 | 290.1628 | 0.0027335 | 34 | Residential_2028_Achievable_MW_Before Competition Groups_34 | Home Energy Reports | 0.2733% | 0 | 0.79316 | Residential_2028_Achievable_MW_Before Competition Groups_Home Energy Reports
Residential | Res ¦ Outside Air Economizer | 2028 | Economic | MW | Before Competition Groups | 3.174 | 0 | 0 | 1170.2157 | 0.0027123 | 30 | Residential_2028_Economic_MW_Before Competition Groups_30 | Outside Air Economizer | 0.2712% | 0 | 3.174 | Residential_2028_Economic_MW_Before Competition Groups_Outside Air Economizer
Residential | Res ¦ Home Energy Reports | 2028 | Economic | MW | Before Competition Groups | 3.0458 | 0 | 0 | 1170.2157 | 0.0026027 | 31 | Residential_2028_Economic_MW_Before Competition Groups_31 | Home Energy Reports | 0.2603% | 0 | 3.0458 | Residential_2028_Economic_MW_Before Competition Groups_Home Energy Reports
Residential | Res ¦ Energy Star Freezer | 2028 | Technical | MW | Before Competition Groups | 5.834 | 0 | 0 | 2262.8927 | 0.0025781 | 47 | Residential_2028_Technical_MW_Before Competition Groups_47 | Energy Star Freezer | 0.2578% | 0 | 5.834 | Residential_2028_Technical_MW_Before Competition Groups_Energy Star Freezer
Residential | Res ¦ Minimize Hot and Warm Clothes Wash | 2028 | Technical | MW | Before Competition Groups | 5.3713 | 0 | 0 | 2262.8927 | 0.0023737 | 48 | Residential_2028_Technical_MW_Before Competition Groups_48 | Minimize Hot and Warm Clothes Wash | 0.2374% | 0 | 5.3713 | Residential_2028_Technical_MW_Before Competition Groups_Minimize Hot and Warm Clothes Wash
Residential | Res ¦ High Efficiency Chiller (avg of water and air cooled) | 2028 | Technical | MW | Before Competition Groups | 5.3118 | 0 | 0 | 2262.8927 | 0.0023473 | 49 | Residential_2028_Technical_MW_Before Competition Groups_49 | High Efficiency Chiller (avg of water and air cooled) | 0.2347% | 0 | 5.3118 | Residential_2028_Technical_MW_Before Competition Groups_High Efficiency Chiller (avg of water and air cooled)
Residential | Res ¦ LED Parking Lot Fixture | 2028 | Achievable | MW | Before Competition Groups | 0.67053 | 0 | 0 | 290.1628 | 0.0023109 | 35 | Residential_2028_Achievable_MW_Before Competition Groups_35 | LED Parking Lot Fixture | 0.2311% | 0 | 0.67053 | Residential_2028_Achievable_MW_Before Competition Groups_LED Parking Lot Fixture
Residential | Res ¦ Demand Control Ventilation | 2028 | Achievable | MW | Before Competition Groups | 0.62074 | 0 | 0 | 290.1628 | 0.0021393 | 36 | Residential_2028_Achievable_MW_Before Competition Groups_36 | Demand Control Ventilation | 0.2139% | 0 | 0.62074 | Residential_2028_Achievable_MW_Before Competition Groups_Demand Control Ventilation
Residential | Res ¦ Duct Insulation MF | 2028 | Achievable | MW | Before Competition Groups | 0.6194 | 0 | 0 | 290.1628 | 0.0021347 | 37 | Residential_2028_Achievable_MW_Before Competition Groups_37 | Duct Insulation MF | 0.2135% | 0 | 0.6194 | Residential_2028_Achievable_MW_Before Competition Groups_Duct Insulation MF
Residential | Res ¦ Demand Control Ventilation | 2028 | Economic | MW | Before Competition Groups | 2.4808 | 0 | 0 | 1170.2157 | 0.0021199 | 32 | Residential_2028_Economic_MW_Before Competition Groups_32 | Demand Control Ventilation | 0.212% | 0 | 2.4808 | Residential_2028_Economic_MW_Before Competition Groups_Demand Control Ventilation
Residential | Res ¦ Energy Star Clothes Dryer | 2028 | Achievable | MW | Before Competition Groups | 0.59514 | 0 | 0 | 290.1628 | 0.0020511 | 38 | Residential_2028_Achievable_MW_Before Competition Groups_38 | Energy Star Clothes Dryer | 0.2051% | 0 | 0.59514 | Residential_2028_Achievable_MW_Before Competition Groups_Energy Star Clothes Dryer
Residential | Res ¦ Passive Attic Ventilation | 2028 | Technical | MW | Before Competition Groups | 4.599 | 0 | 0 | 2262.8927 | 0.0020324 | 50 | Residential_2028_Technical_MW_Before Competition Groups_50 | Passive Attic Ventilation | 0.2032% | 0 | 4.599 | Residential_2028_Technical_MW_Before Competition Groups_Passive Attic Ventilation
Residential | Res ¦ Water Heater Temperature Setback | 2028 | Achievable | MW | Before Competition Groups | 0.58195 | 0 | 0 | 290.1628 | 0.0020056 | 39 | Residential_2028_Achievable_MW_Before Competition Groups_39 | Water Heater Temperature Setback | 0.2006% | 0 | 0.58195 | Residential_2028_Achievable_MW_Before Competition Groups_Water Heater Temperature Setback
Residential | Res ¦ Furnace Whistle | 2028 | Economic | MW | Before Competition Groups | 2.3265 | 0 | 0 | 1170.2157 | 0.0019881 | 33 | Residential_2028_Economic_MW_Before Competition Groups_33 | Furnace Whistle | 0.1988% | 0 | 2.3265 | Residential_2028_Economic_MW_Before Competition Groups_Furnace Whistle
Residential | Res ¦ Networked/ Connected - Indoor LED Luminaire | 2028 | Technical | MW | Before Competition Groups | 4.2835 | 0 | 0 | 2262.8927 | 0.0018929 | 51 | Residential_2028_Technical_MW_Before Competition Groups_51 | Networked/ Connected - Indoor LED Luminaire | 0.1893% | 0 | 4.2835 | Residential_2028_Technical_MW_Before Competition Groups_Networked/ Connected - Indoor LED Luminaire
Residential | Res ¦ ENERGY STAR LED LAMPS (REFLECTOR LAMPs/MR16/PAR 16) | 2028 | Economic | MW | Before Competition Groups | 2.2128 | 0 | 0 | 1170.2157 | 0.001891 | 34 | Residential_2028_Economic_MW_Before Competition Groups_34 | ENERGY STAR LED LAMPS (REFLECTOR LAMPs/MR16/PAR 16) | 0.1891% | 0 | 2.2128 | Residential_2028_Economic_MW_Before Competition Groups_ENERGY STAR LED LAMPS (REFLECTOR LAMPs/MR16/PAR 16)
Residential | Res ¦ Heat Recovery Ventilator | 2028 | Economic | MW | Before Competition Groups | 2.1363 | 0 | 0 | 1170.2157 | 0.0018255 | 35 | Residential_2028_Economic_MW_Before Competition Groups_35 | Heat Recovery Ventilator | 0.1826% | 0 | 2.1363 | Residential_2028_Economic_MW_Before Competition Groups_Heat Recovery Ventilator
Residential | Res ¦ LED Downlight | 2028 | Technical | MW | Before Competition Groups | 4.1308 | 0 | 0 | 2262.8927 | 0.0018254 | 52 | Residential_2028_Technical_MW_Before Competition Groups_52 | LED Downlight | 0.1825% | 0 | 4.1308 | Residential_2028_Technical_MW_Before Competition Groups_LED Downlight
Residential | Res ¦ Comprehensive Draft Proofing | 2028 | Economic | MW | Before Competition Groups | 2.0098 | 0 | 0 | 1170.2157 | 0.0017175 | 36 | Residential_2028_Economic_MW_Before Competition Groups_36 | Comprehensive Draft Proofing | 0.1717% | 0 | 2.0098 | Residential_2028_Economic_MW_Before Competition Groups_Comprehensive Draft Proofing
Residential | Res ¦ CO Sensors for parking garage exhaust fans | 2028 | Economic | MW | Before Competition Groups | 2.0025 | 0 | 0 | 1170.2157 | 0.0017112 | 37 | Residential_2028_Economic_MW_Before Competition Groups_37 | CO Sensors for parking garage exhaust fans | 0.1711% | 0 | 2.0025 | Residential_2028_Economic_MW_Before Competition Groups_CO Sensors for parking garage exhaust fans
Residential | Res ¦ Variable Frequency Drive (VFD) | 2028 | Economic | MW | Before Competition Groups | 1.9491 | 0 | 0 | 1170.2157 | 0.0016656 | 38 | Residential_2028_Economic_MW_Before Competition Groups_38 | Variable Frequency Drive (VFD) | 0.1666% | 0 | 1.9491 | Residential_2028_Economic_MW_Before Competition Groups_Variable Frequency Drive (VFD)
Residential | Res ¦ Central Lighting Control System | 2028 | Technical | MW | Before Competition Groups | 3.5382 | 0 | 0 | 2262.8927 | 0.0015636 | 53 | Residential_2028_Technical_MW_Before Competition Groups_53 | Central Lighting Control System | 0.1564% | 0 | 3.5382 | Residential_2028_Technical_MW_Before Competition Groups_Central Lighting Control System
Residential | Res ¦ Early Hot Water Heater Replacement | 2028 | Technical | MW | Before Competition Groups | 3.4739 | 0 | 0 | 2262.8927 | 0.0015351 | 54 | Residential_2028_Technical_MW_Before Competition Groups_54 | Early Hot Water Heater Replacement | 0.1535% | 0 | 3.4739 | Residential_2028_Technical_MW_Before Competition Groups_Early Hot Water Heater Replacement
Residential | Res ¦ Outside Air Economizer | 2028 | Technical | MW | Before Competition Groups | 3.174 | 0 | 0 | 2262.8927 | 0.0014026 | 55 | Residential_2028_Technical_MW_Before Competition Groups_55 | Outside Air Economizer | 0.1403% | 0 | 3.174 | Residential_2028_Technical_MW_Before Competition Groups_Outside Air Economizer
Residential | Res ¦ Heat Pump Water Heater | 2028 | Technical | MW | Before Competition Groups | 3.1605 | 0 | 0 | 2262.8927 | 0.0013967 | 56 | Residential_2028_Technical_MW_Before Competition Groups_56 | Heat Pump Water Heater | 0.1397% | 0 | 3.1605 | Residential_2028_Technical_MW_Before Competition Groups_Heat Pump Water Heater
Residential | Res ¦ Air Source Heat Pump Maintenance | 2028 | Technical | MW | Before Competition Groups | 3.0729 | 0 | 0 | 2262.8927 | 0.0013579 | 57 | Residential_2028_Technical_MW_Before Competition Groups_57 | Air Source Heat Pump Maintenance | 0.1358% | 0 | 3.0729 | Residential_2028_Technical_MW_Before Competition Groups_Air Source Heat Pump Maintenance
Residential | Res ¦ LED Tube Re-Lamp | 2028 | Technical | MW | Before Competition Groups | 2.8808 | 0 | 0 | 2262.8927 | 0.0012731 | 58 | Residential_2028_Technical_MW_Before Competition Groups_58 | LED Tube Re-Lamp | 0.1273% | 0 | 2.8808 | Residential_2028_Technical_MW_Before Competition Groups_LED Tube Re-Lamp
Residential | Res ¦ Tankless Water Heater | 2028 | Technical | MW | Before Competition Groups | 2.8579 | 0 | 0 | 2262.8927 | 0.001263 | 59 | Residential_2028_Technical_MW_Before Competition Groups_59 | Tankless Water Heater | 0.1263% | 0 | 2.8579 | Residential_2028_Technical_MW_Before Competition Groups_Tankless Water Heater
Residential | Res ¦ Condensing Make Up Air Unit | 2028 | Achievable | MW | Before Competition Groups | 0.3352 | 0 | 0 | 290.1628 | 0.0011552 | 40 | Residential_2028_Achievable_MW_Before Competition Groups_40 | Condensing Make Up Air Unit | 0.1155% | 0 | 0.3352 | Residential_2028_Achievable_MW_Before Competition Groups_Condensing Make Up Air Unit
Residential | Res ¦ Energy Star Ceiling Fan/Lighting | 2028 | Technical | MW | Before Competition Groups | 2.5602 | 0 | 0 | 2262.8927 | 0.0011314 | 60 | Residential_2028_Technical_MW_Before Competition Groups_60 | Energy Star Ceiling Fan/Lighting | 0.1131% | 0 | 2.5602 | Residential_2028_Technical_MW_Before Competition Groups_Energy Star Ceiling Fan/Lighting
Residential | Res ¦ LED Tube Re-Lamp | 2028 | Economic | MW | Before Competition Groups | 1.2904 | 0 | 0 | 1170.2157 | 0.0011027 | 39 | Residential_2028_Economic_MW_Before Competition Groups_39 | LED Tube Re-Lamp | 0.1103% | 0 | 1.2904 | Residential_2028_Economic_MW_Before Competition Groups_LED Tube Re-Lamp
Residential | Res ¦ Demand Control Ventilation | 2028 | Technical | MW | Before Competition Groups | 2.4808 | 0 | 0 | 2262.8927 | 0.0010963 | 61 | Residential_2028_Technical_MW_Before Competition Groups_61 | Demand Control Ventilation | 0.1096% | 0 | 2.4808 | Residential_2028_Technical_MW_Before Competition Groups_Demand Control Ventilation
Residential | Res ¦ LED Exterior Area Lights - LED Fixture (200W) | 2028 | Achievable | MW | Before Competition Groups | 0.30299 | 0 | 0 | 290.1628 | 0.0010442 | 41 | Residential_2028_Achievable_MW_Before Competition Groups_41 | LED Exterior Area Lights - LED Fixture (200W) | 0.1044% | 0 | 0.30299 | Residential_2028_Achievable_MW_Before Competition Groups_LED Exterior Area Lights - LED Fixture (200W)
Residential | Res ¦ Water Heater Temperature Setback | 2028 | Economic | MW | Before Competition Groups | 1.219 | 0 | 0 | 1170.2157 | 0.0010417 | 40 | Residential_2028_Economic_MW_Before Competition Groups_40 | Water Heater Temperature Setback | 0.1042% | 0 | 1.219 | Residential_2028_Economic_MW_Before Competition Groups_Water Heater Temperature Setback
Residential | Res ¦ Drain Water Heat Recovery | 2028 | Technical | MW | Before Competition Groups | 2.3319 | 0 | 0 | 2262.8927 | 0.0010305 | 62 | Residential_2028_Technical_MW_Before Competition Groups_62 | Drain Water Heat Recovery | 0.103% | 0 | 2.3319 | Residential_2028_Technical_MW_Before Competition Groups_Drain Water Heat Recovery
Residential | Res ¦ Furnace Whistle | 2028 | Technical | MW | Before Competition Groups | 2.3265 | 0 | 0 | 2262.8927 | 0.0010281 | 63 | Residential_2028_Technical_MW_Before Competition Groups_63 | Furnace Whistle | 0.1028% | 0 | 2.3265 | Residential_2028_Technical_MW_Before Competition Groups_Furnace Whistle
Residential | Res ¦ Basement or Crawlspace Insulation | 2028 | Achievable | MW | Before Competition Groups | 0.295 | 0 | 0 | 290.1628 | 0.0010167 | 42 | Residential_2028_Achievable_MW_Before Competition Groups_42 | Basement or Crawlspace Insulation | 0.1017% | 0 | 0.295 | Residential_2028_Achievable_MW_Before Competition Groups_Basement or Crawlspace Insulation
Residential | Res ¦ VFD on Pumps | 2028 | Achievable | MW | Before Competition Groups | 0.28612 | 0 | 0 | 290.1628 | 0.00098606 | 43 | Residential_2028_Achievable_MW_Before Competition Groups_43 | VFD on Pumps | 0.09861% | 0 | 0.28612 | Residential_2028_Achievable_MW_Before Competition Groups_VFD on Pumps
Residential | Res ¦ ENERGY STAR LED LAMPS (REFLECTOR LAMPs/MR16/PAR 16) | 2028 | Technical | MW | Before Competition Groups | 2.2128 | 0 | 0 | 2262.8927 | 0.00097788 | 64 | Residential_2028_Technical_MW_Before Competition Groups_64 | ENERGY STAR LED LAMPS (REFLECTOR LAMPs/MR16/PAR 16) | 0.09779% | 0 | 2.2128 | Residential_2028_Technical_MW_Before Competition Groups_ENERGY STAR LED LAMPS (REFLECTOR LAMPs/MR16/PAR 16)
Residential | Res ¦ Heat Recovery Ventilator | 2028 | Technical | MW | Before Competition Groups | 2.2073 | 0 | 0 | 2262.8927 | 0.00097543 | 65 | Residential_2028_Technical_MW_Before Competition Groups_65 | Heat Recovery Ventilator | 0.09754% | 0 | 2.2073 | Residential_2028_Technical_MW_Before Competition Groups_Heat Recovery Ventilator
Residential | Res ¦ Window Film | 2028 | Technical | MW | Before Competition Groups | 2.1551 | 0 | 0 | 2262.8927 | 0.00095238 | 66 | Residential_2028_Technical_MW_Before Competition Groups_66 | Window Film | 0.09524% | 0 | 2.1551 | Residential_2028_Technical_MW_Before Competition Groups_Window Film
Residential | Res ¦ ENERGY STAR LED Lamps (General Service Lamps) | 2028 | Achievable | MW | Before Competition Groups | 0.27078 | 0 | 0 | 290.1628 | 0.0009332 | 44 | Residential_2028_Achievable_MW_Before Competition Groups_44 | ENERGY STAR LED Lamps (General Service Lamps) | 0.09332% | 0 | 0.27078 | Residential_2028_Achievable_MW_Before Competition Groups_ENERGY STAR LED Lamps (General Service Lamps)
Residential | Res ¦ Comprehensive Draft Proofing | 2028 | Technical | MW | Before Competition Groups | 2.0098 | 0 | 0 | 2262.8927 | 0.00088816 | 67 | Residential_2028_Technical_MW_Before Competition Groups_67 | Comprehensive Draft Proofing | 0.08882% | 0 | 2.0098 | Residential_2028_Technical_MW_Before Competition Groups_Comprehensive Draft Proofing
Residential | Res ¦ CO Sensors for parking garage exhaust fans | 2028 | Technical | MW | Before Competition Groups | 2.0025 | 0 | 0 | 2262.8927 | 0.00088494 | 68 | Residential_2028_Technical_MW_Before Competition Groups_68 | CO Sensors for parking garage exhaust fans | 0.08849% | 0 | 2.0025 | Residential_2028_Technical_MW_Before Competition Groups_CO Sensors for parking garage exhaust fans
Residential | Res ¦ Variable Frequency Drive (VFD) | 2028 | Technical | MW | Before Competition Groups | 1.9491 | 0 | 0 | 2262.8927 | 0.00086134 | 69 | Residential_2028_Technical_MW_Before Competition Groups_69 | Variable Frequency Drive (VFD) | 0.08613% | 0 | 1.9491 | Residential_2028_Technical_MW_Before Competition Groups_Variable Frequency Drive (VFD)
Residential | Res ¦ LED Parking Lot Fixture | 2028 | Economic | MW | Before Competition Groups | 0.96953 | 0 | 0 | 1170.2157 | 0.0008285 | 41 | Residential_2028_Economic_MW_Before Competition Groups_41 | LED Parking Lot Fixture | 0.08285% | 0 | 0.96953 | Residential_2028_Economic_MW_Before Competition Groups_LED Parking Lot Fixture
Residential | Res ¦ Condensing Make Up Air Unit | 2028 | Economic | MW | Before Competition Groups | 0.96528 | 0 | 0 | 1170.2157 | 0.00082487 | 42 | Residential_2028_Economic_MW_Before Competition Groups_42 | Condensing Make Up Air Unit | 0.08249% | 0 | 0.96528 | Residential_2028_Economic_MW_Before Competition Groups_Condensing Make Up Air Unit
Residential | Res ¦ Tankless Water Heater | 2028 | Economic | MW | Before Competition Groups | 0.88721 | 0 | 0 | 1170.2157 | 0.00075816 | 43 | Residential_2028_Economic_MW_Before Competition Groups_43 | Tankless Water Heater | 0.07582% | 0 | 0.88721 | Residential_2028_Economic_MW_Before Competition Groups_Tankless Water Heater
Residential | Res ¦ Solar Water Heating System | 2028 | Technical | MW | Before Competition Groups | 1.5578 | 0 | 0 | 2262.8927 | 0.0006884 | 70 | Residential_2028_Technical_MW_Before Competition Groups_70 | Solar Water Heating System | 0.06884% | 0 | 1.5578 | Residential_2028_Technical_MW_Before Competition Groups_Solar Water Heating System
Residential | Res ¦ Energy Star Dishwasher | 2028 | Technical | MW | Before Competition Groups | 1.5202 | 0 | 0 | 2262.8927 | 0.00067181 | 71 | Residential_2028_Technical_MW_Before Competition Groups_71 | Energy Star Dishwasher | 0.06718% | 0 | 1.5202 | Residential_2028_Technical_MW_Before Competition Groups_Energy Star Dishwasher
Residential | Res ¦ DHW Recirculation Systems | 2028 | Technical | MW | Before Competition Groups | 1.51 | 0 | 0 | 2262.8927 | 0.0006673 | 72 | Residential_2028_Technical_MW_Before Competition Groups_72 | DHW Recirculation Systems | 0.06673% | 0 | 1.51 | Residential_2028_Technical_MW_Before Competition Groups_DHW Recirculation Systems
Residential | Res ¦ High Efficiency Storage Water Heater | 2028 | Technical | MW | Before Competition Groups | 1.3787 | 0 | 0 | 2262.8927 | 0.00060926 | 73 | Residential_2028_Technical_MW_Before Competition Groups_73 | High Efficiency Storage Water Heater | 0.06093% | 0 | 1.3787 | Residential_2028_Technical_MW_Before Competition Groups_High Efficiency Storage Water Heater
Residential | Res ¦ Water Heater Temperature Setback | 2028 | Technical | MW | Before Competition Groups | 1.219 | 0 | 0 | 2262.8927 | 0.0005387 | 74 | Residential_2028_Technical_MW_Before Competition Groups_74 | Water Heater Temperature Setback | 0.05387% | 0 | 1.219 | Residential_2028_Technical_MW_Before Competition Groups_Water Heater Temperature Setback
Residential | Res ¦ Tankless Water Heater | 2028 | Achievable | MW | Before Competition Groups | 0.15066 | 0 | 0 | 290.1628 | 0.00051924 | 45 | Residential_2028_Achievable_MW_Before Competition Groups_45 | Tankless Water Heater | 0.05192% | 0 | 0.15066 | Residential_2028_Achievable_MW_Before Competition Groups_Tankless Water Heater
Residential | Res ¦ VFD on Pumps | 2028 | Economic | MW | Before Competition Groups | 0.59938 | 0 | 0 | 1170.2157 | 0.00051219 | 44 | Residential_2028_Economic_MW_Before Competition Groups_44 | VFD on Pumps | 0.05122% | 0 | 0.59938 | Residential_2028_Economic_MW_Before Competition Groups_VFD on Pumps
Residential | Res ¦ ECM MOTORS FOR HVAC APPLICATION (FAN-POWERED VAV BOX) | 2028 | Achievable | MW | Before Competition Groups | 0.14198 | 0 | 0 | 290.1628 | 0.00048929 | 46 | Residential_2028_Achievable_MW_Before Competition Groups_46 | ECM MOTORS FOR HVAC APPLICATION (FAN-POWERED VAV BOX) | 0.04893% | 0 | 0.14198 | Residential_2028_Achievable_MW_Before Competition Groups_ECM MOTORS FOR HVAC APPLICATION (FAN-POWERED VAV BOX)
Residential | Res ¦ Heat Recovery Ventilator | 2028 | Achievable | MW | Before Competition Groups | 0.12482 | 0 | 0 | 290.1628 | 0.00043018 | 47 | Residential_2028_Achievable_MW_Before Competition Groups_47 | Heat Recovery Ventilator | 0.04302% | 0 | 0.12482 | Residential_2028_Achievable_MW_Before Competition Groups_Heat Recovery Ventilator
Residential | Res ¦ LED Parking Lot Fixture | 2028 | Technical | MW | Before Competition Groups | 0.96953 | 0 | 0 | 2262.8927 | 0.00042845 | 75 | Residential_2028_Technical_MW_Before Competition Groups_75 | LED Parking Lot Fixture | 0.04284% | 0 | 0.96953 | Residential_2028_Technical_MW_Before Competition Groups_LED Parking Lot Fixture
Residential | Res ¦ Condensing Make Up Air Unit | 2028 | Technical | MW | Before Competition Groups | 0.96528 | 0 | 0 | 2262.8927 | 0.00042657 | 76 | Residential_2028_Technical_MW_Before Competition Groups_76 | Condensing Make Up Air Unit | 0.04266% | 0 | 0.96528 | Residential_2028_Technical_MW_Before Competition Groups_Condensing Make Up Air Unit
Residential | Res ¦ LED Exterior Area Lights - LED Fixture (200W) | 2028 | Economic | MW | Before Competition Groups | 0.44502 | 0 | 0 | 1170.2157 | 0.00038029 | 45 | Residential_2028_Economic_MW_Before Competition Groups_45 | LED Exterior Area Lights - LED Fixture (200W) | 0.03803% | 0 | 0.44502 | Residential_2028_Economic_MW_Before Competition Groups_LED Exterior Area Lights - LED Fixture (200W)
Residential | Res ¦ Solar Powered Attic Fan | 2028 | Technical | MW | Before Competition Groups | 0.74312 | 0 | 0 | 2262.8927 | 0.00032839 | 77 | Residential_2028_Technical_MW_Before Competition Groups_77 | Solar Powered Attic Fan | 0.03284% | 0 | 0.74312 | Residential_2028_Technical_MW_Before Competition Groups_Solar Powered Attic Fan
Residential | Res ¦ ENERGY STAR LED Lamps (General Service Lamps) | 2028 | Economic | MW | Before Competition Groups | 0.37997 | 0 | 0 | 1170.2157 | 0.0003247 | 46 | Residential_2028_Economic_MW_Before Competition Groups_46 | ENERGY STAR LED Lamps (General Service Lamps) | 0.03247% | 0 | 0.37997 | Residential_2028_Economic_MW_Before Competition Groups_ENERGY STAR LED Lamps (General Service Lamps)
Residential | Res ¦ HVAC Optimization | 2028 | Technical | MW | Before Competition Groups | 0.71362 | 0 | 0 | 2262.8927 | 0.00031536 | 78 | Residential_2028_Technical_MW_Before Competition Groups_78 | HVAC Optimization | 0.03154% | 0 | 0.71362 | Residential_2028_Technical_MW_Before Competition Groups_HVAC Optimization
Residential | Res ¦ ECM MOTORS FOR HVAC APPLICATION (FAN-POWERED VAV BOX) | 2028 | Economic | MW | Before Competition Groups | 0.33355 | 0 | 0 | 1170.2157 | 0.00028503 | 47 | Residential_2028_Economic_MW_Before Competition Groups_47 | ECM MOTORS FOR HVAC APPLICATION (FAN-POWERED VAV BOX) | 0.0285% | 0 | 0.33355 | Residential_2028_Economic_MW_Before Competition Groups_ECM MOTORS FOR HVAC APPLICATION (FAN-POWERED VAV BOX)
Residential | Res ¦ Beverage Vending Machine Controls | 2028 | Achievable | MW | Before Competition Groups | 0.07883 | 0 | 0 | 290.1628 | 0.00027168 | 48 | Residential_2028_Achievable_MW_Before Competition Groups_48 | Beverage Vending Machine Controls | 0.02717% | 0 | 0.07883 | Residential_2028_Achievable_MW_Before Competition Groups_Beverage Vending Machine Controls
Residential | Res ¦ VFD on Pumps | 2028 | Technical | MW | Before Competition Groups | 0.59938 | 0 | 0 | 2262.8927 | 0.00026487 | 79 | Residential_2028_Technical_MW_Before Competition Groups_79 | VFD on Pumps | 0.02649% | 0 | 0.59938 | Residential_2028_Technical_MW_Before Competition Groups_VFD on Pumps
Residential | Res ¦ Energy Star Windows | 2028 | Economic | MW | Before Competition Groups | 0.27425 | 0 | 0 | 1170.2157 | 0.00023436 | 48 | Residential_2028_Economic_MW_Before Competition Groups_48 | Energy Star Windows | 0.02344% | 0 | 0.27425 | Residential_2028_Economic_MW_Before Competition Groups_Energy Star Windows
Residential | Res ¦ LED Exterior Area Lights - LED Fixture (200W) | 2028 | Technical | MW | Before Competition Groups | 0.44502 | 0 | 0 | 2262.8927 | 0.00019666 | 80 | Residential_2028_Technical_MW_Before Competition Groups_80 | LED Exterior Area Lights - LED Fixture (200W) | 0.01967% | 0 | 0.44502 | Residential_2028_Technical_MW_Before Competition Groups_LED Exterior Area Lights - LED Fixture (200W)
Residential | Res ¦ Beverage Vending Machine Controls | 2028 | Economic | MW | Before Competition Groups | 0.22483 | 0 | 0 | 1170.2157 | 0.00019213 | 49 | Residential_2028_Economic_MW_Before Competition Groups_49 | Beverage Vending Machine Controls | 0.01921% | 0 | 0.22483 | Residential_2028_Economic_MW_Before Competition Groups_Beverage Vending Machine Controls
Residential | Res ¦ Chilled Water Optimization | 2028 | Achievable | MW | Before Competition Groups | 0.050155 | 0 | 0 | 290.1628 | 0.00017285 | 49 | Residential_2028_Achievable_MW_Before Competition Groups_49 | Chilled Water Optimization | 0.01729% | 0 | 0.050155 | Residential_2028_Achievable_MW_Before Competition Groups_Chilled Water Optimization
Residential | Res ¦ ENERGY STAR LED Lamps (General Service Lamps) | 2028 | Technical | MW | Before Competition Groups | 0.37997 | 0 | 0 | 2262.8927 | 0.00016791 | 81 | Residential_2028_Technical_MW_Before Competition Groups_81 | ENERGY STAR LED Lamps (General Service Lamps) | 0.01679% | 0 | 0.37997 | Residential_2028_Technical_MW_Before Competition Groups_ENERGY STAR LED Lamps (General Service Lamps)
Residential | Res ¦ ECM MOTORS FOR HVAC APPLICATION (FAN-POWERED VAV BOX) | 2028 | Technical | MW | Before Competition Groups | 0.33355 | 0 | 0 | 2262.8927 | 0.0001474 | 82 | Residential_2028_Technical_MW_Before Competition Groups_82 | ECM MOTORS FOR HVAC APPLICATION (FAN-POWERED VAV BOX) | 0.01474% | 0 | 0.33355 | Residential_2028_Technical_MW_Before Competition Groups_ECM MOTORS FOR HVAC APPLICATION (FAN-POWERED VAV BOX)
Residential | Res ¦ Chilled Water Optimization | 2028 | Economic | MW | Before Competition Groups | 0.13803 | 0 | 0 | 1170.2157 | 0.00011795 | 50 | Residential_2028_Economic_MW_Before Competition Groups_50 | Chilled Water Optimization | 0.0118% | 0 | 0.13803 | Residential_2028_Economic_MW_Before Competition Groups_Chilled Water Optimization
Residential | Res ¦ Energy Star Windows | 2028 | Achievable | MW | Before Competition Groups | 0.032098 | 0 | 0 | 290.1628 | 0.00011062 | 50 | Residential_2028_Achievable_MW_Before Competition Groups_50 | Energy Star Windows | 0.01106% | 0 | 0.032098 | Residential_2028_Achievable_MW_Before Competition Groups_Energy Star Windows
Residential | Res ¦ Beverage Vending Machine Controls | 2028 | Technical | MW | Before Competition Groups | 0.22483 | 0 | 0 | 2262.8927 | 9.9355e-05 | 83 | Residential_2028_Technical_MW_Before Competition Groups_83 | Beverage Vending Machine Controls | 0.009935% | 0 | 0.22483 | Residential_2028_Technical_MW_Before Competition Groups_Beverage Vending Machine Controls
Residential | Res ¦ Wall Insulation MF | 2028 | Technical | MW | Before Competition Groups | 0.19136 | 0 | 0 | 2262.8927 | 8.4565e-05 | 84 | Residential_2028_Technical_MW_Before Competition Groups_84 | Wall Insulation MF | 0.008457% | 0 | 0.19136 | Residential_2028_Technical_MW_Before Competition Groups_Wall Insulation MF
Residential | Res ¦ Chilled Water Optimization | 2028 | Technical | MW | Before Competition Groups | 0.13803 | 0 | 0 | 2262.8927 | 6.0998e-05 | 85 | Residential_2028_Technical_MW_Before Competition Groups_85 | Chilled Water Optimization | 0.0061% | 0 | 0.13803 | Residential_2028_Technical_MW_Before Competition Groups_Chilled Water Optimization
Residential | Res ¦ LED High Bay Fixture | 2028 | Economic | MW | Before Competition Groups | 0.035488 | 0 | 0 | 1170.2157 | 3.0326e-05 | 51 | Residential_2028_Economic_MW_Before Competition Groups_51 | LED High Bay Fixture | 0.003033% | 0 | 0.035488 | Residential_2028_Economic_MW_Before Competition Groups_LED High Bay Fixture
Residential | Res ¦ LED Recessed Downlights | 2028 | Technical | MW | Before Competition Groups | 0.041033 | 0 | 0 | 2262.8927 | 1.8133e-05 | 86 | Residential_2028_Technical_MW_Before Competition Groups_86 | LED Recessed Downlights | 0.001813% | 0 | 0.041033 | Residential_2028_Technical_MW_Before Competition Groups_LED Recessed Downlights
Residential | Res ¦ LED High Bay Fixture | 2028 | Technical | MW | Before Competition Groups | 0.035488 | 0 | 0 | 2262.8927 | 1.5683e-05 | 87 | Residential_2028_Technical_MW_Before Competition Groups_87 | LED High Bay Fixture | 0.001568% | 0 | 0.035488 | Residential_2028_Technical_MW_Before Competition Groups_LED High Bay Fixture
Residential | Res ¦ Ceiling Insulation | 2028 | Economic | MW | Before Competition Groups | 0.016863 | 0 | 0 | 1170.2157 | 1.441e-05 | 52 | Residential_2028_Economic_MW_Before Competition Groups_52 | Ceiling Insulation | 0.001441% | 0 | 0.016863 | Residential_2028_Economic_MW_Before Competition Groups_Ceiling Insulation
Residential | Res ¦ Wall Insulation MF | 2028 | Economic | MW | Before Competition Groups | 0.015708 | 0 | 0 | 1170.2157 | 1.3423e-05 | 53 | Residential_2028_Economic_MW_Before Competition Groups_53 | Wall Insulation MF | 0.001342% | 0 | 0.015708 | Residential_2028_Economic_MW_Before Competition Groups_Wall Insulation MF
Residential | Res ¦ LED High Bay Fixture | 2028 | Achievable | MW | Before Competition Groups | 0.0023939 | 0 | 0 | 290.1628 | 8.2504e-06 | 51 | Residential_2028_Achievable_MW_Before Competition Groups_51 | LED High Bay Fixture | 0.000825% | 0 | 0.0023939 | Residential_2028_Achievable_MW_Before Competition Groups_LED High Bay Fixture
Residential | Res ¦ Radiant Barrier | 2028 | Technical | MW | Before Competition Groups | 0.014631 | 0 | 0 | 2262.8927 | 6.4656e-06 | 88 | Residential_2028_Technical_MW_Before Competition Groups_88 | Radiant Barrier | 0.0006466% | 0 | 0.014631 | Residential_2028_Technical_MW_Before Competition Groups_Radiant Barrier
Residential | Res ¦ Wall Insulation MF | 2028 | Achievable | MW | Before Competition Groups | 0.0012724 | 0 | 0 | 290.1628 | 4.385e-06 | 52 | Residential_2028_Achievable_MW_Before Competition Groups_52 | Wall Insulation MF | 0.0004385% | 0 | 0.0012724 | Residential_2028_Achievable_MW_Before Competition Groups_Wall Insulation MF
Residential | Res ¦ Solar Water Preheat (Pools/DHW) | 2028 | Technical | MW | Before Competition Groups | 0.0047412 | 0 | 0 | 2262.8927 | 2.0952e-06 | 89 | Residential_2028_Technical_MW_Before Competition Groups_89 | Solar Water Preheat (Pools/DHW) | 0.0002095% | 0 | 0.0047412 | Residential_2028_Technical_MW_Before Competition Groups_Solar Water Preheat (Pools/DHW)
Residential | Res ¦ Ceiling Insulation | 2028 | Achievable | MW | Before Competition Groups | 0.00035632 | 0 | 0 | 290.1628 | 1.228e-06 | 53 | Residential_2028_Achievable_MW_Before Competition Groups_53 | Ceiling Insulation | 0.0001228% | 0 | 0.00035632 | Residential_2028_Achievable_MW_Before Competition Groups_Ceiling Insulation
Residential | Res ¦ Photocell Controls (Outdoor) | 2028 | Technical | MW | Before Competition Groups | 8.3198e-05 | 0 | 0 | 2262.8927 | 3.6766e-08 | 90 | Residential_2028_Technical_MW_Before Competition Groups_90 | Photocell Controls (Outdoor) | 3.677e-06% | 0 | 8.3198e-05 | Residential_2028_Technical_MW_Before Competition Groups_Photocell Controls (Outdoor)
Residential | Res ¦ Air Source Heat Pump | 2028 | Achievable | MW | Before Competition Groups | 0 | 0 | 0 | 290.1628 | 0 | 54 | Residential_2028_Achievable_MW_Before Competition Groups_54 | Air Source Heat Pump | 0% | 0 | 0 | Residential_2028_Achievable_MW_Before Competition Groups_Air Source Heat Pump
Residential | Res ¦ Air Source Heat Pump | 2028 | Economic | MW | Before Competition Groups | 0 | 0 | 0 | 1170.2157 | 0 | 54 | Residential_2028_Economic_MW_Before Competition Groups_54 | Air Source Heat Pump | 0% | 0 | 0 | Residential_2028_Economic_MW_Before Competition Groups_Air Source Heat Pump
Residential | Res ¦ DHW Recirculation Systems | 2028 | Achievable | MW | Before Competition Groups | 0 | 0 | 0 | 290.1628 | 0 | 55 | Residential_2028_Achievable_MW_Before Competition Groups_55 | DHW Recirculation Systems | 0% | 0 | 0 | Residential_2028_Achievable_MW_Before Competition Groups_DHW Recirculation Systems
Residential | Res ¦ DHW Recirculation Systems | 2028 | Economic | MW | Before Competition Groups | 0 | 0 | 0 | 1170.2157 | 0 | 55 | Residential_2028_Economic_MW_Before Competition Groups_55 | DHW Recirculation Systems | 0% | 0 | 0 | Residential_2028_Economic_MW_Before Competition Groups_DHW Recirculation Systems
Residential | Res ¦ Drain Water Heat Recovery | 2028 | Achievable | MW | Before Competition Groups | 0 | 0 | 0 | 290.1628 | 0 | 56 | Residential_2028_Achievable_MW_Before Competition Groups_56 | Drain Water Heat Recovery | 0% | 0 | 0 | Residential_2028_Achievable_MW_Before Competition Groups_Drain Water Heat Recovery
Residential | Res ¦ Drain Water Heat Recovery | 2028 | Economic | MW | Before Competition Groups | 0 | 0 | 0 | 1170.2157 | 0 | 56 | Residential_2028_Economic_MW_Before Competition Groups_56 | Drain Water Heat Recovery | 0% | 0 | 0 | Residential_2028_Economic_MW_Before Competition Groups_Drain Water Heat Recovery
Residential | Res ¦ Early Hot Water Heater Replacement | 2028 | Achievable | MW | Before Competition Groups | 0 | 0 | 0 | 290.1628 | 0 | 57 | Residential_2028_Achievable_MW_Before Competition Groups_57 | Early Hot Water Heater Replacement | 0% | 0 | 0 | Residential_2028_Achievable_MW_Before Competition Groups_Early Hot Water Heater Replacement
Residential | Res ¦ Early Hot Water Heater Replacement | 2028 | Economic | MW | Before Competition Groups | 0 | 0 | 0 | 1170.2157 | 0 | 57 | Residential_2028_Economic_MW_Before Competition Groups_57 | Early Hot Water Heater Replacement | 0% | 0 | 0 | Residential_2028_Economic_MW_Before Competition Groups_Early Hot Water Heater Replacement
Residential | Res ¦ Energy Star Dehumidifier | 2028 | Achievable | MW | Before Competition Groups | 0 | 0 | 0 | 290.1628 | 0 | 58 | Residential_2028_Achievable_MW_Before Competition Groups_58 | Energy Star Dehumidifier | 0% | 0 | 0 | Residential_2028_Achievable_MW_Before Competition Groups_Energy Star Dehumidifier
Residential | Res ¦ Energy Star Dehumidifier | 2028 | Economic | MW | Before Competition Groups | 0 | 0 | 0 | 1170.2157 | 0 | 58 | Residential_2028_Economic_MW_Before Competition Groups_58 | Energy Star Dehumidifier | 0% | 0 | 0 | Residential_2028_Economic_MW_Before Competition Groups_Energy Star Dehumidifier
Residential | Res ¦ Energy Star Freezer | 2028 | Achievable | MW | Before Competition Groups | 0 | 0 | 0 | 290.1628 | 0 | 59 | Residential_2028_Achievable_MW_Before Competition Groups_59 | Energy Star Freezer | 0% | 0 | 0 | Residential_2028_Achievable_MW_Before Competition Groups_Energy Star Freezer
Residential | Res ¦ Energy Star Freezer | 2028 | Economic | MW | Before Competition Groups | 0 | 0 | 0 | 1170.2157 | 0 | 59 | Residential_2028_Economic_MW_Before Competition Groups_59 | Energy Star Freezer | 0% | 0 | 0 | Residential_2028_Economic_MW_Before Competition Groups_Energy Star Freezer
Residential | Res ¦ Furnace with ECM | 2028 | Achievable | MW | Before Competition Groups | 0 | 0 | 0 | 290.1628 | 0 | 60 | Residential_2028_Achievable_MW_Before Competition Groups_60 | Furnace with ECM | 0% | 0 | 0 | Residential_2028_Achievable_MW_Before Competition Groups_Furnace with ECM
Residential | Res ¦ Furnace with ECM | 2028 | Economic | MW | Before Competition Groups | 0 | 0 | 0 | 1170.2157 | 0 | 60 | Residential_2028_Economic_MW_Before Competition Groups_60 | Furnace with ECM | 0% | 0 | 0 | Residential_2028_Economic_MW_Before Competition Groups_Furnace with ECM
Residential | Res ¦ Heat Pump Water Heater | 2028 | Achievable | MW | Before Competition Groups | 0 | 0 | 0 | 290.1628 | 0 | 61 | Residential_2028_Achievable_MW_Before Competition Groups_61 | Heat Pump Water Heater | 0% | 0 | 0 | Residential_2028_Achievable_MW_Before Competition Groups_Heat Pump Water Heater
Residential | Res ¦ Heat Pump Water Heater | 2028 | Economic | MW | Before Competition Groups | 0 | 0 | 0 | 1170.2157 | 0 | 61 | Residential_2028_Economic_MW_Before Competition Groups_61 | Heat Pump Water Heater | 0% | 0 | 0 | Residential_2028_Economic_MW_Before Competition Groups_Heat Pump Water Heater
Residential | Res ¦ LED Downlight | 2028 | Achievable | MW | Before Competition Groups | 0 | 0 | 0 | 290.1628 | 0 | 62 | Residential_2028_Achievable_MW_Before Competition Groups_62 | LED Downlight | 0% | 0 | 0 | Residential_2028_Achievable_MW_Before Competition Groups_LED Downlight
Residential | Res ¦ LED Downlight | 2028 | Economic | MW | Before Competition Groups | 0 | 0 | 0 | 1170.2157 | 0 | 62 | Residential_2028_Economic_MW_Before Competition Groups_62 | LED Downlight | 0% | 0 | 0 | Residential_2028_Economic_MW_Before Competition Groups_LED Downlight
Residential | Res ¦ Lighting Motion Sensors, Timers, Dimmers | 2028 | Achievable | MW | Before Competition Groups | 0 | 0 | 0 | 290.1628 | 0 | 63 | Residential_2028_Achievable_MW_Before Competition Groups_63 | Lighting Motion Sensors, Timers, Dimmers | 0% | 0 | 0 | Residential_2028_Achievable_MW_Before Competition Groups_Lighting Motion Sensors, Timers, Dimmers
Residential | Res ¦ Lighting Motion Sensors, Timers, Dimmers | 2028 | Economic | MW | Before Competition Groups | 0 | 0 | 0 | 1170.2157 | 0 | 63 | Residential_2028_Economic_MW_Before Competition Groups_63 | Lighting Motion Sensors, Timers, Dimmers | 0% | 0 | 0 | Residential_2028_Economic_MW_Before Competition Groups_Lighting Motion Sensors, Timers, Dimmers
Residential | Res ¦ Networked/ Connected - Indoor LED Luminaire | 2028 | Achievable | MW | Before Competition Groups | 0 | 0 | 0 | 290.1628 | 0 | 64 | Residential_2028_Achievable_MW_Before Competition Groups_64 | Networked/ Connected - Indoor LED Luminaire | 0% | 0 | 0 | Residential_2028_Achievable_MW_Before Competition Groups_Networked/ Connected - Indoor LED Luminaire
Residential | Res ¦ Networked/ Connected - Indoor LED Luminaire | 2028 | Economic | MW | Before Competition Groups | 0 | 0 | 0 | 1170.2157 | 0 | 64 | Residential_2028_Economic_MW_Before Competition Groups_64 | Networked/ Connected - Indoor LED Luminaire | 0% | 0 | 0 | Residential_2028_Economic_MW_Before Competition Groups_Networked/ Connected - Indoor LED Luminaire
Residential | Res ¦ Radiant Barrier | 2028 | Achievable | MW | Before Competition Groups | 0 | 0 | 0 | 290.1628 | 0 | 65 | Residential_2028_Achievable_MW_Before Competition Groups_65 | Radiant Barrier | 0% | 0 | 0 | Residential_2028_Achievable_MW_Before Competition Groups_Radiant Barrier
Residential | Res ¦ Radiant Barrier | 2028 | Economic | MW | Before Competition Groups | 0 | 0 | 0 | 1170.2157 | 0 | 65 | Residential_2028_Economic_MW_Before Competition Groups_65 | Radiant Barrier | 0% | 0 | 0 | Residential_2028_Economic_MW_Before Competition Groups_Radiant Barrier
Residential | Res ¦ Smart Power Bar | 2028 | Achievable | MW | Before Competition Groups | 0 | 0 | 0 | 290.1628 | 0 | 66 | Residential_2028_Achievable_MW_Before Competition Groups_66 | Smart Power Bar | 0% | 0 | 0 | Residential_2028_Achievable_MW_Before Competition Groups_Smart Power Bar
Residential | Res ¦ Smart Power Bar | 2028 | Economic | MW | Before Competition Groups | 0 | 0 | 0 | 1170.2157 | 0 | 66 | Residential_2028_Economic_MW_Before Competition Groups_66 | Smart Power Bar | 0% | 0 | 0 | Residential_2028_Economic_MW_Before Competition Groups_Smart Power Bar
Residential | Res ¦ Variable Refrigerant Flow Heat Pump | 2028 | Achievable | MW | Before Competition Groups | 0 | 0 | 0 | 290.1628 | 0 | 67 | Residential_2028_Achievable_MW_Before Competition Groups_67 | Variable Refrigerant Flow Heat Pump | 0% | 0 | 0 | Residential_2028_Achievable_MW_Before Competition Groups_Variable Refrigerant Flow Heat Pump
Residential | Res ¦ Variable Refrigerant Flow Heat Pump | 2028 | Economic | MW | Before Competition Groups | 0 | 0 | 0 | 1170.2157 | 0 | 67 | Residential_2028_Economic_MW_Before Competition Groups_67 | Variable Refrigerant Flow Heat Pump | 0% | 0 | 0 | Residential_2028_Economic_MW_Before Competition Groups_Variable Refrigerant Flow Heat Pump
Residential | Res ¦ Adaptive Thermostat | 2029 | Economic | MW | Before Competition Groups | 200.7086 | 0 | 0 | 1234.473 | 0.16259 | 1 | Residential_2029_Economic_MW_Before Competition Groups_1 | Adaptive Thermostat | 16.26% | 0 | 200.7086 | Residential_2029_Economic_MW_Before Competition Groups_Adaptive Thermostat
Residential | Res ¦ Building Recommissioning, Operations and Maintenance (O&M) Improvements | 2029 | Achievable | MW | Before Competition Groups | 55.0614 | 0 | 0 | 355.0646 | 0.15507 | 1 | Residential_2029_Achievable_MW_Before Competition Groups_1 | Building Recommissioning, Operations and Maintenance (O&M) Improvements | 15.51% | 0 | 55.0614 | Residential_2029_Achievable_MW_Before Competition Groups_Building Recommissioning, Operations and Maintenance (O&M) Improvements
Residential | Res ¦ Ductless Mini-Split Heat Pump | 2029 | Achievable | MW | Before Competition Groups | 44.8635 | 0 | 0 | 355.0646 | 0.12635 | 2 | Residential_2029_Achievable_MW_Before Competition Groups_2 | Ductless Mini-Split Heat Pump | 12.64% | 0 | 44.8635 | Residential_2029_Achievable_MW_Before Competition Groups_Ductless Mini-Split Heat Pump
Residential | Res ¦ Variable Speed Pool Pump Motor | 2029 | Achievable | MW | Before Competition Groups | 38.8093 | 0 | 0 | 355.0646 | 0.1093 | 3 | Residential_2029_Achievable_MW_Before Competition Groups_3 | Variable Speed Pool Pump Motor | 10.93% | 0 | 38.8093 | Residential_2029_Achievable_MW_Before Competition Groups_Variable Speed Pool Pump Motor
Residential | Res ¦ Energy Star Central Air Conditioner | 2029 | Technical | MW | Before Competition Groups | 249.3587 | 0 | 0 | 2380.3626 | 0.10476 | 1 | Residential_2029_Technical_MW_Before Competition Groups_1 | Energy Star Central Air Conditioner | 10.48% | 0 | 249.3587 | Residential_2029_Technical_MW_Before Competition Groups_Energy Star Central Air Conditioner
Residential | Res ¦ Energy Star Clothes Washer | 2029 | Achievable | MW | Before Competition Groups | 36.8247 | 0 | 0 | 355.0646 | 0.10371 | 4 | Residential_2029_Achievable_MW_Before Competition Groups_4 | Energy Star Clothes Washer | 10.37% | 0 | 36.8247 | Residential_2029_Achievable_MW_Before Competition Groups_Energy Star Clothes Washer
Residential | Res ¦ Ductless Mini-Split Heat Pump | 2029 | Economic | MW | Before Competition Groups | 111.2722 | 0 | 0 | 1234.473 | 0.090137 | 2 | Residential_2029_Economic_MW_Before Competition Groups_2 | Ductless Mini-Split Heat Pump | 9.014% | 0 | 111.2722 | Residential_2029_Economic_MW_Before Competition Groups_Ductless Mini-Split Heat Pump
Residential | Res ¦ Adaptive Thermostat | 2029 | Achievable | MW | Before Competition Groups | 31.0481 | 0 | 0 | 355.0646 | 0.087444 | 5 | Residential_2029_Achievable_MW_Before Competition Groups_5 | Adaptive Thermostat | 8.744% | 0 | 31.0481 | Residential_2029_Achievable_MW_Before Competition Groups_Adaptive Thermostat
Residential | Res ¦ Adaptive Thermostat | 2029 | Technical | MW | Before Competition Groups | 200.7086 | 0 | 0 | 2380.3626 | 0.084318 | 2 | Residential_2029_Technical_MW_Before Competition Groups_2 | Adaptive Thermostat | 8.432% | 0 | 200.7086 | Residential_2029_Technical_MW_Before Competition Groups_Adaptive Thermostat
Residential | Res ¦ Building Recommissioning, Operations and Maintenance (O&M) Improvements | 2029 | Economic | MW | Before Competition Groups | 95.3762 | 0 | 0 | 1234.473 | 0.077261 | 3 | Residential_2029_Economic_MW_Before Competition Groups_3 | Building Recommissioning, Operations and Maintenance (O&M) Improvements | 7.726% | 0 | 95.3762 | Residential_2029_Economic_MW_Before Competition Groups_Building Recommissioning, Operations and Maintenance (O&M) Improvements
Residential | Res ¦ Basement Wall Insulation | 2029 | Economic | MW | Before Competition Groups | 84.7782 | 0 | 0 | 1234.473 | 0.068676 | 4 | Residential_2029_Economic_MW_Before Competition Groups_4 | Basement Wall Insulation | 6.868% | 0 | 84.7782 | Residential_2029_Economic_MW_Before Competition Groups_Basement Wall Insulation
Residential | Res ¦ Energy Star A Line, PAR, MR Lamps | 2029 | Economic | MW | Before Competition Groups | 69.79 | 0 | 0 | 1234.473 | 0.056534 | 5 | Residential_2029_Economic_MW_Before Competition Groups_5 | Energy Star A Line, PAR, MR Lamps | 5.653% | 0 | 69.79 | Residential_2029_Economic_MW_Before Competition Groups_Energy Star A Line, PAR, MR Lamps
Residential | Res ¦ Variable Speed Pool Pump Motor | 2029 | Economic | MW | Before Competition Groups | 67.2301 | 0 | 0 | 1234.473 | 0.054461 | 6 | Residential_2029_Economic_MW_Before Competition Groups_6 | Variable Speed Pool Pump Motor | 5.446% | 0 | 67.2301 | Residential_2029_Economic_MW_Before Competition Groups_Variable Speed Pool Pump Motor
Residential | Res ¦ Attic Insulation | 2029 | Economic | MW | Before Competition Groups | 65.4385 | 0 | 0 | 1234.473 | 0.053009 | 7 | Residential_2029_Economic_MW_Before Competition Groups_7 | Attic Insulation | 5.301% | 0 | 65.4385 | Residential_2029_Economic_MW_Before Competition Groups_Attic Insulation
Residential | Res ¦ Energy Star Air Source Heat Pump | 2029 | Economic | MW | Before Competition Groups | 61.9694 | 0 | 0 | 1234.473 | 0.050199 | 8 | Residential_2029_Economic_MW_Before Competition Groups_8 | Energy Star Air Source Heat Pump | 5.02% | 0 | 61.9694 | Residential_2029_Economic_MW_Before Competition Groups_Energy Star Air Source Heat Pump
Residential | Res ¦ Energy Star LED Bulbs General Purpose LEDs | 2029 | Economic | MW | Before Competition Groups | 61.6118 | 0 | 0 | 1234.473 | 0.049909 | 9 | Residential_2029_Economic_MW_Before Competition Groups_9 | Energy Star LED Bulbs General Purpose LEDs | 4.991% | 0 | 61.6118 | Residential_2029_Economic_MW_Before Competition Groups_Energy Star LED Bulbs General Purpose LEDs
Residential | Res ¦ Ductless Mini-Split Air Conditioner | 2029 | Technical | MW | Before Competition Groups | 118.3391 | 0 | 0 | 2380.3626 | 0.049715 | 3 | Residential_2029_Technical_MW_Before Competition Groups_3 | Ductless Mini-Split Air Conditioner | 4.971% | 0 | 118.3391 | Residential_2029_Technical_MW_Before Competition Groups_Ductless Mini-Split Air Conditioner
Residential | Res ¦ Ductless Mini-Split Heat Pump | 2029 | Technical | MW | Before Competition Groups | 111.2722 | 0 | 0 | 2380.3626 | 0.046746 | 4 | Residential_2029_Technical_MW_Before Competition Groups_4 | Ductless Mini-Split Heat Pump | 4.675% | 0 | 111.2722 | Residential_2029_Technical_MW_Before Competition Groups_Ductless Mini-Split Heat Pump
Residential | Res ¦ Energy Star Ground Source Heat Pump | 2029 | Technical | MW | Before Competition Groups | 109.6148 | 0 | 0 | 2380.3626 | 0.04605 | 5 | Residential_2029_Technical_MW_Before Competition Groups_5 | Energy Star Ground Source Heat Pump | 4.605% | 0 | 109.6148 | Residential_2029_Technical_MW_Before Competition Groups_Energy Star Ground Source Heat Pump
Residential | Res ¦ Energy Star Clothes Washer | 2029 | Economic | MW | Before Competition Groups | 55.3098 | 0 | 0 | 1234.473 | 0.044804 | 10 | Residential_2029_Economic_MW_Before Competition Groups_10 | Energy Star Clothes Washer | 4.48% | 0 | 55.3098 | Residential_2029_Economic_MW_Before Competition Groups_Energy Star Clothes Washer
Residential | Res ¦ Energy Star LED Specialty Bulbs | 2029 | Economic | MW | Before Competition Groups | 53.9364 | 0 | 0 | 1234.473 | 0.043692 | 11 | Residential_2029_Economic_MW_Before Competition Groups_11 | Energy Star LED Specialty Bulbs | 4.369% | 0 | 53.9364 | Residential_2029_Economic_MW_Before Competition Groups_Energy Star LED Specialty Bulbs
Residential | Res ¦ Building Recommissioning, Operations and Maintenance (O&M) Improvements | 2029 | Technical | MW | Before Competition Groups | 95.3762 | 0 | 0 | 2380.3626 | 0.040068 | 6 | Residential_2029_Technical_MW_Before Competition Groups_6 | Building Recommissioning, Operations and Maintenance (O&M) Improvements | 4.007% | 0 | 95.3762 | Residential_2029_Technical_MW_Before Competition Groups_Building Recommissioning, Operations and Maintenance (O&M) Improvements
Residential | Res ¦ Energy Star Room Air Conditioner | 2029 | Economic | MW | Before Competition Groups | 45.1374 | 0 | 0 | 1234.473 | 0.036564 | 12 | Residential_2029_Economic_MW_Before Competition Groups_12 | Energy Star Room Air Conditioner | 3.656% | 0 | 45.1374 | Residential_2029_Economic_MW_Before Competition Groups_Energy Star Room Air Conditioner
Residential | Res ¦ Basement Wall Insulation | 2029 | Technical | MW | Before Competition Groups | 84.7782 | 0 | 0 | 2380.3626 | 0.035616 | 7 | Residential_2029_Technical_MW_Before Competition Groups_7 | Basement Wall Insulation | 3.562% | 0 | 84.7782 | Residential_2029_Technical_MW_Before Competition Groups_Basement Wall Insulation
Residential | Res ¦ Energy Star LED Bulbs General Purpose LEDs | 2029 | Achievable | MW | Before Competition Groups | 12.0775 | 0 | 0 | 355.0646 | 0.034015 | 6 | Residential_2029_Achievable_MW_Before Competition Groups_6 | Energy Star LED Bulbs General Purpose LEDs | 3.401% | 0 | 12.0775 | Residential_2029_Achievable_MW_Before Competition Groups_Energy Star LED Bulbs General Purpose LEDs
Residential | Res ¦ Smart Burners | 2029 | Economic | MW | Before Competition Groups | 39.4715 | 0 | 0 | 1234.473 | 0.031974 | 13 | Residential_2029_Economic_MW_Before Competition Groups_13 | Smart Burners | 3.197% | 0 | 39.4715 | Residential_2029_Economic_MW_Before Competition Groups_Smart Burners
Residential | Res ¦ Energy Star Room Air Conditioner | 2029 | Achievable | MW | Before Competition Groups | 11.1548 | 0 | 0 | 355.0646 | 0.031416 | 7 | Residential_2029_Achievable_MW_Before Competition Groups_7 | Energy Star Room Air Conditioner | 3.142% | 0 | 11.1548 | Residential_2029_Achievable_MW_Before Competition Groups_Energy Star Room Air Conditioner
Residential | Res ¦ Smart Burners | 2029 | Technical | MW | Before Competition Groups | 73.4859 | 0 | 0 | 2380.3626 | 0.030872 | 8 | Residential_2029_Technical_MW_Before Competition Groups_8 | Smart Burners | 3.087% | 0 | 73.4859 | Residential_2029_Technical_MW_Before Competition Groups_Smart Burners
Residential | Res ¦ Energy Star LED Specialty Bulbs | 2029 | Achievable | MW | Before Competition Groups | 10.6528 | 0 | 0 | 355.0646 | 0.030002 | 8 | Residential_2029_Achievable_MW_Before Competition Groups_8 | Energy Star LED Specialty Bulbs | 3% | 0 | 10.6528 | Residential_2029_Achievable_MW_Before Competition Groups_Energy Star LED Specialty Bulbs
Residential | Res ¦ Basement or Crawlspace Insulation | 2029 | Technical | MW | Before Competition Groups | 70.5462 | 0 | 0 | 2380.3626 | 0.029637 | 9 | Residential_2029_Technical_MW_Before Competition Groups_9 | Basement or Crawlspace Insulation | 2.964% | 0 | 70.5462 | Residential_2029_Technical_MW_Before Competition Groups_Basement or Crawlspace Insulation
Residential | Res ¦ Energy Star A Line, PAR, MR Lamps | 2029 | Technical | MW | Before Competition Groups | 69.79 | 0 | 0 | 2380.3626 | 0.029319 | 10 | Residential_2029_Technical_MW_Before Competition Groups_10 | Energy Star A Line, PAR, MR Lamps | 2.932% | 0 | 69.79 | Residential_2029_Technical_MW_Before Competition Groups_Energy Star A Line, PAR, MR Lamps
Residential | Res ¦ Smart Power Bar | 2029 | Technical | MW | Before Competition Groups | 69.3362 | 0 | 0 | 2380.3626 | 0.029128 | 11 | Residential_2029_Technical_MW_Before Competition Groups_11 | Smart Power Bar | 2.913% | 0 | 69.3362 | Residential_2029_Technical_MW_Before Competition Groups_Smart Power Bar
Residential | Res ¦ Variable Speed Pool Pump Motor | 2029 | Technical | MW | Before Competition Groups | 67.2301 | 0 | 0 | 2380.3626 | 0.028244 | 12 | Residential_2029_Technical_MW_Before Competition Groups_12 | Variable Speed Pool Pump Motor | 2.824% | 0 | 67.2301 | Residential_2029_Technical_MW_Before Competition Groups_Variable Speed Pool Pump Motor
Residential | Res ¦ Energy Star Air Source Heat Pump | 2029 | Achievable | MW | Before Competition Groups | 9.8501 | 0 | 0 | 355.0646 | 0.027742 | 9 | Residential_2029_Achievable_MW_Before Competition Groups_9 | Energy Star Air Source Heat Pump | 2.774% | 0 | 9.8501 | Residential_2029_Achievable_MW_Before Competition Groups_Energy Star Air Source Heat Pump
Residential | Res ¦ Attic Insulation | 2029 | Technical | MW | Before Competition Groups | 65.4385 | 0 | 0 | 2380.3626 | 0.027491 | 13 | Residential_2029_Technical_MW_Before Competition Groups_13 | Attic Insulation | 2.749% | 0 | 65.4385 | Residential_2029_Technical_MW_Before Competition Groups_Attic Insulation
Residential | Res ¦ Energy Star Refrigerator | 2029 | Technical | MW | Before Competition Groups | 64.1314 | 0 | 0 | 2380.3626 | 0.026942 | 14 | Residential_2029_Technical_MW_Before Competition Groups_14 | Energy Star Refrigerator | 2.694% | 0 | 64.1314 | Residential_2029_Technical_MW_Before Competition Groups_Energy Star Refrigerator
Residential | Res ¦ Energy Star Air Source Heat Pump | 2029 | Technical | MW | Before Competition Groups | 61.9694 | 0 | 0 | 2380.3626 | 0.026034 | 15 | Residential_2029_Technical_MW_Before Competition Groups_15 | Energy Star Air Source Heat Pump | 2.603% | 0 | 61.9694 | Residential_2029_Technical_MW_Before Competition Groups_Energy Star Air Source Heat Pump
Residential | Res ¦ Energy Star LED Bulbs General Purpose LEDs | 2029 | Technical | MW | Before Competition Groups | 61.6118 | 0 | 0 | 2380.3626 | 0.025883 | 16 | Residential_2029_Technical_MW_Before Competition Groups_16 | Energy Star LED Bulbs General Purpose LEDs | 2.588% | 0 | 61.6118 | Residential_2029_Technical_MW_Before Competition Groups_Energy Star LED Bulbs General Purpose LEDs
Residential | Res ¦ Heat Pump Clothes Dryer | 2029 | Technical | MW | Before Competition Groups | 58.6322 | 0 | 0 | 2380.3626 | 0.024632 | 17 | Residential_2029_Technical_MW_Before Competition Groups_17 | Heat Pump Clothes Dryer | 2.463% | 0 | 58.6322 | Residential_2029_Technical_MW_Before Competition Groups_Heat Pump Clothes Dryer
Residential | Res ¦ Basement Wall Insulation | 2029 | Achievable | MW | Before Competition Groups | 8.5199 | 0 | 0 | 355.0646 | 0.023995 | 10 | Residential_2029_Achievable_MW_Before Competition Groups_10 | Basement Wall Insulation | 2.4% | 0 | 8.5199 | Residential_2029_Achievable_MW_Before Competition Groups_Basement Wall Insulation
Residential | Res ¦ Energy Star Clothes Washer | 2029 | Technical | MW | Before Competition Groups | 55.3098 | 0 | 0 | 2380.3626 | 0.023236 | 18 | Residential_2029_Technical_MW_Before Competition Groups_18 | Energy Star Clothes Washer | 2.324% | 0 | 55.3098 | Residential_2029_Technical_MW_Before Competition Groups_Energy Star Clothes Washer
Residential | Res ¦ Occupancy Sensors MF | 2029 | Achievable | MW | Before Competition Groups | 8.1166 | 0 | 0 | 355.0646 | 0.02286 | 11 | Residential_2029_Achievable_MW_Before Competition Groups_11 | Occupancy Sensors MF | 2.286% | 0 | 8.1166 | Residential_2029_Achievable_MW_Before Competition Groups_Occupancy Sensors MF
Residential | Res ¦ Energy Star LED Specialty Bulbs | 2029 | Technical | MW | Before Competition Groups | 53.9364 | 0 | 0 | 2380.3626 | 0.022659 | 19 | Residential_2029_Technical_MW_Before Competition Groups_19 | Energy Star LED Specialty Bulbs | 2.266% | 0 | 53.9364 | Residential_2029_Technical_MW_Before Competition Groups_Energy Star LED Specialty Bulbs
Residential | Res ¦ Advanced BAS/Controllers | 2029 | Achievable | MW | Before Competition Groups | 8.0422 | 0 | 0 | 355.0646 | 0.02265 | 12 | Residential_2029_Achievable_MW_Before Competition Groups_12 | Advanced BAS/Controllers | 2.265% | 0 | 8.0422 | Residential_2029_Achievable_MW_Before Competition Groups_Advanced BAS/Controllers
Residential | Res ¦ Wall Insulation | 2029 | Technical | MW | Before Competition Groups | 51.2834 | 0 | 0 | 2380.3626 | 0.021544 | 20 | Residential_2029_Technical_MW_Before Competition Groups_20 | Wall Insulation | 2.154% | 0 | 51.2834 | Residential_2029_Technical_MW_Before Competition Groups_Wall Insulation
Residential | Res ¦ Clothes Drying Racks | 2029 | Achievable | MW | Before Competition Groups | 7.3085 | 0 | 0 | 355.0646 | 0.020584 | 13 | Residential_2029_Achievable_MW_Before Competition Groups_13 | Clothes Drying Racks | 2.058% | 0 | 7.3085 | Residential_2029_Achievable_MW_Before Competition Groups_Clothes Drying Racks
Residential | Res ¦ Smart Burners | 2029 | Achievable | MW | Before Competition Groups | 7.0721 | 0 | 0 | 355.0646 | 0.019918 | 14 | Residential_2029_Achievable_MW_Before Competition Groups_14 | Smart Burners | 1.992% | 0 | 7.0721 | Residential_2029_Achievable_MW_Before Competition Groups_Smart Burners
Residential | Res ¦ Energy Star Room Air Conditioner | 2029 | Technical | MW | Before Competition Groups | 45.7529 | 0 | 0 | 2380.3626 | 0.019221 | 21 | Residential_2029_Technical_MW_Before Competition Groups_21 | Energy Star Room Air Conditioner | 1.922% | 0 | 45.7529 | Residential_2029_Technical_MW_Before Competition Groups_Energy Star Room Air Conditioner
Residential | Res ¦ Induction Cooking Stove Top | 2029 | Technical | MW | Before Competition Groups | 45.2673 | 0 | 0 | 2380.3626 | 0.019017 | 22 | Residential_2029_Technical_MW_Before Competition Groups_22 | Induction Cooking Stove Top | 1.902% | 0 | 45.2673 | Residential_2029_Technical_MW_Before Competition Groups_Induction Cooking Stove Top
Residential | Res ¦ Attic Insulation | 2029 | Achievable | MW | Before Competition Groups | 6.5753 | 0 | 0 | 355.0646 | 0.018518 | 15 | Residential_2029_Achievable_MW_Before Competition Groups_15 | Attic Insulation | 1.852% | 0 | 6.5753 | Residential_2029_Achievable_MW_Before Competition Groups_Attic Insulation
Residential | Res ¦ Energy Star A Line, PAR, MR Lamps | 2029 | Achievable | MW | Before Competition Groups | 6.3342 | 0 | 0 | 355.0646 | 0.01784 | 16 | Residential_2029_Achievable_MW_Before Competition Groups_16 | Energy Star A Line, PAR, MR Lamps | 1.784% | 0 | 6.3342 | Residential_2029_Achievable_MW_Before Competition Groups_Energy Star A Line, PAR, MR Lamps
Residential | Res ¦ Networked/ Connected - Indoor LED Lamp | 2029 | Technical | MW | Before Competition Groups | 42.0727 | 0 | 0 | 2380.3626 | 0.017675 | 23 | Residential_2029_Technical_MW_Before Competition Groups_23 | Networked/ Connected - Indoor LED Lamp | 1.767% | 0 | 42.0727 | Residential_2029_Technical_MW_Before Competition Groups_Networked/ Connected - Indoor LED Lamp
Residential | Res ¦ Refrigerator Recycling | 2029 | Achievable | MW | Before Competition Groups | 6.1966 | 0 | 0 | 355.0646 | 0.017452 | 17 | Residential_2029_Achievable_MW_Before Competition Groups_17 | Refrigerator Recycling | 1.745% | 0 | 6.1966 | Residential_2029_Achievable_MW_Before Competition Groups_Refrigerator Recycling
Residential | Res ¦ Duct Insulation | 2029 | Economic | MW | Before Competition Groups | 20.6033 | 0 | 0 | 1234.473 | 0.01669 | 14 | Residential_2029_Economic_MW_Before Competition Groups_14 | Duct Insulation | 1.669% | 0 | 20.6033 | Residential_2029_Economic_MW_Before Competition Groups_Duct Insulation
Residential | Res ¦ Freezer Recycling | 2029 | Achievable | MW | Before Competition Groups | 5.7575 | 0 | 0 | 355.0646 | 0.016215 | 18 | Residential_2029_Achievable_MW_Before Competition Groups_18 | Freezer Recycling | 1.622% | 0 | 5.7575 | Residential_2029_Achievable_MW_Before Competition Groups_Freezer Recycling
Residential | Res ¦ High Efficiency Chiller (avg of water and air cooled) | 2029 | Achievable | MW | Before Competition Groups | 5.3057 | 0 | 0 | 355.0646 | 0.014943 | 19 | Residential_2029_Achievable_MW_Before Competition Groups_19 | High Efficiency Chiller (avg of water and air cooled) | 1.494% | 0 | 5.3057 | Residential_2029_Achievable_MW_Before Competition Groups_High Efficiency Chiller (avg of water and air cooled)
Residential | Res ¦ Air Sealing | 2029 | Economic | MW | Before Competition Groups | 18.0735 | 0 | 0 | 1234.473 | 0.014641 | 15 | Residential_2029_Economic_MW_Before Competition Groups_15 | Air Sealing | 1.464% | 0 | 18.0735 | Residential_2029_Economic_MW_Before Competition Groups_Air Sealing
Residential | Res ¦ Energy Star Clothes Dryer | 2029 | Technical | MW | Before Competition Groups | 33.4889 | 0 | 0 | 2380.3626 | 0.014069 | 24 | Residential_2029_Technical_MW_Before Competition Groups_24 | Energy Star Clothes Dryer | 1.407% | 0 | 33.4889 | Residential_2029_Technical_MW_Before Competition Groups_Energy Star Clothes Dryer
Residential | Res ¦ Floor Insulation | 2029 | Economic | MW | Before Competition Groups | 17.1812 | 0 | 0 | 1234.473 | 0.013918 | 16 | Residential_2029_Economic_MW_Before Competition Groups_16 | Floor Insulation | 1.392% | 0 | 17.1812 | Residential_2029_Economic_MW_Before Competition Groups_Floor Insulation
Residential | Res ¦ Energy Star Torchiere | 2029 | Achievable | MW | Before Competition Groups | 4.6542 | 0 | 0 | 355.0646 | 0.013108 | 20 | Residential_2029_Achievable_MW_Before Competition Groups_20 | Energy Star Torchiere | 1.311% | 0 | 4.6542 | Residential_2029_Achievable_MW_Before Competition Groups_Energy Star Torchiere
Residential | Res ¦ Variable Refrigerant Flow Heat Pump | 2029 | Technical | MW | Before Competition Groups | 27.2103 | 0 | 0 | 2380.3626 | 0.011431 | 25 | Residential_2029_Technical_MW_Before Competition Groups_25 | Variable Refrigerant Flow Heat Pump | 1.143% | 0 | 27.2103 | Residential_2029_Technical_MW_Before Competition Groups_Variable Refrigerant Flow Heat Pump
Residential | Res ¦ Lighting Motion Sensors, Timers, Dimmers | 2029 | Technical | MW | Before Competition Groups | 27.0997 | 0 | 0 | 2380.3626 | 0.011385 | 26 | Residential_2029_Technical_MW_Before Competition Groups_26 | Lighting Motion Sensors, Timers, Dimmers | 1.138% | 0 | 27.0997 | Residential_2029_Technical_MW_Before Competition Groups_Lighting Motion Sensors, Timers, Dimmers
Residential | Res ¦ Advanced BAS/Controllers | 2029 | Economic | MW | Before Competition Groups | 13.9322 | 0 | 0 | 1234.473 | 0.011286 | 17 | Residential_2029_Economic_MW_Before Competition Groups_17 | Advanced BAS/Controllers | 1.129% | 0 | 13.9322 | Residential_2029_Economic_MW_Before Competition Groups_Advanced BAS/Controllers
Residential | Res ¦ Occupancy Sensors MF | 2029 | Economic | MW | Before Competition Groups | 13.7313 | 0 | 0 | 1234.473 | 0.011123 | 18 | Residential_2029_Economic_MW_Before Competition Groups_18 | Occupancy Sensors MF | 1.112% | 0 | 13.7313 | Residential_2029_Economic_MW_Before Competition Groups_Occupancy Sensors MF
Residential | Res ¦ Ceiling Insulation | 2029 | Technical | MW | Before Competition Groups | 25.5448 | 0 | 0 | 2380.3626 | 0.010731 | 27 | Residential_2029_Technical_MW_Before Competition Groups_27 | Ceiling Insulation | 1.073% | 0 | 25.5448 | Residential_2029_Technical_MW_Before Competition Groups_Ceiling Insulation
Residential | Res ¦ Wall Insulation | 2029 | Economic | MW | Before Competition Groups | 13.0405 | 0 | 0 | 1234.473 | 0.010564 | 19 | Residential_2029_Economic_MW_Before Competition Groups_19 | Wall Insulation | 1.056% | 0 | 13.0405 | Residential_2029_Economic_MW_Before Competition Groups_Wall Insulation
Residential | Res ¦ Energy Star Light Fixture | 2029 | Achievable | MW | Before Competition Groups | 3.6953 | 0 | 0 | 355.0646 | 0.010408 | 21 | Residential_2029_Achievable_MW_Before Competition Groups_21 | Energy Star Light Fixture | 1.041% | 0 | 3.6953 | Residential_2029_Achievable_MW_Before Competition Groups_Energy Star Light Fixture
Residential | Res ¦ Clothes Drying Racks | 2029 | Economic | MW | Before Competition Groups | 12.6659 | 0 | 0 | 1234.473 | 0.01026 | 20 | Residential_2029_Economic_MW_Before Competition Groups_20 | Clothes Drying Racks | 1.026% | 0 | 12.6659 | Residential_2029_Economic_MW_Before Competition Groups_Clothes Drying Racks
Residential | Res ¦ Energy Star Torchiere | 2029 | Economic | MW | Before Competition Groups | 11.9543 | 0 | 0 | 1234.473 | 0.0096837 | 21 | Residential_2029_Economic_MW_Before Competition Groups_21 | Energy Star Torchiere | 0.9684% | 0 | 11.9543 | Residential_2029_Economic_MW_Before Competition Groups_Energy Star Torchiere
Residential | Res ¦ Duct Insulation | 2029 | Technical | MW | Before Competition Groups | 21.2994 | 0 | 0 | 2380.3626 | 0.008948 | 28 | Residential_2029_Technical_MW_Before Competition Groups_28 | Duct Insulation | 0.8948% | 0 | 21.2994 | Residential_2029_Technical_MW_Before Competition Groups_Duct Insulation
Residential | Res ¦ Refrigerator Recycling | 2029 | Economic | MW | Before Competition Groups | 10.7346 | 0 | 0 | 1234.473 | 0.0086957 | 22 | Residential_2029_Economic_MW_Before Competition Groups_22 | Refrigerator Recycling | 0.8696% | 0 | 10.7346 | Residential_2029_Economic_MW_Before Competition Groups_Refrigerator Recycling
Residential | Res ¦ Freezer Recycling | 2029 | Economic | MW | Before Competition Groups | 9.9992 | 0 | 0 | 1234.473 | 0.0081 | 23 | Residential_2029_Economic_MW_Before Competition Groups_23 | Freezer Recycling | 0.81% | 0 | 9.9992 | Residential_2029_Economic_MW_Before Competition Groups_Freezer Recycling
Residential | Res ¦ Energy Star Light Fixture | 2029 | Economic | MW | Before Competition Groups | 9.4818 | 0 | 0 | 1234.473 | 0.0076808 | 24 | Residential_2029_Economic_MW_Before Competition Groups_24 | Energy Star Light Fixture | 0.7681% | 0 | 9.4818 | Residential_2029_Economic_MW_Before Competition Groups_Energy Star Light Fixture
Residential | Res ¦ Air Sealing | 2029 | Technical | MW | Before Competition Groups | 18.0735 | 0 | 0 | 2380.3626 | 0.0075928 | 29 | Residential_2029_Technical_MW_Before Competition Groups_29 | Air Sealing | 0.7593% | 0 | 18.0735 | Residential_2029_Technical_MW_Before Competition Groups_Air Sealing
Residential | Res ¦ Central Air Conditioner Maintenance | 2029 | Technical | MW | Before Competition Groups | 17.451 | 0 | 0 | 2380.3626 | 0.0073312 | 30 | Residential_2029_Technical_MW_Before Competition Groups_30 | Central Air Conditioner Maintenance | 0.7331% | 0 | 17.451 | Residential_2029_Technical_MW_Before Competition Groups_Central Air Conditioner Maintenance
Residential | Res ¦ Floor Insulation | 2029 | Technical | MW | Before Competition Groups | 17.1812 | 0 | 0 | 2380.3626 | 0.0072179 | 31 | Residential_2029_Technical_MW_Before Competition Groups_31 | Floor Insulation | 0.7218% | 0 | 17.1812 | Residential_2029_Technical_MW_Before Competition Groups_Floor Insulation
Residential | Res ¦ Energy Star Light Fixture | 2029 | Technical | MW | Before Competition Groups | 17.0745 | 0 | 0 | 2380.3626 | 0.0071731 | 32 | Residential_2029_Technical_MW_Before Competition Groups_32 | Energy Star Light Fixture | 0.7173% | 0 | 17.0745 | Residential_2029_Technical_MW_Before Competition Groups_Energy Star Light Fixture
Residential | Res ¦ Air Source Heat Pump | 2029 | Technical | MW | Before Competition Groups | 16.1964 | 0 | 0 | 2380.3626 | 0.0068042 | 33 | Residential_2029_Technical_MW_Before Competition Groups_33 | Air Source Heat Pump | 0.6804% | 0 | 16.1964 | Residential_2029_Technical_MW_Before Competition Groups_Air Source Heat Pump
Residential | Res ¦ Basement or Crawlspace Insulation | 2029 | Economic | MW | Before Competition Groups | 8.3389 | 0 | 0 | 1234.473 | 0.0067551 | 25 | Residential_2029_Economic_MW_Before Competition Groups_25 | Basement or Crawlspace Insulation | 0.6755% | 0 | 8.3389 | Residential_2029_Economic_MW_Before Competition Groups_Basement or Crawlspace Insulation
Residential | Res ¦ Dehumidifier Recycling | 2029 | Technical | MW | Before Competition Groups | 15.9328 | 0 | 0 | 2380.3626 | 0.0066934 | 34 | Residential_2029_Technical_MW_Before Competition Groups_34 | Dehumidifier Recycling | 0.6693% | 0 | 15.9328 | Residential_2029_Technical_MW_Before Competition Groups_Dehumidifier Recycling
Residential | Res ¦ Duct Insulation MF | 2029 | Economic | MW | Before Competition Groups | 8.0481 | 0 | 0 | 1234.473 | 0.0065195 | 26 | Residential_2029_Economic_MW_Before Competition Groups_26 | Duct Insulation MF | 0.6519% | 0 | 8.0481 | Residential_2029_Economic_MW_Before Competition Groups_Duct Insulation MF
Residential | Res ¦ Outside Air Economizer | 2029 | Achievable | MW | Before Competition Groups | 2.1068 | 0 | 0 | 355.0646 | 0.0059335 | 22 | Residential_2029_Achievable_MW_Before Competition Groups_22 | Outside Air Economizer | 0.5933% | 0 | 2.1068 | Residential_2029_Achievable_MW_Before Competition Groups_Outside Air Economizer
Residential | Res ¦ Advanced BAS/Controllers | 2029 | Technical | MW | Before Competition Groups | 13.9322 | 0 | 0 | 2380.3626 | 0.005853 | 35 | Residential_2029_Technical_MW_Before Competition Groups_35 | Advanced BAS/Controllers | 0.5853% | 0 | 13.9322 | Residential_2029_Technical_MW_Before Competition Groups_Advanced BAS/Controllers
Residential | Res ¦ Occupancy Sensors MF | 2029 | Technical | MW | Before Competition Groups | 13.7313 | 0 | 0 | 2380.3626 | 0.0057686 | 36 | Residential_2029_Technical_MW_Before Competition Groups_36 | Occupancy Sensors MF | 0.5769% | 0 | 13.7313 | Residential_2029_Technical_MW_Before Competition Groups_Occupancy Sensors MF
Residential | Res ¦ Duct Insulation | 2029 | Achievable | MW | Before Competition Groups | 2.0359 | 0 | 0 | 355.0646 | 0.0057338 | 23 | Residential_2029_Achievable_MW_Before Competition Groups_23 | Duct Insulation | 0.5734% | 0 | 2.0359 | Residential_2029_Achievable_MW_Before Competition Groups_Duct Insulation
Residential | Res ¦ Energy Star Clothes Dryer | 2029 | Achievable | MW | Before Competition Groups | 1.9871 | 0 | 0 | 355.0646 | 0.0055965 | 24 | Residential_2029_Achievable_MW_Before Competition Groups_24 | Energy Star Clothes Dryer | 0.5596% | 0 | 1.9871 | Residential_2029_Achievable_MW_Before Competition Groups_Energy Star Clothes Dryer
Residential | Res ¦ Home Energy Reports | 2029 | Technical | MW | Before Competition Groups | 13.1252 | 0 | 0 | 2380.3626 | 0.0055139 | 37 | Residential_2029_Technical_MW_Before Competition Groups_37 | Home Energy Reports | 0.5514% | 0 | 13.1252 | Residential_2029_Technical_MW_Before Competition Groups_Home Energy Reports
Residential | Res ¦ Clothes Drying Racks | 2029 | Technical | MW | Before Competition Groups | 12.6659 | 0 | 0 | 2380.3626 | 0.005321 | 38 | Residential_2029_Technical_MW_Before Competition Groups_38 | Clothes Drying Racks | 0.5321% | 0 | 12.6659 | Residential_2029_Technical_MW_Before Competition Groups_Clothes Drying Racks
Residential | Res ¦ Energy Star Clothes Dryer | 2029 | Economic | MW | Before Competition Groups | 6.4267 | 0 | 0 | 1234.473 | 0.005206 | 27 | Residential_2029_Economic_MW_Before Competition Groups_27 | Energy Star Clothes Dryer | 0.5206% | 0 | 6.4267 | Residential_2029_Economic_MW_Before Competition Groups_Energy Star Clothes Dryer
Residential | Res ¦ Air Sealing | 2029 | Achievable | MW | Before Competition Groups | 1.8162 | 0 | 0 | 355.0646 | 0.0051152 | 25 | Residential_2029_Achievable_MW_Before Competition Groups_25 | Air Sealing | 0.5115% | 0 | 1.8162 | Residential_2029_Achievable_MW_Before Competition Groups_Air Sealing
Residential | Res ¦ Energy Star Torchiere | 2029 | Technical | MW | Before Competition Groups | 11.9543 | 0 | 0 | 2380.3626 | 0.0050221 | 39 | Residential_2029_Technical_MW_Before Competition Groups_39 | Energy Star Torchiere | 0.5022% | 0 | 11.9543 | Residential_2029_Technical_MW_Before Competition Groups_Energy Star Torchiere
Residential | Res ¦ High Efficiency Chiller (avg of water and air cooled) | 2029 | Economic | MW | Before Competition Groups | 6.1106 | 0 | 0 | 1234.473 | 0.00495 | 28 | Residential_2029_Economic_MW_Before Competition Groups_28 | High Efficiency Chiller (avg of water and air cooled) | 0.495% | 0 | 6.1106 | Residential_2029_Economic_MW_Before Competition Groups_High Efficiency Chiller (avg of water and air cooled)
Residential | Res ¦ ENERGY STAR LED LAMPS (REFLECTOR LAMPs/MR16/PAR 16) | 2029 | Achievable | MW | Before Competition Groups | 1.7482 | 0 | 0 | 355.0646 | 0.0049237 | 26 | Residential_2029_Achievable_MW_Before Competition Groups_26 | ENERGY STAR LED LAMPS (REFLECTOR LAMPs/MR16/PAR 16) | 0.4924% | 0 | 1.7482 | Residential_2029_Achievable_MW_Before Competition Groups_ENERGY STAR LED LAMPS (REFLECTOR LAMPs/MR16/PAR 16)
Residential | Res ¦ Floor Insulation | 2029 | Achievable | MW | Before Competition Groups | 1.7258 | 0 | 0 | 355.0646 | 0.0048604 | 27 | Residential_2029_Achievable_MW_Before Competition Groups_27 | Floor Insulation | 0.486% | 0 | 1.7258 | Residential_2029_Achievable_MW_Before Competition Groups_Floor Insulation
Residential | Res ¦ Refrigerator Recycling | 2029 | Technical | MW | Before Competition Groups | 10.7346 | 0 | 0 | 2380.3626 | 0.0045097 | 40 | Residential_2029_Technical_MW_Before Competition Groups_40 | Refrigerator Recycling | 0.451% | 0 | 10.7346 | Residential_2029_Technical_MW_Before Competition Groups_Refrigerator Recycling
Residential | Res ¦ Minimize Hot and Warm Clothes Wash | 2029 | Economic | MW | Before Competition Groups | 5.2865 | 0 | 0 | 1234.473 | 0.0042824 | 29 | Residential_2029_Economic_MW_Before Competition Groups_29 | Minimize Hot and Warm Clothes Wash | 0.4282% | 0 | 5.2865 | Residential_2029_Economic_MW_Before Competition Groups_Minimize Hot and Warm Clothes Wash
Residential | Res ¦ Minimize Hot and Warm Clothes Wash | 2029 | Achievable | MW | Before Competition Groups | 1.5042 | 0 | 0 | 355.0646 | 0.0042365 | 28 | Residential_2029_Achievable_MW_Before Competition Groups_28 | Minimize Hot and Warm Clothes Wash | 0.4237% | 0 | 1.5042 | Residential_2029_Achievable_MW_Before Competition Groups_Minimize Hot and Warm Clothes Wash
Residential | Res ¦ Freezer Recycling | 2029 | Technical | MW | Before Competition Groups | 9.9992 | 0 | 0 | 2380.3626 | 0.0042007 | 41 | Residential_2029_Technical_MW_Before Competition Groups_41 | Freezer Recycling | 0.4201% | 0 | 9.9992 | Residential_2029_Technical_MW_Before Competition Groups_Freezer Recycling
Residential | Res ¦ LED Tube Re-Lamp | 2029 | Achievable | MW | Before Competition Groups | 1.4903 | 0 | 0 | 355.0646 | 0.0041974 | 29 | Residential_2029_Achievable_MW_Before Competition Groups_29 | LED Tube Re-Lamp | 0.4197% | 0 | 1.4903 | Residential_2029_Achievable_MW_Before Competition Groups_LED Tube Re-Lamp
Residential | Res ¦ Duct Insulation MF | 2029 | Technical | MW | Before Competition Groups | 9.5973 | 0 | 0 | 2380.3626 | 0.0040319 | 42 | Residential_2029_Technical_MW_Before Competition Groups_42 | Duct Insulation MF | 0.4032% | 0 | 9.5973 | Residential_2029_Technical_MW_Before Competition Groups_Duct Insulation MF
Residential | Res ¦ Energy Star Dehumidifier | 2029 | Technical | MW | Before Competition Groups | 9.3667 | 0 | 0 | 2380.3626 | 0.003935 | 43 | Residential_2029_Technical_MW_Before Competition Groups_43 | Energy Star Dehumidifier | 0.3935% | 0 | 9.3667 | Residential_2029_Technical_MW_Before Competition Groups_Energy Star Dehumidifier
Residential | Res ¦ Furnace Whistle | 2029 | Achievable | MW | Before Competition Groups | 1.3219 | 0 | 0 | 355.0646 | 0.003723 | 30 | Residential_2029_Achievable_MW_Before Competition Groups_30 | Furnace Whistle | 0.3723% | 0 | 1.3219 | Residential_2029_Achievable_MW_Before Competition Groups_Furnace Whistle
Residential | Res ¦ Ceiling Insulation | 2029 | Economic | MW | Before Competition Groups | 4.3884 | 0 | 0 | 1234.473 | 0.0035549 | 30 | Residential_2029_Economic_MW_Before Competition Groups_30 | Ceiling Insulation | 0.3555% | 0 | 4.3884 | Residential_2029_Economic_MW_Before Competition Groups_Ceiling Insulation
Residential | Res ¦ Wall Insulation | 2029 | Achievable | MW | Before Competition Groups | 1.2442 | 0 | 0 | 355.0646 | 0.0035041 | 31 | Residential_2029_Achievable_MW_Before Competition Groups_31 | Wall Insulation | 0.3504% | 0 | 1.2442 | Residential_2029_Achievable_MW_Before Competition Groups_Wall Insulation
Residential | Res ¦ Comprehensive Draft Proofing | 2029 | Achievable | MW | Before Competition Groups | 1.142 | 0 | 0 | 355.0646 | 0.0032162 | 32 | Residential_2029_Achievable_MW_Before Competition Groups_32 | Comprehensive Draft Proofing | 0.3216% | 0 | 1.142 | Residential_2029_Achievable_MW_Before Competition Groups_Comprehensive Draft Proofing
Residential | Res ¦ INTEGRAL LED TROFFERS | 2029 | Technical | MW | Before Competition Groups | 7.5216 | 0 | 0 | 2380.3626 | 0.0031599 | 44 | Residential_2029_Technical_MW_Before Competition Groups_44 | INTEGRAL LED TROFFERS | 0.316% | 0 | 7.5216 | Residential_2029_Technical_MW_Before Competition Groups_INTEGRAL LED TROFFERS
Residential | Res ¦ Variable Frequency Drive (VFD) | 2029 | Achievable | MW | Before Competition Groups | 1.1074 | 0 | 0 | 355.0646 | 0.0031189 | 33 | Residential_2029_Achievable_MW_Before Competition Groups_33 | Variable Frequency Drive (VFD) | 0.3119% | 0 | 1.1074 | Residential_2029_Achievable_MW_Before Competition Groups_Variable Frequency Drive (VFD)
Residential | Res ¦ Energy Star Windows | 2029 | Technical | MW | Before Competition Groups | 7.3171 | 0 | 0 | 2380.3626 | 0.003074 | 45 | Residential_2029_Technical_MW_Before Competition Groups_45 | Energy Star Windows | 0.3074% | 0 | 7.3171 | Residential_2029_Technical_MW_Before Competition Groups_Energy Star Windows
Residential | Res ¦ Home Energy Reports | 2029 | Achievable | MW | Before Competition Groups | 1.0814 | 0 | 0 | 355.0646 | 0.0030456 | 34 | Residential_2029_Achievable_MW_Before Competition Groups_34 | Home Energy Reports | 0.3046% | 0 | 1.0814 | Residential_2029_Achievable_MW_Before Competition Groups_Home Energy Reports
Residential | Res ¦ CO Sensors for parking garage exhaust fans | 2029 | Achievable | MW | Before Competition Groups | 1.0566 | 0 | 0 | 355.0646 | 0.0029757 | 35 | Residential_2029_Achievable_MW_Before Competition Groups_35 | CO Sensors for parking garage exhaust fans | 0.2976% | 0 | 1.0566 | Residential_2029_Achievable_MW_Before Competition Groups_CO Sensors for parking garage exhaust fans
Residential | Res ¦ Furnace with ECM | 2029 | Technical | MW | Before Competition Groups | 6.9629 | 0 | 0 | 2380.3626 | 0.0029251 | 46 | Residential_2029_Technical_MW_Before Competition Groups_46 | Furnace with ECM | 0.2925% | 0 | 6.9629 | Residential_2029_Technical_MW_Before Competition Groups_Furnace with ECM
Residential | Res ¦ Home Energy Reports | 2029 | Economic | MW | Before Competition Groups | 3.4965 | 0 | 0 | 1234.473 | 0.0028324 | 31 | Residential_2029_Economic_MW_Before Competition Groups_31 | Home Energy Reports | 0.2832% | 0 | 3.4965 | Residential_2029_Economic_MW_Before Competition Groups_Home Energy Reports
Residential | Res ¦ Energy Star Freezer | 2029 | Technical | MW | Before Competition Groups | 6.5852 | 0 | 0 | 2380.3626 | 0.0027665 | 47 | Residential_2029_Technical_MW_Before Competition Groups_47 | Energy Star Freezer | 0.2766% | 0 | 6.5852 | Residential_2029_Technical_MW_Before Competition Groups_Energy Star Freezer
Residential | Res ¦ Outside Air Economizer | 2029 | Economic | MW | Before Competition Groups | 3.2234 | 0 | 0 | 1234.473 | 0.0026112 | 32 | Residential_2029_Economic_MW_Before Competition Groups_32 | Outside Air Economizer | 0.2611% | 0 | 3.2234 | Residential_2029_Economic_MW_Before Competition Groups_Outside Air Economizer
Residential | Res ¦ High Efficiency Chiller (avg of water and air cooled) | 2029 | Technical | MW | Before Competition Groups | 6.1106 | 0 | 0 | 2380.3626 | 0.0025671 | 48 | Residential_2029_Technical_MW_Before Competition Groups_48 | High Efficiency Chiller (avg of water and air cooled) | 0.2567% | 0 | 6.1106 | Residential_2029_Technical_MW_Before Competition Groups_High Efficiency Chiller (avg of water and air cooled)
Residential | Res ¦ Minimize Hot and Warm Clothes Wash | 2029 | Technical | MW | Before Competition Groups | 5.2865 | 0 | 0 | 2380.3626 | 0.0022209 | 49 | Residential_2029_Technical_MW_Before Competition Groups_49 | Minimize Hot and Warm Clothes Wash | 0.2221% | 0 | 5.2865 | Residential_2029_Technical_MW_Before Competition Groups_Minimize Hot and Warm Clothes Wash
Residential | Res ¦ Duct Insulation MF | 2029 | Achievable | MW | Before Competition Groups | 0.76224 | 0 | 0 | 355.0646 | 0.0021468 | 36 | Residential_2029_Achievable_MW_Before Competition Groups_36 | Duct Insulation MF | 0.2147% | 0 | 0.76224 | Residential_2029_Achievable_MW_Before Competition Groups_Duct Insulation MF
Residential | Res ¦ LED Parking Lot Fixture | 2029 | Achievable | MW | Before Competition Groups | 0.75275 | 0 | 0 | 355.0646 | 0.00212 | 37 | Residential_2029_Achievable_MW_Before Competition Groups_37 | LED Parking Lot Fixture | 0.212% | 0 | 0.75275 | Residential_2029_Achievable_MW_Before Competition Groups_LED Parking Lot Fixture
Residential | Res ¦ Demand Control Ventilation | 2029 | Achievable | MW | Before Competition Groups | 0.7424 | 0 | 0 | 355.0646 | 0.0020909 | 38 | Residential_2029_Achievable_MW_Before Competition Groups_38 | Demand Control Ventilation | 0.2091% | 0 | 0.7424 | Residential_2029_Achievable_MW_Before Competition Groups_Demand Control Ventilation
Residential | Res ¦ Heat Recovery Ventilator | 2029 | Economic | MW | Before Competition Groups | 2.4741 | 0 | 0 | 1234.473 | 0.0020041 | 33 | Residential_2029_Economic_MW_Before Competition Groups_33 | Heat Recovery Ventilator | 0.2004% | 0 | 2.4741 | Residential_2029_Economic_MW_Before Competition Groups_Heat Recovery Ventilator
Residential | Res ¦ Demand Control Ventilation | 2029 | Economic | MW | Before Competition Groups | 2.4416 | 0 | 0 | 1234.473 | 0.0019778 | 34 | Residential_2029_Economic_MW_Before Competition Groups_34 | Demand Control Ventilation | 0.1978% | 0 | 2.4416 | Residential_2029_Economic_MW_Before Competition Groups_Demand Control Ventilation
Residential | Res ¦ Water Heater Temperature Setback | 2029 | Achievable | MW | Before Competition Groups | 0.69263 | 0 | 0 | 355.0646 | 0.0019507 | 39 | Residential_2029_Achievable_MW_Before Competition Groups_39 | Water Heater Temperature Setback | 0.1951% | 0 | 0.69263 | Residential_2029_Achievable_MW_Before Competition Groups_Water Heater Temperature Setback
Residential | Res ¦ Networked/ Connected - Indoor LED Luminaire | 2029 | Technical | MW | Before Competition Groups | 4.6242 | 0 | 0 | 2380.3626 | 0.0019427 | 50 | Residential_2029_Technical_MW_Before Competition Groups_50 | Networked/ Connected - Indoor LED Luminaire | 0.1943% | 0 | 4.6242 | Residential_2029_Technical_MW_Before Competition Groups_Networked/ Connected - Indoor LED Luminaire
Residential | Res ¦ Passive Attic Ventilation | 2029 | Technical | MW | Before Competition Groups | 4.5263 | 0 | 0 | 2380.3626 | 0.0019015 | 51 | Residential_2029_Technical_MW_Before Competition Groups_51 | Passive Attic Ventilation | 0.1902% | 0 | 4.5263 | Residential_2029_Technical_MW_Before Competition Groups_Passive Attic Ventilation
Residential | Res ¦ Furnace Whistle | 2029 | Economic | MW | Before Competition Groups | 2.2898 | 0 | 0 | 1234.473 | 0.0018548 | 35 | Residential_2029_Economic_MW_Before Competition Groups_35 | Furnace Whistle | 0.1855% | 0 | 2.2898 | Residential_2029_Economic_MW_Before Competition Groups_Furnace Whistle
Residential | Res ¦ ENERGY STAR LED LAMPS (REFLECTOR LAMPs/MR16/PAR 16) | 2029 | Economic | MW | Before Competition Groups | 2.2324 | 0 | 0 | 1234.473 | 0.0018084 | 36 | Residential_2029_Economic_MW_Before Competition Groups_36 | ENERGY STAR LED LAMPS (REFLECTOR LAMPs/MR16/PAR 16) | 0.1808% | 0 | 2.2324 | Residential_2029_Economic_MW_Before Competition Groups_ENERGY STAR LED LAMPS (REFLECTOR LAMPs/MR16/PAR 16)
Residential | Res ¦ LED Downlight | 2029 | Technical | MW | Before Competition Groups | 4.2493 | 0 | 0 | 2380.3626 | 0.0017852 | 52 | Residential_2029_Technical_MW_Before Competition Groups_52 | LED Downlight | 0.1785% | 0 | 4.2493 | Residential_2029_Technical_MW_Before Competition Groups_LED Downlight
Residential | Res ¦ Central Lighting Control System | 2029 | Technical | MW | Before Competition Groups | 3.9421 | 0 | 0 | 2380.3626 | 0.0016561 | 53 | Residential_2029_Technical_MW_Before Competition Groups_53 | Central Lighting Control System | 0.1656% | 0 | 3.9421 | Residential_2029_Technical_MW_Before Competition Groups_Central Lighting Control System
Residential | Res ¦ CO Sensors for parking garage exhaust fans | 2029 | Economic | MW | Before Competition Groups | 2.0337 | 0 | 0 | 1234.473 | 0.0016475 | 37 | Residential_2029_Economic_MW_Before Competition Groups_37 | CO Sensors for parking garage exhaust fans | 0.1647% | 0 | 2.0337 | Residential_2029_Economic_MW_Before Competition Groups_CO Sensors for parking garage exhaust fans
Residential | Res ¦ Comprehensive Draft Proofing | 2029 | Economic | MW | Before Competition Groups | 1.9781 | 0 | 0 | 1234.473 | 0.0016024 | 38 | Residential_2029_Economic_MW_Before Competition Groups_38 | Comprehensive Draft Proofing | 0.1602% | 0 | 1.9781 | Residential_2029_Economic_MW_Before Competition Groups_Comprehensive Draft Proofing
Residential | Res ¦ Variable Frequency Drive (VFD) | 2029 | Economic | MW | Before Competition Groups | 1.9183 | 0 | 0 | 1234.473 | 0.001554 | 39 | Residential_2029_Economic_MW_Before Competition Groups_39 | Variable Frequency Drive (VFD) | 0.1554% | 0 | 1.9183 | Residential_2029_Economic_MW_Before Competition Groups_Variable Frequency Drive (VFD)
Residential | Res ¦ Heat Pump Water Heater | 2029 | Technical | MW | Before Competition Groups | 3.5835 | 0 | 0 | 2380.3626 | 0.0015054 | 54 | Residential_2029_Technical_MW_Before Competition Groups_54 | Heat Pump Water Heater | 0.1505% | 0 | 3.5835 | Residential_2029_Technical_MW_Before Competition Groups_Heat Pump Water Heater
Residential | Res ¦ Early Hot Water Heater Replacement | 2029 | Technical | MW | Before Competition Groups | 3.419 | 0 | 0 | 2380.3626 | 0.0014363 | 55 | Residential_2029_Technical_MW_Before Competition Groups_55 | Early Hot Water Heater Replacement | 0.1436% | 0 | 3.419 | Residential_2029_Technical_MW_Before Competition Groups_Early Hot Water Heater Replacement
Residential | Res ¦ Tankless Water Heater | 2029 | Technical | MW | Before Competition Groups | 3.2407 | 0 | 0 | 2380.3626 | 0.0013614 | 56 | Residential_2029_Technical_MW_Before Competition Groups_56 | Tankless Water Heater | 0.1361% | 0 | 3.2407 | Residential_2029_Technical_MW_Before Competition Groups_Tankless Water Heater
Residential | Res ¦ Outside Air Economizer | 2029 | Technical | MW | Before Competition Groups | 3.2234 | 0 | 0 | 2380.3626 | 0.0013542 | 57 | Residential_2029_Technical_MW_Before Competition Groups_57 | Outside Air Economizer | 0.1354% | 0 | 3.2234 | Residential_2029_Technical_MW_Before Competition Groups_Outside Air Economizer
Residential | Res ¦ LED Tube Re-Lamp | 2029 | Technical | MW | Before Competition Groups | 3.1973 | 0 | 0 | 2380.3626 | 0.0013432 | 58 | Residential_2029_Technical_MW_Before Competition Groups_58 | LED Tube Re-Lamp | 0.1343% | 0 | 3.1973 | Residential_2029_Technical_MW_Before Competition Groups_LED Tube Re-Lamp
Residential | Res ¦ LED Tube Re-Lamp | 2029 | Economic | MW | Before Competition Groups | 1.6068 | 0 | 0 | 1234.473 | 0.0013016 | 40 | Residential_2029_Economic_MW_Before Competition Groups_40 | LED Tube Re-Lamp | 0.1302% | 0 | 1.6068 | Residential_2029_Economic_MW_Before Competition Groups_LED Tube Re-Lamp
Residential | Res ¦ Air Source Heat Pump Maintenance | 2029 | Technical | MW | Before Competition Groups | 3.0243 | 0 | 0 | 2380.3626 | 0.0012705 | 59 | Residential_2029_Technical_MW_Before Competition Groups_59 | Air Source Heat Pump Maintenance | 0.1271% | 0 | 3.0243 | Residential_2029_Technical_MW_Before Competition Groups_Air Source Heat Pump Maintenance
Residential | Res ¦ Condensing Make Up Air Unit | 2029 | Achievable | MW | Before Competition Groups | 0.43655 | 0 | 0 | 355.0646 | 0.0012295 | 40 | Residential_2029_Achievable_MW_Before Competition Groups_40 | Condensing Make Up Air Unit | 0.1229% | 0 | 0.43655 | Residential_2029_Achievable_MW_Before Competition Groups_Condensing Make Up Air Unit
Residential | Res ¦ Energy Star Ceiling Fan/Lighting | 2029 | Technical | MW | Before Competition Groups | 2.8812 | 0 | 0 | 2380.3626 | 0.0012104 | 60 | Residential_2029_Technical_MW_Before Competition Groups_60 | Energy Star Ceiling Fan/Lighting | 0.121% | 0 | 2.8812 | Residential_2029_Technical_MW_Before Competition Groups_Energy Star Ceiling Fan/Lighting
Residential | Res ¦ Energy Star Windows | 2029 | Economic | MW | Before Competition Groups | 1.4505 | 0 | 0 | 1234.473 | 0.001175 | 41 | Residential_2029_Economic_MW_Before Competition Groups_41 | Energy Star Windows | 0.1175% | 0 | 1.4505 | Residential_2029_Economic_MW_Before Competition Groups_Energy Star Windows
Residential | Res ¦ Basement or Crawlspace Insulation | 2029 | Achievable | MW | Before Competition Groups | 0.40956 | 0 | 0 | 355.0646 | 0.0011535 | 41 | Residential_2029_Achievable_MW_Before Competition Groups_41 | Basement or Crawlspace Insulation | 0.1153% | 0 | 0.40956 | Residential_2029_Achievable_MW_Before Competition Groups_Basement or Crawlspace Insulation
Residential | Res ¦ Heat Recovery Ventilator | 2029 | Technical | MW | Before Competition Groups | 2.5562 | 0 | 0 | 2380.3626 | 0.0010739 | 61 | Residential_2029_Technical_MW_Before Competition Groups_61 | Heat Recovery Ventilator | 0.1074% | 0 | 2.5562 | Residential_2029_Technical_MW_Before Competition Groups_Heat Recovery Ventilator
Residential | Res ¦ Tankless Water Heater | 2029 | Economic | MW | Before Competition Groups | 1.27 | 0 | 0 | 1234.473 | 0.0010288 | 42 | Residential_2029_Economic_MW_Before Competition Groups_42 | Tankless Water Heater | 0.1029% | 0 | 1.27 | Residential_2029_Economic_MW_Before Competition Groups_Tankless Water Heater
Residential | Res ¦ Demand Control Ventilation | 2029 | Technical | MW | Before Competition Groups | 2.4416 | 0 | 0 | 2380.3626 | 0.0010257 | 62 | Residential_2029_Technical_MW_Before Competition Groups_62 | Demand Control Ventilation | 0.1026% | 0 | 2.4416 | Residential_2029_Technical_MW_Before Competition Groups_Demand Control Ventilation
Residential | Res ¦ Water Heater Temperature Setback | 2029 | Economic | MW | Before Competition Groups | 1.1998 | 0 | 0 | 1234.473 | 0.00097188 | 43 | Residential_2029_Economic_MW_Before Competition Groups_43 | Water Heater Temperature Setback | 0.09719% | 0 | 1.1998 | Residential_2029_Economic_MW_Before Competition Groups_Water Heater Temperature Setback
Residential | Res ¦ LED Exterior Area Lights - LED Fixture (200W) | 2029 | Achievable | MW | Before Competition Groups | 0.34314 | 0 | 0 | 355.0646 | 0.0009664 | 42 | Residential_2029_Achievable_MW_Before Competition Groups_42 | LED Exterior Area Lights - LED Fixture (200W) | 0.09664% | 0 | 0.34314 | Residential_2029_Achievable_MW_Before Competition Groups_LED Exterior Area Lights - LED Fixture (200W)
Residential | Res ¦ Drain Water Heat Recovery | 2029 | Technical | MW | Before Competition Groups | 2.295 | 0 | 0 | 2380.3626 | 0.00096415 | 63 | Residential_2029_Technical_MW_Before Competition Groups_63 | Drain Water Heat Recovery | 0.09642% | 0 | 2.295 | Residential_2029_Technical_MW_Before Competition Groups_Drain Water Heat Recovery
Residential | Res ¦ Furnace Whistle | 2029 | Technical | MW | Before Competition Groups | 2.2898 | 0 | 0 | 2380.3626 | 0.00096194 | 64 | Residential_2029_Technical_MW_Before Competition Groups_64 | Furnace Whistle | 0.09619% | 0 | 2.2898 | Residential_2029_Technical_MW_Before Competition Groups_Furnace Whistle
Residential | Res ¦ VFD on Pumps | 2029 | Achievable | MW | Before Competition Groups | 0.34054 | 0 | 0 | 355.0646 | 0.00095908 | 43 | Residential_2029_Achievable_MW_Before Competition Groups_43 | VFD on Pumps | 0.09591% | 0 | 0.34054 | Residential_2029_Achievable_MW_Before Competition Groups_VFD on Pumps
Residential | Res ¦ ENERGY STAR LED LAMPS (REFLECTOR LAMPs/MR16/PAR 16) | 2029 | Technical | MW | Before Competition Groups | 2.2324 | 0 | 0 | 2380.3626 | 0.00093782 | 65 | Residential_2029_Technical_MW_Before Competition Groups_65 | ENERGY STAR LED LAMPS (REFLECTOR LAMPs/MR16/PAR 16) | 0.09378% | 0 | 2.2324 | Residential_2029_Technical_MW_Before Competition Groups_ENERGY STAR LED LAMPS (REFLECTOR LAMPs/MR16/PAR 16)
Residential | Res ¦ Condensing Make Up Air Unit | 2029 | Economic | MW | Before Competition Groups | 1.1057 | 0 | 0 | 1234.473 | 0.00089565 | 44 | Residential_2029_Economic_MW_Before Competition Groups_44 | Condensing Make Up Air Unit | 0.08957% | 0 | 1.1057 | Residential_2029_Economic_MW_Before Competition Groups_Condensing Make Up Air Unit
Residential | Res ¦ Window Film | 2029 | Technical | MW | Before Competition Groups | 2.1211 | 0 | 0 | 2380.3626 | 0.00089107 | 66 | Residential_2029_Technical_MW_Before Competition Groups_66 | Window Film | 0.08911% | 0 | 2.1211 | Residential_2029_Technical_MW_Before Competition Groups_Window Film
Residential | Res ¦ CO Sensors for parking garage exhaust fans | 2029 | Technical | MW | Before Competition Groups | 2.0337 | 0 | 0 | 2380.3626 | 0.00085438 | 67 | Residential_2029_Technical_MW_Before Competition Groups_67 | CO Sensors for parking garage exhaust fans | 0.08544% | 0 | 2.0337 | Residential_2029_Technical_MW_Before Competition Groups_CO Sensors for parking garage exhaust fans
Residential | Res ¦ ENERGY STAR LED Lamps (General Service Lamps) | 2029 | Achievable | MW | Before Competition Groups | 0.29708 | 0 | 0 | 355.0646 | 0.00083669 | 44 | Residential_2029_Achievable_MW_Before Competition Groups_44 | ENERGY STAR LED Lamps (General Service Lamps) | 0.08367% | 0 | 0.29708 | Residential_2029_Achievable_MW_Before Competition Groups_ENERGY STAR LED Lamps (General Service Lamps)
Residential | Res ¦ Comprehensive Draft Proofing | 2029 | Technical | MW | Before Competition Groups | 1.9781 | 0 | 0 | 2380.3626 | 0.00083099 | 68 | Residential_2029_Technical_MW_Before Competition Groups_68 | Comprehensive Draft Proofing | 0.0831% | 0 | 1.9781 | Residential_2029_Technical_MW_Before Competition Groups_Comprehensive Draft Proofing
Residential | Res ¦ LED Parking Lot Fixture | 2029 | Economic | MW | Before Competition Groups | 0.99651 | 0 | 0 | 1234.473 | 0.00080723 | 45 | Residential_2029_Economic_MW_Before Competition Groups_45 | LED Parking Lot Fixture | 0.08072% | 0 | 0.99651 | Residential_2029_Economic_MW_Before Competition Groups_LED Parking Lot Fixture
Residential | Res ¦ Variable Frequency Drive (VFD) | 2029 | Technical | MW | Before Competition Groups | 1.9183 | 0 | 0 | 2380.3626 | 0.0008059 | 69 | Residential_2029_Technical_MW_Before Competition Groups_69 | Variable Frequency Drive (VFD) | 0.08059% | 0 | 1.9183 | Residential_2029_Technical_MW_Before Competition Groups_Variable Frequency Drive (VFD)
Residential | Res ¦ Tankless Water Heater | 2029 | Achievable | MW | Before Competition Groups | 0.27704 | 0 | 0 | 355.0646 | 0.00078025 | 45 | Residential_2029_Achievable_MW_Before Competition Groups_45 | Tankless Water Heater | 0.07803% | 0 | 0.27704 | Residential_2029_Achievable_MW_Before Competition Groups_Tankless Water Heater
Residential | Res ¦ Solar Water Heating System | 2029 | Technical | MW | Before Competition Groups | 1.7663 | 0 | 0 | 2380.3626 | 0.00074205 | 70 | Residential_2029_Technical_MW_Before Competition Groups_70 | Solar Water Heating System | 0.0742% | 0 | 1.7663 | Residential_2029_Technical_MW_Before Competition Groups_Solar Water Heating System
Residential | Res ¦ Energy Star Dishwasher | 2029 | Technical | MW | Before Competition Groups | 1.7254 | 0 | 0 | 2380.3626 | 0.00072483 | 71 | Residential_2029_Technical_MW_Before Competition Groups_71 | Energy Star Dishwasher | 0.07248% | 0 | 1.7254 | Residential_2029_Technical_MW_Before Competition Groups_Energy Star Dishwasher
Residential | Res ¦ High Efficiency Storage Water Heater | 2029 | Technical | MW | Before Competition Groups | 1.5624 | 0 | 0 | 2380.3626 | 0.00065636 | 72 | Residential_2029_Technical_MW_Before Competition Groups_72 | High Efficiency Storage Water Heater | 0.06564% | 0 | 1.5624 | Residential_2029_Technical_MW_Before Competition Groups_High Efficiency Storage Water Heater
Residential | Res ¦ DHW Recirculation Systems | 2029 | Technical | MW | Before Competition Groups | 1.4862 | 0 | 0 | 2380.3626 | 0.00062434 | 73 | Residential_2029_Technical_MW_Before Competition Groups_73 | DHW Recirculation Systems | 0.06243% | 0 | 1.4862 | Residential_2029_Technical_MW_Before Competition Groups_DHW Recirculation Systems
Residential | Res ¦ Heat Recovery Ventilator | 2029 | Achievable | MW | Before Competition Groups | 0.1836 | 0 | 0 | 355.0646 | 0.00051709 | 46 | Residential_2029_Achievable_MW_Before Competition Groups_46 | Heat Recovery Ventilator | 0.05171% | 0 | 0.1836 | Residential_2029_Achievable_MW_Before Competition Groups_Heat Recovery Ventilator
Residential | Res ¦ Water Heater Temperature Setback | 2029 | Technical | MW | Before Competition Groups | 1.1998 | 0 | 0 | 2380.3626 | 0.00050403 | 74 | Residential_2029_Technical_MW_Before Competition Groups_74 | Water Heater Temperature Setback | 0.0504% | 0 | 1.1998 | Residential_2029_Technical_MW_Before Competition Groups_Water Heater Temperature Setback
Residential | Res ¦ ECM MOTORS FOR HVAC APPLICATION (FAN-POWERED VAV BOX) | 2029 | Achievable | MW | Before Competition Groups | 0.17148 | 0 | 0 | 355.0646 | 0.00048296 | 47 | Residential_2029_Achievable_MW_Before Competition Groups_47 | ECM MOTORS FOR HVAC APPLICATION (FAN-POWERED VAV BOX) | 0.0483% | 0 | 0.17148 | Residential_2029_Achievable_MW_Before Competition Groups_ECM MOTORS FOR HVAC APPLICATION (FAN-POWERED VAV BOX)
Residential | Res ¦ VFD on Pumps | 2029 | Economic | MW | Before Competition Groups | 0.58991 | 0 | 0 | 1234.473 | 0.00047786 | 46 | Residential_2029_Economic_MW_Before Competition Groups_46 | VFD on Pumps | 0.04779% | 0 | 0.58991 | Residential_2029_Economic_MW_Before Competition Groups_VFD on Pumps
Residential | Res ¦ Condensing Make Up Air Unit | 2029 | Technical | MW | Before Competition Groups | 1.1057 | 0 | 0 | 2380.3626 | 0.00046449 | 75 | Residential_2029_Technical_MW_Before Competition Groups_75 | Condensing Make Up Air Unit | 0.04645% | 0 | 1.1057 | Residential_2029_Technical_MW_Before Competition Groups_Condensing Make Up Air Unit
Residential | Res ¦ LED Parking Lot Fixture | 2029 | Technical | MW | Before Competition Groups | 0.99651 | 0 | 0 | 2380.3626 | 0.00041864 | 76 | Residential_2029_Technical_MW_Before Competition Groups_76 | LED Parking Lot Fixture | 0.04186% | 0 | 0.99651 | Residential_2029_Technical_MW_Before Competition Groups_LED Parking Lot Fixture
Residential | Res ¦ Drain Water Heat Recovery | 2029 | Economic | MW | Before Competition Groups | 0.51331 | 0 | 0 | 1234.473 | 0.00041581 | 47 | Residential_2029_Economic_MW_Before Competition Groups_47 | Drain Water Heat Recovery | 0.04158% | 0 | 0.51331 | Residential_2029_Economic_MW_Before Competition Groups_Drain Water Heat Recovery
Residential | Res ¦ LED Exterior Area Lights - LED Fixture (200W) | 2029 | Economic | MW | Before Competition Groups | 0.45957 | 0 | 0 | 1234.473 | 0.00037228 | 48 | Residential_2029_Economic_MW_Before Competition Groups_48 | LED Exterior Area Lights - LED Fixture (200W) | 0.03723% | 0 | 0.45957 | Residential_2029_Economic_MW_Before Competition Groups_LED Exterior Area Lights - LED Fixture (200W)
Residential | Res ¦ Solar Powered Attic Fan | 2029 | Technical | MW | Before Competition Groups | 0.85795 | 0 | 0 | 2380.3626 | 0.00036043 | 77 | Residential_2029_Technical_MW_Before Competition Groups_77 | Solar Powered Attic Fan | 0.03604% | 0 | 0.85795 | Residential_2029_Technical_MW_Before Competition Groups_Solar Powered Attic Fan
Residential | Res ¦ Energy Star Windows | 2029 | Achievable | MW | Before Competition Groups | 0.11639 | 0 | 0 | 355.0646 | 0.00032779 | 48 | Residential_2029_Achievable_MW_Before Competition Groups_48 | Energy Star Windows | 0.03278% | 0 | 0.11639 | Residential_2029_Achievable_MW_Before Competition Groups_Energy Star Windows
Residential | Res ¦ HVAC Optimization | 2029 | Technical | MW | Before Competition Groups | 0.75128 | 0 | 0 | 2380.3626 | 0.00031562 | 78 | Residential_2029_Technical_MW_Before Competition Groups_78 | HVAC Optimization | 0.03156% | 0 | 0.75128 | Residential_2029_Technical_MW_Before Competition Groups_HVAC Optimization
Residential | Res ¦ ENERGY STAR LED Lamps (General Service Lamps) | 2029 | Economic | MW | Before Competition Groups | 0.38592 | 0 | 0 | 1234.473 | 0.00031262 | 49 | Residential_2029_Economic_MW_Before Competition Groups_49 | ENERGY STAR LED Lamps (General Service Lamps) | 0.03126% | 0 | 0.38592 | Residential_2029_Economic_MW_Before Competition Groups_ENERGY STAR LED Lamps (General Service Lamps)
Residential | Res ¦ Beverage Vending Machine Controls | 2029 | Achievable | MW | Before Competition Groups | 0.098925 | 0 | 0 | 355.0646 | 0.00027861 | 49 | Residential_2029_Achievable_MW_Before Competition Groups_49 | Beverage Vending Machine Controls | 0.02786% | 0 | 0.098925 | Residential_2029_Achievable_MW_Before Competition Groups_Beverage Vending Machine Controls
Residential | Res ¦ ECM MOTORS FOR HVAC APPLICATION (FAN-POWERED VAV BOX) | 2029 | Economic | MW | Before Competition Groups | 0.33873 | 0 | 0 | 1234.473 | 0.00027439 | 50 | Residential_2029_Economic_MW_Before Competition Groups_50 | ECM MOTORS FOR HVAC APPLICATION (FAN-POWERED VAV BOX) | 0.02744% | 0 | 0.33873 | Residential_2029_Economic_MW_Before Competition Groups_ECM MOTORS FOR HVAC APPLICATION (FAN-POWERED VAV BOX)
Residential | Res ¦ VFD on Pumps | 2029 | Technical | MW | Before Competition Groups | 0.58991 | 0 | 0 | 2380.3626 | 0.00024782 | 79 | Residential_2029_Technical_MW_Before Competition Groups_79 | VFD on Pumps | 0.02478% | 0 | 0.58991 | Residential_2029_Technical_MW_Before Competition Groups_VFD on Pumps
Residential | Res ¦ LED Exterior Area Lights - LED Fixture (200W) | 2029 | Technical | MW | Before Competition Groups | 0.45957 | 0 | 0 | 2380.3626 | 0.00019307 | 80 | Residential_2029_Technical_MW_Before Competition Groups_80 | LED Exterior Area Lights - LED Fixture (200W) | 0.01931% | 0 | 0.45957 | Residential_2029_Technical_MW_Before Competition Groups_LED Exterior Area Lights - LED Fixture (200W)
Residential | Res ¦ Beverage Vending Machine Controls | 2029 | Economic | MW | Before Competition Groups | 0.23327 | 0 | 0 | 1234.473 | 0.00018897 | 51 | Residential_2029_Economic_MW_Before Competition Groups_51 | Beverage Vending Machine Controls | 0.0189% | 0 | 0.23327 | Residential_2029_Economic_MW_Before Competition Groups_Beverage Vending Machine Controls
Residential | Res ¦ Chilled Water Optimization | 2029 | Achievable | MW | Before Competition Groups | 0.065135 | 0 | 0 | 355.0646 | 0.00018345 | 50 | Residential_2029_Achievable_MW_Before Competition Groups_50 | Chilled Water Optimization | 0.01834% | 0 | 0.065135 | Residential_2029_Achievable_MW_Before Competition Groups_Chilled Water Optimization
Residential | Res ¦ ENERGY STAR LED Lamps (General Service Lamps) | 2029 | Technical | MW | Before Competition Groups | 0.38592 | 0 | 0 | 2380.3626 | 0.00016213 | 81 | Residential_2029_Technical_MW_Before Competition Groups_81 | ENERGY STAR LED Lamps (General Service Lamps) | 0.01621% | 0 | 0.38592 | Residential_2029_Technical_MW_Before Competition Groups_ENERGY STAR LED Lamps (General Service Lamps)
Residential | Res ¦ ECM MOTORS FOR HVAC APPLICATION (FAN-POWERED VAV BOX) | 2029 | Technical | MW | Before Competition Groups | 0.33873 | 0 | 0 | 2380.3626 | 0.0001423 | 82 | Residential_2029_Technical_MW_Before Competition Groups_82 | ECM MOTORS FOR HVAC APPLICATION (FAN-POWERED VAV BOX) | 0.01423% | 0 | 0.33873 | Residential_2029_Technical_MW_Before Competition Groups_ECM MOTORS FOR HVAC APPLICATION (FAN-POWERED VAV BOX)
Residential | Res ¦ Ceiling Insulation | 2029 | Achievable | MW | Before Competition Groups | 0.045497 | 0 | 0 | 355.0646 | 0.00012814 | 51 | Residential_2029_Achievable_MW_Before Competition Groups_51 | Ceiling Insulation | 0.01281% | 0 | 0.045497 | Residential_2029_Achievable_MW_Before Competition Groups_Ceiling Insulation
Residential | Res ¦ Chilled Water Optimization | 2029 | Economic | MW | Before Competition Groups | 0.15816 | 0 | 0 | 1234.473 | 0.00012812 | 52 | Residential_2029_Economic_MW_Before Competition Groups_52 | Chilled Water Optimization | 0.01281% | 0 | 0.15816 | Residential_2029_Economic_MW_Before Competition Groups_Chilled Water Optimization
Residential | Res ¦ Drain Water Heat Recovery | 2029 | Achievable | MW | Before Competition Groups | 0.035012 | 0 | 0 | 355.0646 | 9.8606e-05 | 52 | Residential_2029_Achievable_MW_Before Competition Groups_52 | Drain Water Heat Recovery | 0.009861% | 0 | 0.035012 | Residential_2029_Achievable_MW_Before Competition Groups_Drain Water Heat Recovery
Residential | Res ¦ Beverage Vending Machine Controls | 2029 | Technical | MW | Before Competition Groups | 0.23327 | 0 | 0 | 2380.3626 | 9.8e-05 | 83 | Residential_2029_Technical_MW_Before Competition Groups_83 | Beverage Vending Machine Controls | 0.0098% | 0 | 0.23327 | Residential_2029_Technical_MW_Before Competition Groups_Beverage Vending Machine Controls
Residential | Res ¦ Wall Insulation MF | 2029 | Technical | MW | Before Competition Groups | 0.18834 | 0 | 0 | 2380.3626 | 7.9122e-05 | 84 | Residential_2029_Technical_MW_Before Competition Groups_84 | Wall Insulation MF | 0.007912% | 0 | 0.18834 | Residential_2029_Technical_MW_Before Competition Groups_Wall Insulation MF
Residential | Res ¦ Chilled Water Optimization | 2029 | Technical | MW | Before Competition Groups | 0.15816 | 0 | 0 | 2380.3626 | 6.6442e-05 | 85 | Residential_2029_Technical_MW_Before Competition Groups_85 | Chilled Water Optimization | 0.006644% | 0 | 0.15816 | Residential_2029_Technical_MW_Before Competition Groups_Chilled Water Optimization
Residential | Res ¦ LED High Bay Fixture | 2029 | Economic | MW | Before Competition Groups | 0.034667 | 0 | 0 | 1234.473 | 2.8082e-05 | 53 | Residential_2029_Economic_MW_Before Competition Groups_53 | LED High Bay Fixture | 0.002808% | 0 | 0.034667 | Residential_2029_Economic_MW_Before Competition Groups_LED High Bay Fixture
Residential | Res ¦ LED Recessed Downlights | 2029 | Technical | MW | Before Competition Groups | 0.040039 | 0 | 0 | 2380.3626 | 1.6821e-05 | 86 | Residential_2029_Technical_MW_Before Competition Groups_86 | LED Recessed Downlights | 0.001682% | 0 | 0.040039 | Residential_2029_Technical_MW_Before Competition Groups_LED Recessed Downlights
Residential | Res ¦ LED High Bay Fixture | 2029 | Technical | MW | Before Competition Groups | 0.034667 | 0 | 0 | 2380.3626 | 1.4564e-05 | 87 | Residential_2029_Technical_MW_Before Competition Groups_87 | LED High Bay Fixture | 0.001456% | 0 | 0.034667 | Residential_2029_Technical_MW_Before Competition Groups_LED High Bay Fixture
Residential | Res ¦ LED High Bay Fixture | 2029 | Achievable | MW | Before Competition Groups | 0.0050789 | 0 | 0 | 355.0646 | 1.4304e-05 | 53 | Residential_2029_Achievable_MW_Before Competition Groups_53 | LED High Bay Fixture | 0.00143% | 0 | 0.0050789 | Residential_2029_Achievable_MW_Before Competition Groups_LED High Bay Fixture
Residential | Res ¦ Wall Insulation MF | 2029 | Economic | MW | Before Competition Groups | 0.015459 | 0 | 0 | 1234.473 | 1.2523e-05 | 54 | Residential_2029_Economic_MW_Before Competition Groups_54 | Wall Insulation MF | 0.001252% | 0 | 0.015459 | Residential_2029_Economic_MW_Before Competition Groups_Wall Insulation MF
Residential | Res ¦ Radiant Barrier | 2029 | Technical | MW | Before Competition Groups | 0.0144 | 0 | 0 | 2380.3626 | 6.0494e-06 | 88 | Residential_2029_Technical_MW_Before Competition Groups_88 | Radiant Barrier | 0.0006049% | 0 | 0.0144 | Residential_2029_Technical_MW_Before Competition Groups_Radiant Barrier
Residential | Res ¦ Wall Insulation MF | 2029 | Achievable | MW | Before Competition Groups | 0.0015537 | 0 | 0 | 355.0646 | 4.3759e-06 | 54 | Residential_2029_Achievable_MW_Before Competition Groups_54 | Wall Insulation MF | 0.0004376% | 0 | 0.0015537 | Residential_2029_Achievable_MW_Before Competition Groups_Wall Insulation MF
Residential | Res ¦ Solar Water Preheat (Pools/DHW) | 2029 | Technical | MW | Before Competition Groups | 0.0055051 | 0 | 0 | 2380.3626 | 2.3127e-06 | 89 | Residential_2029_Technical_MW_Before Competition Groups_89 | Solar Water Preheat (Pools/DHW) | 0.0002313% | 0 | 0.0055051 | Residential_2029_Technical_MW_Before Competition Groups_Solar Water Preheat (Pools/DHW)
Residential | Res ¦ Photocell Controls (Outdoor) | 2029 | Technical | MW | Before Competition Groups | 8.1275e-05 | 0 | 0 | 2380.3626 | 3.4144e-08 | 90 | Residential_2029_Technical_MW_Before Competition Groups_90 | Photocell Controls (Outdoor) | 3.414e-06% | 0 | 8.1275e-05 | Residential_2029_Technical_MW_Before Competition Groups_Photocell Controls (Outdoor)
Residential | Res ¦ Air Source Heat Pump | 2029 | Achievable | MW | Before Competition Groups | 0 | 0 | 0 | 355.0646 | 0 | 55 | Residential_2029_Achievable_MW_Before Competition Groups_55 | Air Source Heat Pump | 0% | 0 | 0 | Residential_2029_Achievable_MW_Before Competition Groups_Air Source Heat Pump
Residential | Res ¦ Air Source Heat Pump | 2029 | Economic | MW | Before Competition Groups | 0 | 0 | 0 | 1234.473 | 0 | 55 | Residential_2029_Economic_MW_Before Competition Groups_55 | Air Source Heat Pump | 0% | 0 | 0 | Residential_2029_Economic_MW_Before Competition Groups_Air Source Heat Pump
Residential | Res ¦ DHW Recirculation Systems | 2029 | Achievable | MW | Before Competition Groups | 0 | 0 | 0 | 355.0646 | 0 | 56 | Residential_2029_Achievable_MW_Before Competition Groups_56 | DHW Recirculation Systems | 0% | 0 | 0 | Residential_2029_Achievable_MW_Before Competition Groups_DHW Recirculation Systems
Residential | Res ¦ DHW Recirculation Systems | 2029 | Economic | MW | Before Competition Groups | 0 | 0 | 0 | 1234.473 | 0 | 56 | Residential_2029_Economic_MW_Before Competition Groups_56 | DHW Recirculation Systems | 0% | 0 | 0 | Residential_2029_Economic_MW_Before Competition Groups_DHW Recirculation Systems
Residential | Res ¦ Early Hot Water Heater Replacement | 2029 | Achievable | MW | Before Competition Groups | 0 | 0 | 0 | 355.0646 | 0 | 57 | Residential_2029_Achievable_MW_Before Competition Groups_57 | Early Hot Water Heater Replacement | 0% | 0 | 0 | Residential_2029_Achievable_MW_Before Competition Groups_Early Hot Water Heater Replacement
Residential | Res ¦ Early Hot Water Heater Replacement | 2029 | Economic | MW | Before Competition Groups | 0 | 0 | 0 | 1234.473 | 0 | 57 | Residential_2029_Economic_MW_Before Competition Groups_57 | Early Hot Water Heater Replacement | 0% | 0 | 0 | Residential_2029_Economic_MW_Before Competition Groups_Early Hot Water Heater Replacement
Residential | Res ¦ Energy Star Dehumidifier | 2029 | Achievable | MW | Before Competition Groups | 0 | 0 | 0 | 355.0646 | 0 | 58 | Residential_2029_Achievable_MW_Before Competition Groups_58 | Energy Star Dehumidifier | 0% | 0 | 0 | Residential_2029_Achievable_MW_Before Competition Groups_Energy Star Dehumidifier
Residential | Res ¦ Energy Star Dehumidifier | 2029 | Economic | MW | Before Competition Groups | 0 | 0 | 0 | 1234.473 | 0 | 58 | Residential_2029_Economic_MW_Before Competition Groups_58 | Energy Star Dehumidifier | 0% | 0 | 0 | Residential_2029_Economic_MW_Before Competition Groups_Energy Star Dehumidifier
Residential | Res ¦ Energy Star Freezer | 2029 | Achievable | MW | Before Competition Groups | 0 | 0 | 0 | 355.0646 | 0 | 59 | Residential_2029_Achievable_MW_Before Competition Groups_59 | Energy Star Freezer | 0% | 0 | 0 | Residential_2029_Achievable_MW_Before Competition Groups_Energy Star Freezer
Residential | Res ¦ Energy Star Freezer | 2029 | Economic | MW | Before Competition Groups | 0 | 0 | 0 | 1234.473 | 0 | 59 | Residential_2029_Economic_MW_Before Competition Groups_59 | Energy Star Freezer | 0% | 0 | 0 | Residential_2029_Economic_MW_Before Competition Groups_Energy Star Freezer
Residential | Res ¦ Furnace with ECM | 2029 | Achievable | MW | Before Competition Groups | 0 | 0 | 0 | 355.0646 | 0 | 60 | Residential_2029_Achievable_MW_Before Competition Groups_60 | Furnace with ECM | 0% | 0 | 0 | Residential_2029_Achievable_MW_Before Competition Groups_Furnace with ECM
Residential | Res ¦ Furnace with ECM | 2029 | Economic | MW | Before Competition Groups | 0 | 0 | 0 | 1234.473 | 0 | 60 | Residential_2029_Economic_MW_Before Competition Groups_60 | Furnace with ECM | 0% | 0 | 0 | Residential_2029_Economic_MW_Before Competition Groups_Furnace with ECM
Residential | Res ¦ Heat Pump Water Heater | 2029 | Achievable | MW | Before Competition Groups | 0 | 0 | 0 | 355.0646 | 0 | 61 | Residential_2029_Achievable_MW_Before Competition Groups_61 | Heat Pump Water Heater | 0% | 0 | 0 | Residential_2029_Achievable_MW_Before Competition Groups_Heat Pump Water Heater
Residential | Res ¦ Heat Pump Water Heater | 2029 | Economic | MW | Before Competition Groups | 0 | 0 | 0 | 1234.473 | 0 | 61 | Residential_2029_Economic_MW_Before Competition Groups_61 | Heat Pump Water Heater | 0% | 0 | 0 | Residential_2029_Economic_MW_Before Competition Groups_Heat Pump Water Heater
Residential | Res ¦ LED Downlight | 2029 | Achievable | MW | Before Competition Groups | 0 | 0 | 0 | 355.0646 | 0 | 62 | Residential_2029_Achievable_MW_Before Competition Groups_62 | LED Downlight | 0% | 0 | 0 | Residential_2029_Achievable_MW_Before Competition Groups_LED Downlight
Residential | Res ¦ LED Downlight | 2029 | Economic | MW | Before Competition Groups | 0 | 0 | 0 | 1234.473 | 0 | 62 | Residential_2029_Economic_MW_Before Competition Groups_62 | LED Downlight | 0% | 0 | 0 | Residential_2029_Economic_MW_Before Competition Groups_LED Downlight
Residential | Res ¦ Lighting Motion Sensors, Timers, Dimmers | 2029 | Achievable | MW | Before Competition Groups | 0 | 0 | 0 | 355.0646 | 0 | 63 | Residential_2029_Achievable_MW_Before Competition Groups_63 | Lighting Motion Sensors, Timers, Dimmers | 0% | 0 | 0 | Residential_2029_Achievable_MW_Before Competition Groups_Lighting Motion Sensors, Timers, Dimmers
Residential | Res ¦ Lighting Motion Sensors, Timers, Dimmers | 2029 | Economic | MW | Before Competition Groups | 0 | 0 | 0 | 1234.473 | 0 | 63 | Residential_2029_Economic_MW_Before Competition Groups_63 | Lighting Motion Sensors, Timers, Dimmers | 0% | 0 | 0 | Residential_2029_Economic_MW_Before Competition Groups_Lighting Motion Sensors, Timers, Dimmers
Residential | Res ¦ Networked/ Connected - Indoor LED Luminaire | 2029 | Achievable | MW | Before Competition Groups | 0 | 0 | 0 | 355.0646 | 0 | 64 | Residential_2029_Achievable_MW_Before Competition Groups_64 | Networked/ Connected - Indoor LED Luminaire | 0% | 0 | 0 | Residential_2029_Achievable_MW_Before Competition Groups_Networked/ Connected - Indoor LED Luminaire
Residential | Res ¦ Networked/ Connected - Indoor LED Luminaire | 2029 | Economic | MW | Before Competition Groups | 0 | 0 | 0 | 1234.473 | 0 | 64 | Residential_2029_Economic_MW_Before Competition Groups_64 | Networked/ Connected - Indoor LED Luminaire | 0% | 0 | 0 | Residential_2029_Economic_MW_Before Competition Groups_Networked/ Connected - Indoor LED Luminaire
Residential | Res ¦ Radiant Barrier | 2029 | Achievable | MW | Before Competition Groups | 0 | 0 | 0 | 355.0646 | 0 | 65 | Residential_2029_Achievable_MW_Before Competition Groups_65 | Radiant Barrier | 0% | 0 | 0 | Residential_2029_Achievable_MW_Before Competition Groups_Radiant Barrier
Residential | Res ¦ Radiant Barrier | 2029 | Economic | MW | Before Competition Groups | 0 | 0 | 0 | 1234.473 | 0 | 65 | Residential_2029_Economic_MW_Before Competition Groups_65 | Radiant Barrier | 0% | 0 | 0 | Residential_2029_Economic_MW_Before Competition Groups_Radiant Barrier
Residential | Res ¦ Smart Power Bar | 2029 | Achievable | MW | Before Competition Groups | 0 | 0 | 0 | 355.0646 | 0 | 66 | Residential_2029_Achievable_MW_Before Competition Groups_66 | Smart Power Bar | 0% | 0 | 0 | Residential_2029_Achievable_MW_Before Competition Groups_Smart Power Bar
Residential | Res ¦ Smart Power Bar | 2029 | Economic | MW | Before Competition Groups | 0 | 0 | 0 | 1234.473 | 0 | 66 | Residential_2029_Economic_MW_Before Competition Groups_66 | Smart Power Bar | 0% | 0 | 0 | Residential_2029_Economic_MW_Before Competition Groups_Smart Power Bar
Residential | Res ¦ Variable Refrigerant Flow Heat Pump | 2029 | Achievable | MW | Before Competition Groups | 0 | 0 | 0 | 355.0646 | 0 | 67 | Residential_2029_Achievable_MW_Before Competition Groups_67 | Variable Refrigerant Flow Heat Pump | 0% | 0 | 0 | Residential_2029_Achievable_MW_Before Competition Groups_Variable Refrigerant Flow Heat Pump
Residential | Res ¦ Variable Refrigerant Flow Heat Pump | 2029 | Economic | MW | Before Competition Groups | 0 | 0 | 0 | 1234.473 | 0 | 67 | Residential_2029_Economic_MW_Before Competition Groups_67 | Variable Refrigerant Flow Heat Pump | 0% | 0 | 0 | Residential_2029_Economic_MW_Before Competition Groups_Variable Refrigerant Flow Heat Pump
Residential | Res ¦ Adaptive Thermostat | 2030 | Economic | MW | Before Competition Groups | 201.8281 | 0 | 0 | 1290.764 | 0.15636 | 1 | Residential_2030_Economic_MW_Before Competition Groups_1 | Adaptive Thermostat | 15.64% | 0 | 201.8281 | Residential_2030_Economic_MW_Before Competition Groups_Adaptive Thermostat
Residential | Res ¦ Building Recommissioning, Operations and Maintenance (O&M) Improvements | 2030 | Achievable | MW | Before Competition Groups | 63.177 | 0 | 0 | 421.7103 | 0.14981 | 1 | Residential_2030_Achievable_MW_Before Competition Groups_1 | Building Recommissioning, Operations and Maintenance (O&M) Improvements | 14.98% | 0 | 63.177 | Residential_2030_Achievable_MW_Before Competition Groups_Building Recommissioning, Operations and Maintenance (O&M) Improvements
Residential | Res ¦ Ductless Mini-Split Heat Pump | 2030 | Achievable | MW | Before Competition Groups | 55.1911 | 0 | 0 | 421.7103 | 0.13087 | 2 | Residential_2030_Achievable_MW_Before Competition Groups_2 | Ductless Mini-Split Heat Pump | 13.09% | 0 | 55.1911 | Residential_2030_Achievable_MW_Before Competition Groups_Ductless Mini-Split Heat Pump
Residential | Res ¦ Variable Speed Pool Pump Motor | 2030 | Achievable | MW | Before Competition Groups | 44.5297 | 0 | 0 | 421.7103 | 0.10559 | 3 | Residential_2030_Achievable_MW_Before Competition Groups_3 | Variable Speed Pool Pump Motor | 10.56% | 0 | 44.5297 | Residential_2030_Achievable_MW_Before Competition Groups_Variable Speed Pool Pump Motor
Residential | Res ¦ Energy Star Clothes Washer | 2030 | Achievable | MW | Before Competition Groups | 42.7713 | 0 | 0 | 421.7103 | 0.10142 | 4 | Residential_2030_Achievable_MW_Before Competition Groups_4 | Energy Star Clothes Washer | 10.14% | 0 | 42.7713 | Residential_2030_Achievable_MW_Before Competition Groups_Energy Star Clothes Washer
Residential | Res ¦ Energy Star Central Air Conditioner | 2030 | Technical | MW | Before Competition Groups | 251.9549 | 0 | 0 | 2491.2913 | 0.10113 | 1 | Residential_2030_Technical_MW_Before Competition Groups_1 | Energy Star Central Air Conditioner | 10.11% | 0 | 251.9549 | Residential_2030_Technical_MW_Before Competition Groups_Energy Star Central Air Conditioner
Residential | Res ¦ Ductless Mini-Split Heat Pump | 2030 | Economic | MW | Before Competition Groups | 124.9135 | 0 | 0 | 1290.764 | 0.096775 | 2 | Residential_2030_Economic_MW_Before Competition Groups_2 | Ductless Mini-Split Heat Pump | 9.677% | 0 | 124.9135 | Residential_2030_Economic_MW_Before Competition Groups_Ductless Mini-Split Heat Pump
Residential | Res ¦ Adaptive Thermostat | 2030 | Achievable | MW | Before Competition Groups | 36.8298 | 0 | 0 | 421.7103 | 0.087334 | 5 | Residential_2030_Achievable_MW_Before Competition Groups_5 | Adaptive Thermostat | 8.733% | 0 | 36.8298 | Residential_2030_Achievable_MW_Before Competition Groups_Adaptive Thermostat
Residential | Res ¦ Adaptive Thermostat | 2030 | Technical | MW | Before Competition Groups | 201.8281 | 0 | 0 | 2491.2913 | 0.081013 | 2 | Residential_2030_Technical_MW_Before Competition Groups_2 | Adaptive Thermostat | 8.101% | 0 | 201.8281 | Residential_2030_Technical_MW_Before Competition Groups_Adaptive Thermostat
Residential | Res ¦ Building Recommissioning, Operations and Maintenance (O&M) Improvements | 2030 | Economic | MW | Before Competition Groups | 93.8693 | 0 | 0 | 1290.764 | 0.072724 | 3 | Residential_2030_Economic_MW_Before Competition Groups_3 | Building Recommissioning, Operations and Maintenance (O&M) Improvements | 7.272% | 0 | 93.8693 | Residential_2030_Economic_MW_Before Competition Groups_Building Recommissioning, Operations and Maintenance (O&M) Improvements
Residential | Res ¦ Basement Wall Insulation | 2030 | Economic | MW | Before Competition Groups | 83.4387 | 0 | 0 | 1290.764 | 0.064643 | 4 | Residential_2030_Economic_MW_Before Competition Groups_4 | Basement Wall Insulation | 6.464% | 0 | 83.4387 | Residential_2030_Economic_MW_Before Competition Groups_Basement Wall Insulation
Residential | Res ¦ Energy Star A Line, PAR, MR Lamps | 2030 | Economic | MW | Before Competition Groups | 73.9947 | 0 | 0 | 1290.764 | 0.057326 | 5 | Residential_2030_Economic_MW_Before Competition Groups_5 | Energy Star A Line, PAR, MR Lamps | 5.733% | 0 | 73.9947 | Residential_2030_Economic_MW_Before Competition Groups_Energy Star A Line, PAR, MR Lamps
Residential | Res ¦ Energy Star Air Source Heat Pump | 2030 | Economic | MW | Before Competition Groups | 69.4751 | 0 | 0 | 1290.764 | 0.053825 | 6 | Residential_2030_Economic_MW_Before Competition Groups_6 | Energy Star Air Source Heat Pump | 5.382% | 0 | 69.4751 | Residential_2030_Economic_MW_Before Competition Groups_Energy Star Air Source Heat Pump
Residential | Res ¦ Ductless Mini-Split Air Conditioner | 2030 | Technical | MW | Before Competition Groups | 130.7221 | 0 | 0 | 2491.2913 | 0.052472 | 3 | Residential_2030_Technical_MW_Before Competition Groups_3 | Ductless Mini-Split Air Conditioner | 5.247% | 0 | 130.7221 | Residential_2030_Technical_MW_Before Competition Groups_Ductless Mini-Split Air Conditioner
Residential | Res ¦ Variable Speed Pool Pump Motor | 2030 | Economic | MW | Before Competition Groups | 66.1679 | 0 | 0 | 1290.764 | 0.051263 | 7 | Residential_2030_Economic_MW_Before Competition Groups_7 | Variable Speed Pool Pump Motor | 5.126% | 0 | 66.1679 | Residential_2030_Economic_MW_Before Competition Groups_Variable Speed Pool Pump Motor
Residential | Res ¦ Energy Star LED Bulbs General Purpose LEDs | 2030 | Economic | MW | Before Competition Groups | 65.6028 | 0 | 0 | 1290.764 | 0.050825 | 8 | Residential_2030_Economic_MW_Before Competition Groups_8 | Energy Star LED Bulbs General Purpose LEDs | 5.082% | 0 | 65.6028 | Residential_2030_Economic_MW_Before Competition Groups_Energy Star LED Bulbs General Purpose LEDs
Residential | Res ¦ Ductless Mini-Split Heat Pump | 2030 | Technical | MW | Before Competition Groups | 124.9135 | 0 | 0 | 2491.2913 | 0.05014 | 4 | Residential_2030_Technical_MW_Before Competition Groups_4 | Ductless Mini-Split Heat Pump | 5.014% | 0 | 124.9135 | Residential_2030_Technical_MW_Before Competition Groups_Ductless Mini-Split Heat Pump
Residential | Res ¦ Attic Insulation | 2030 | Economic | MW | Before Competition Groups | 64.4046 | 0 | 0 | 1290.764 | 0.049896 | 9 | Residential_2030_Economic_MW_Before Competition Groups_9 | Attic Insulation | 4.99% | 0 | 64.4046 | Residential_2030_Economic_MW_Before Competition Groups_Attic Insulation
Residential | Res ¦ Energy Star Ground Source Heat Pump | 2030 | Technical | MW | Before Competition Groups | 122.9007 | 0 | 0 | 2491.2913 | 0.049332 | 5 | Residential_2030_Technical_MW_Before Competition Groups_5 | Energy Star Ground Source Heat Pump | 4.933% | 0 | 122.9007 | Residential_2030_Technical_MW_Before Competition Groups_Energy Star Ground Source Heat Pump
Residential | Res ¦ Energy Star Clothes Washer | 2030 | Economic | MW | Before Competition Groups | 61.2366 | 0 | 0 | 1290.764 | 0.047442 | 10 | Residential_2030_Economic_MW_Before Competition Groups_10 | Energy Star Clothes Washer | 4.744% | 0 | 61.2366 | Residential_2030_Economic_MW_Before Competition Groups_Energy Star Clothes Washer
Residential | Res ¦ Energy Star LED Specialty Bulbs | 2030 | Economic | MW | Before Competition Groups | 57.5332 | 0 | 0 | 1290.764 | 0.044573 | 11 | Residential_2030_Economic_MW_Before Competition Groups_11 | Energy Star LED Specialty Bulbs | 4.457% | 0 | 57.5332 | Residential_2030_Economic_MW_Before Competition Groups_Energy Star LED Specialty Bulbs
Residential | Res ¦ Energy Star Room Air Conditioner | 2030 | Economic | MW | Before Competition Groups | 49.8604 | 0 | 0 | 1290.764 | 0.038629 | 12 | Residential_2030_Economic_MW_Before Competition Groups_12 | Energy Star Room Air Conditioner | 3.863% | 0 | 49.8604 | Residential_2030_Economic_MW_Before Competition Groups_Energy Star Room Air Conditioner
Residential | Res ¦ Building Recommissioning, Operations and Maintenance (O&M) Improvements | 2030 | Technical | MW | Before Competition Groups | 93.8693 | 0 | 0 | 2491.2913 | 0.037679 | 6 | Residential_2030_Technical_MW_Before Competition Groups_6 | Building Recommissioning, Operations and Maintenance (O&M) Improvements | 3.768% | 0 | 93.8693 | Residential_2030_Technical_MW_Before Competition Groups_Building Recommissioning, Operations and Maintenance (O&M) Improvements
Residential | Res ¦ Smart Burners | 2030 | Economic | MW | Before Competition Groups | 48.57 | 0 | 0 | 1290.764 | 0.037629 | 13 | Residential_2030_Economic_MW_Before Competition Groups_13 | Smart Burners | 3.763% | 0 | 48.57 | Residential_2030_Economic_MW_Before Competition Groups_Smart Burners
Residential | Res ¦ Basement Wall Insulation | 2030 | Technical | MW | Before Competition Groups | 83.4387 | 0 | 0 | 2491.2913 | 0.033492 | 7 | Residential_2030_Technical_MW_Before Competition Groups_7 | Basement Wall Insulation | 3.349% | 0 | 83.4387 | Residential_2030_Technical_MW_Before Competition Groups_Basement Wall Insulation
Residential | Res ¦ Smart Burners | 2030 | Technical | MW | Before Competition Groups | 82.5845 | 0 | 0 | 2491.2913 | 0.033149 | 8 | Residential_2030_Technical_MW_Before Competition Groups_8 | Smart Burners | 3.315% | 0 | 82.5845 | Residential_2030_Technical_MW_Before Competition Groups_Smart Burners
Residential | Res ¦ Energy Star Room Air Conditioner | 2030 | Achievable | MW | Before Competition Groups | 13.6927 | 0 | 0 | 421.7103 | 0.03247 | 6 | Residential_2030_Achievable_MW_Before Competition Groups_6 | Energy Star Room Air Conditioner | 3.247% | 0 | 13.6927 | Residential_2030_Achievable_MW_Before Competition Groups_Energy Star Room Air Conditioner
Residential | Res ¦ Energy Star LED Bulbs General Purpose LEDs | 2030 | Achievable | MW | Before Competition Groups | 13.6279 | 0 | 0 | 421.7103 | 0.032316 | 7 | Residential_2030_Achievable_MW_Before Competition Groups_7 | Energy Star LED Bulbs General Purpose LEDs | 3.232% | 0 | 13.6279 | Residential_2030_Achievable_MW_Before Competition Groups_Energy Star LED Bulbs General Purpose LEDs
Residential | Res ¦ Energy Star Air Source Heat Pump | 2030 | Achievable | MW | Before Competition Groups | 12.898 | 0 | 0 | 421.7103 | 0.030585 | 8 | Residential_2030_Achievable_MW_Before Competition Groups_8 | Energy Star Air Source Heat Pump | 3.058% | 0 | 12.898 | Residential_2030_Achievable_MW_Before Competition Groups_Energy Star Air Source Heat Pump
Residential | Res ¦ Energy Star A Line, PAR, MR Lamps | 2030 | Technical | MW | Before Competition Groups | 73.9947 | 0 | 0 | 2491.2913 | 0.029701 | 9 | Residential_2030_Technical_MW_Before Competition Groups_9 | Energy Star A Line, PAR, MR Lamps | 2.97% | 0 | 73.9947 | Residential_2030_Technical_MW_Before Competition Groups_Energy Star A Line, PAR, MR Lamps
Residential | Res ¦ Energy Star Refrigerator | 2030 | Technical | MW | Before Competition Groups | 71.5408 | 0 | 0 | 2491.2913 | 0.028716 | 10 | Residential_2030_Technical_MW_Before Competition Groups_10 | Energy Star Refrigerator | 2.872% | 0 | 71.5408 | Residential_2030_Technical_MW_Before Competition Groups_Energy Star Refrigerator
Residential | Res ¦ Energy Star LED Specialty Bulbs | 2030 | Achievable | MW | Before Competition Groups | 12.05 | 0 | 0 | 421.7103 | 0.028574 | 9 | Residential_2030_Achievable_MW_Before Competition Groups_9 | Energy Star LED Specialty Bulbs | 2.857% | 0 | 12.05 | Residential_2030_Achievable_MW_Before Competition Groups_Energy Star LED Specialty Bulbs
Residential | Res ¦ Energy Star Air Source Heat Pump | 2030 | Technical | MW | Before Competition Groups | 69.4751 | 0 | 0 | 2491.2913 | 0.027887 | 11 | Residential_2030_Technical_MW_Before Competition Groups_11 | Energy Star Air Source Heat Pump | 2.789% | 0 | 69.4751 | Residential_2030_Technical_MW_Before Competition Groups_Energy Star Air Source Heat Pump
Residential | Res ¦ Basement or Crawlspace Insulation | 2030 | Technical | MW | Before Competition Groups | 69.4315 | 0 | 0 | 2491.2913 | 0.02787 | 12 | Residential_2030_Technical_MW_Before Competition Groups_12 | Basement or Crawlspace Insulation | 2.787% | 0 | 69.4315 | Residential_2030_Technical_MW_Before Competition Groups_Basement or Crawlspace Insulation
Residential | Res ¦ Smart Power Bar | 2030 | Technical | MW | Before Competition Groups | 68.2407 | 0 | 0 | 2491.2913 | 0.027392 | 13 | Residential_2030_Technical_MW_Before Competition Groups_13 | Smart Power Bar | 2.739% | 0 | 68.2407 | Residential_2030_Technical_MW_Before Competition Groups_Smart Power Bar
Residential | Res ¦ Variable Speed Pool Pump Motor | 2030 | Technical | MW | Before Competition Groups | 66.1679 | 0 | 0 | 2491.2913 | 0.02656 | 14 | Residential_2030_Technical_MW_Before Competition Groups_14 | Variable Speed Pool Pump Motor | 2.656% | 0 | 66.1679 | Residential_2030_Technical_MW_Before Competition Groups_Variable Speed Pool Pump Motor
Residential | Res ¦ Energy Star LED Bulbs General Purpose LEDs | 2030 | Technical | MW | Before Competition Groups | 65.6028 | 0 | 0 | 2491.2913 | 0.026333 | 15 | Residential_2030_Technical_MW_Before Competition Groups_15 | Energy Star LED Bulbs General Purpose LEDs | 2.633% | 0 | 65.6028 | Residential_2030_Technical_MW_Before Competition Groups_Energy Star LED Bulbs General Purpose LEDs
Residential | Res ¦ Heat Pump Clothes Dryer | 2030 | Technical | MW | Before Competition Groups | 65.1093 | 0 | 0 | 2491.2913 | 0.026135 | 16 | Residential_2030_Technical_MW_Before Competition Groups_16 | Heat Pump Clothes Dryer | 2.613% | 0 | 65.1093 | Residential_2030_Technical_MW_Before Competition Groups_Heat Pump Clothes Dryer
Residential | Res ¦ Attic Insulation | 2030 | Technical | MW | Before Competition Groups | 64.4046 | 0 | 0 | 2491.2913 | 0.025852 | 17 | Residential_2030_Technical_MW_Before Competition Groups_17 | Attic Insulation | 2.585% | 0 | 64.4046 | Residential_2030_Technical_MW_Before Competition Groups_Attic Insulation
Residential | Res ¦ Smart Burners | 2030 | Achievable | MW | Before Competition Groups | 10.377 | 0 | 0 | 421.7103 | 0.024607 | 10 | Residential_2030_Achievable_MW_Before Competition Groups_10 | Smart Burners | 2.461% | 0 | 10.377 | Residential_2030_Achievable_MW_Before Competition Groups_Smart Burners
Residential | Res ¦ Energy Star Clothes Washer | 2030 | Technical | MW | Before Competition Groups | 61.2366 | 0 | 0 | 2491.2913 | 0.02458 | 18 | Residential_2030_Technical_MW_Before Competition Groups_18 | Energy Star Clothes Washer | 2.458% | 0 | 61.2366 | Residential_2030_Technical_MW_Before Competition Groups_Energy Star Clothes Washer
Residential | Res ¦ Basement Wall Insulation | 2030 | Achievable | MW | Before Competition Groups | 10.1818 | 0 | 0 | 421.7103 | 0.024144 | 11 | Residential_2030_Achievable_MW_Before Competition Groups_11 | Basement Wall Insulation | 2.414% | 0 | 10.1818 | Residential_2030_Achievable_MW_Before Competition Groups_Basement Wall Insulation
Residential | Res ¦ Energy Star LED Specialty Bulbs | 2030 | Technical | MW | Before Competition Groups | 57.5332 | 0 | 0 | 2491.2913 | 0.023094 | 19 | Residential_2030_Technical_MW_Before Competition Groups_19 | Energy Star LED Specialty Bulbs | 2.309% | 0 | 57.5332 | Residential_2030_Technical_MW_Before Competition Groups_Energy Star LED Specialty Bulbs
Residential | Res ¦ Occupancy Sensors MF | 2030 | Achievable | MW | Before Competition Groups | 9.3012 | 0 | 0 | 421.7103 | 0.022056 | 12 | Residential_2030_Achievable_MW_Before Competition Groups_12 | Occupancy Sensors MF | 2.206% | 0 | 9.3012 | Residential_2030_Achievable_MW_Before Competition Groups_Occupancy Sensors MF
Residential | Res ¦ Advanced BAS/Controllers | 2030 | Achievable | MW | Before Competition Groups | 9.2276 | 0 | 0 | 421.7103 | 0.021881 | 13 | Residential_2030_Achievable_MW_Before Competition Groups_13 | Advanced BAS/Controllers | 2.188% | 0 | 9.2276 | Residential_2030_Achievable_MW_Before Competition Groups_Advanced BAS/Controllers
Residential | Res ¦ Induction Cooking Stove Top | 2030 | Technical | MW | Before Competition Groups | 50.872 | 0 | 0 | 2491.2913 | 0.02042 | 20 | Residential_2030_Technical_MW_Before Competition Groups_20 | Induction Cooking Stove Top | 2.042% | 0 | 50.872 | Residential_2030_Technical_MW_Before Competition Groups_Induction Cooking Stove Top
Residential | Res ¦ Energy Star Room Air Conditioner | 2030 | Technical | MW | Before Competition Groups | 50.5361 | 0 | 0 | 2491.2913 | 0.020285 | 21 | Residential_2030_Technical_MW_Before Competition Groups_21 | Energy Star Room Air Conditioner | 2.029% | 0 | 50.5361 | Residential_2030_Technical_MW_Before Competition Groups_Energy Star Room Air Conditioner
Residential | Res ¦ Wall Insulation | 2030 | Technical | MW | Before Competition Groups | 50.4732 | 0 | 0 | 2491.2913 | 0.02026 | 22 | Residential_2030_Technical_MW_Before Competition Groups_22 | Wall Insulation | 2.026% | 0 | 50.4732 | Residential_2030_Technical_MW_Before Competition Groups_Wall Insulation
Residential | Res ¦ Clothes Drying Racks | 2030 | Achievable | MW | Before Competition Groups | 8.386 | 0 | 0 | 421.7103 | 0.019886 | 14 | Residential_2030_Achievable_MW_Before Competition Groups_14 | Clothes Drying Racks | 1.989% | 0 | 8.386 | Residential_2030_Achievable_MW_Before Competition Groups_Clothes Drying Racks
Residential | Res ¦ Attic Insulation | 2030 | Achievable | MW | Before Competition Groups | 7.8578 | 0 | 0 | 421.7103 | 0.018633 | 15 | Residential_2030_Achievable_MW_Before Competition Groups_15 | Attic Insulation | 1.863% | 0 | 7.8578 | Residential_2030_Achievable_MW_Before Competition Groups_Attic Insulation
Residential | Res ¦ Energy Star A Line, PAR, MR Lamps | 2030 | Achievable | MW | Before Competition Groups | 7.611 | 0 | 0 | 421.7103 | 0.018048 | 16 | Residential_2030_Achievable_MW_Before Competition Groups_16 | Energy Star A Line, PAR, MR Lamps | 1.805% | 0 | 7.611 | Residential_2030_Achievable_MW_Before Competition Groups_Energy Star A Line, PAR, MR Lamps
Residential | Res ¦ Networked/ Connected - Indoor LED Lamp | 2030 | Technical | MW | Before Competition Groups | 44.6463 | 0 | 0 | 2491.2913 | 0.017921 | 23 | Residential_2030_Technical_MW_Before Competition Groups_23 | Networked/ Connected - Indoor LED Lamp | 1.792% | 0 | 44.6463 | Residential_2030_Technical_MW_Before Competition Groups_Networked/ Connected - Indoor LED Lamp
Residential | Res ¦ Refrigerator Recycling | 2030 | Achievable | MW | Before Competition Groups | 7.11 | 0 | 0 | 421.7103 | 0.01686 | 17 | Residential_2030_Achievable_MW_Before Competition Groups_17 | Refrigerator Recycling | 1.686% | 0 | 7.11 | Residential_2030_Achievable_MW_Before Competition Groups_Refrigerator Recycling
Residential | Res ¦ Duct Insulation | 2030 | Economic | MW | Before Competition Groups | 20.3528 | 0 | 0 | 1290.764 | 0.015768 | 14 | Residential_2030_Economic_MW_Before Competition Groups_14 | Duct Insulation | 1.577% | 0 | 20.3528 | Residential_2030_Economic_MW_Before Competition Groups_Duct Insulation
Residential | Res ¦ Freezer Recycling | 2030 | Achievable | MW | Before Competition Groups | 6.6074 | 0 | 0 | 421.7103 | 0.015668 | 18 | Residential_2030_Achievable_MW_Before Competition Groups_18 | Freezer Recycling | 1.567% | 0 | 6.6074 | Residential_2030_Achievable_MW_Before Competition Groups_Freezer Recycling
Residential | Res ¦ Energy Star Clothes Dryer | 2030 | Technical | MW | Before Competition Groups | 37.1884 | 0 | 0 | 2491.2913 | 0.014927 | 24 | Residential_2030_Technical_MW_Before Competition Groups_24 | Energy Star Clothes Dryer | 1.493% | 0 | 37.1884 | Residential_2030_Technical_MW_Before Competition Groups_Energy Star Clothes Dryer
Residential | Res ¦ High Efficiency Chiller (avg of water and air cooled) | 2030 | Achievable | MW | Before Competition Groups | 6.0444 | 0 | 0 | 421.7103 | 0.014333 | 19 | Residential_2030_Achievable_MW_Before Competition Groups_19 | High Efficiency Chiller (avg of water and air cooled) | 1.433% | 0 | 6.0444 | Residential_2030_Achievable_MW_Before Competition Groups_High Efficiency Chiller (avg of water and air cooled)
Residential | Res ¦ Air Sealing | 2030 | Economic | MW | Before Competition Groups | 17.788 | 0 | 0 | 1290.764 | 0.013781 | 15 | Residential_2030_Economic_MW_Before Competition Groups_15 | Air Sealing | 1.378% | 0 | 17.788 | Residential_2030_Economic_MW_Before Competition Groups_Air Sealing
Residential | Res ¦ Energy Star Torchiere | 2030 | Achievable | MW | Before Competition Groups | 5.7986 | 0 | 0 | 421.7103 | 0.01375 | 20 | Residential_2030_Achievable_MW_Before Competition Groups_20 | Energy Star Torchiere | 1.375% | 0 | 5.7986 | Residential_2030_Achievable_MW_Before Competition Groups_Energy Star Torchiere
Residential | Res ¦ Floor Insulation | 2030 | Economic | MW | Before Competition Groups | 16.9098 | 0 | 0 | 1290.764 | 0.013101 | 16 | Residential_2030_Economic_MW_Before Competition Groups_16 | Floor Insulation | 1.31% | 0 | 16.9098 | Residential_2030_Economic_MW_Before Competition Groups_Floor Insulation
Residential | Res ¦ Lighting Motion Sensors, Timers, Dimmers | 2030 | Technical | MW | Before Competition Groups | 29.8713 | 0 | 0 | 2491.2913 | 0.01199 | 25 | Residential_2030_Technical_MW_Before Competition Groups_25 | Lighting Motion Sensors, Timers, Dimmers | 1.199% | 0 | 29.8713 | Residential_2030_Technical_MW_Before Competition Groups_Lighting Motion Sensors, Timers, Dimmers
Residential | Res ¦ Variable Refrigerant Flow Heat Pump | 2030 | Technical | MW | Before Competition Groups | 28.2029 | 0 | 0 | 2491.2913 | 0.011321 | 26 | Residential_2030_Technical_MW_Before Competition Groups_26 | Variable Refrigerant Flow Heat Pump | 1.132% | 0 | 28.2029 | Residential_2030_Technical_MW_Before Competition Groups_Variable Refrigerant Flow Heat Pump
Residential | Res ¦ Energy Star Light Fixture | 2030 | Achievable | MW | Before Competition Groups | 4.6043 | 0 | 0 | 421.7103 | 0.010918 | 21 | Residential_2030_Achievable_MW_Before Competition Groups_21 | Energy Star Light Fixture | 1.092% | 0 | 4.6043 | Residential_2030_Achievable_MW_Before Competition Groups_Energy Star Light Fixture
Residential | Res ¦ Advanced BAS/Controllers | 2030 | Economic | MW | Before Competition Groups | 13.712 | 0 | 0 | 1290.764 | 0.010623 | 17 | Residential_2030_Economic_MW_Before Competition Groups_17 | Advanced BAS/Controllers | 1.062% | 0 | 13.712 | Residential_2030_Economic_MW_Before Competition Groups_Advanced BAS/Controllers
Residential | Res ¦ Occupancy Sensors MF | 2030 | Economic | MW | Before Competition Groups | 13.7015 | 0 | 0 | 1290.764 | 0.010615 | 18 | Residential_2030_Economic_MW_Before Competition Groups_18 | Occupancy Sensors MF | 1.062% | 0 | 13.7015 | Residential_2030_Economic_MW_Before Competition Groups_Occupancy Sensors MF
Residential | Res ¦ Energy Star Torchiere | 2030 | Economic | MW | Before Competition Groups | 13.0648 | 0 | 0 | 1290.764 | 0.010122 | 19 | Residential_2030_Economic_MW_Before Competition Groups_19 | Energy Star Torchiere | 1.012% | 0 | 13.0648 | Residential_2030_Economic_MW_Before Competition Groups_Energy Star Torchiere
Residential | Res ¦ Ceiling Insulation | 2030 | Technical | MW | Before Competition Groups | 25.1412 | 0 | 0 | 2491.2913 | 0.010092 | 27 | Residential_2030_Technical_MW_Before Competition Groups_27 | Ceiling Insulation | 1.009% | 0 | 25.1412 | Residential_2030_Technical_MW_Before Competition Groups_Ceiling Insulation
Residential | Res ¦ Wall Insulation | 2030 | Economic | MW | Before Competition Groups | 12.8345 | 0 | 0 | 1290.764 | 0.0099433 | 20 | Residential_2030_Economic_MW_Before Competition Groups_20 | Wall Insulation | 0.9943% | 0 | 12.8345 | Residential_2030_Economic_MW_Before Competition Groups_Wall Insulation
Residential | Res ¦ Clothes Drying Racks | 2030 | Economic | MW | Before Competition Groups | 12.4658 | 0 | 0 | 1290.764 | 0.0096577 | 21 | Residential_2030_Economic_MW_Before Competition Groups_21 | Clothes Drying Racks | 0.9658% | 0 | 12.4658 | Residential_2030_Economic_MW_Before Competition Groups_Clothes Drying Racks
Residential | Res ¦ Duct Insulation | 2030 | Technical | MW | Before Competition Groups | 20.9629 | 0 | 0 | 2491.2913 | 0.0084145 | 28 | Residential_2030_Technical_MW_Before Competition Groups_28 | Duct Insulation | 0.8414% | 0 | 20.9629 | Residential_2030_Technical_MW_Before Competition Groups_Duct Insulation
Residential | Res ¦ Energy Star Light Fixture | 2030 | Economic | MW | Before Competition Groups | 10.5735 | 0 | 0 | 1290.764 | 0.0081917 | 22 | Residential_2030_Economic_MW_Before Competition Groups_22 | Energy Star Light Fixture | 0.8192% | 0 | 10.5735 | Residential_2030_Economic_MW_Before Competition Groups_Energy Star Light Fixture
Residential | Res ¦ Refrigerator Recycling | 2030 | Economic | MW | Before Competition Groups | 10.565 | 0 | 0 | 1290.764 | 0.0081851 | 23 | Residential_2030_Economic_MW_Before Competition Groups_23 | Refrigerator Recycling | 0.8185% | 0 | 10.565 | Residential_2030_Economic_MW_Before Competition Groups_Refrigerator Recycling
Residential | Res ¦ Energy Star Clothes Dryer | 2030 | Achievable | MW | Before Competition Groups | 3.416 | 0 | 0 | 421.7103 | 0.0081004 | 22 | Residential_2030_Achievable_MW_Before Competition Groups_22 | Energy Star Clothes Dryer | 0.81% | 0 | 3.416 | Residential_2030_Achievable_MW_Before Competition Groups_Energy Star Clothes Dryer
Residential | Res ¦ Freezer Recycling | 2030 | Economic | MW | Before Competition Groups | 9.8413 | 0 | 0 | 1290.764 | 0.0076244 | 24 | Residential_2030_Economic_MW_Before Competition Groups_24 | Freezer Recycling | 0.7624% | 0 | 9.8413 | Residential_2030_Economic_MW_Before Competition Groups_Freezer Recycling
Residential | Res ¦ Basement or Crawlspace Insulation | 2030 | Economic | MW | Before Competition Groups | 9.4978 | 0 | 0 | 1290.764 | 0.0073583 | 25 | Residential_2030_Economic_MW_Before Competition Groups_25 | Basement or Crawlspace Insulation | 0.7358% | 0 | 9.4978 | Residential_2030_Economic_MW_Before Competition Groups_Basement or Crawlspace Insulation
Residential | Res ¦ Energy Star Light Fixture | 2030 | Technical | MW | Before Competition Groups | 18.1663 | 0 | 0 | 2491.2913 | 0.0072919 | 29 | Residential_2030_Technical_MW_Before Competition Groups_29 | Energy Star Light Fixture | 0.7292% | 0 | 18.1663 | Residential_2030_Technical_MW_Before Competition Groups_Energy Star Light Fixture
Residential | Res ¦ Air Source Heat Pump | 2030 | Technical | MW | Before Competition Groups | 18.1376 | 0 | 0 | 2491.2913 | 0.0072804 | 30 | Residential_2030_Technical_MW_Before Competition Groups_30 | Air Source Heat Pump | 0.728% | 0 | 18.1376 | Residential_2030_Technical_MW_Before Competition Groups_Air Source Heat Pump
Residential | Res ¦ Energy Star Clothes Dryer | 2030 | Economic | MW | Before Competition Groups | 9.379 | 0 | 0 | 1290.764 | 0.0072662 | 26 | Residential_2030_Economic_MW_Before Competition Groups_26 | Energy Star Clothes Dryer | 0.7266% | 0 | 9.379 | Residential_2030_Economic_MW_Before Competition Groups_Energy Star Clothes Dryer
Residential | Res ¦ Air Sealing | 2030 | Technical | MW | Before Competition Groups | 17.788 | 0 | 0 | 2491.2913 | 0.0071401 | 31 | Residential_2030_Technical_MW_Before Competition Groups_31 | Air Sealing | 0.714% | 0 | 17.788 | Residential_2030_Technical_MW_Before Competition Groups_Air Sealing
Residential | Res ¦ Central Air Conditioner Maintenance | 2030 | Technical | MW | Before Competition Groups | 17.1752 | 0 | 0 | 2491.2913 | 0.0068941 | 32 | Residential_2030_Technical_MW_Before Competition Groups_32 | Central Air Conditioner Maintenance | 0.6894% | 0 | 17.1752 | Residential_2030_Technical_MW_Before Competition Groups_Central Air Conditioner Maintenance
Residential | Res ¦ Floor Insulation | 2030 | Technical | MW | Before Competition Groups | 16.9098 | 0 | 0 | 2491.2913 | 0.0067875 | 33 | Residential_2030_Technical_MW_Before Competition Groups_33 | Floor Insulation | 0.6788% | 0 | 16.9098 | Residential_2030_Technical_MW_Before Competition Groups_Floor Insulation
Residential | Res ¦ Dehumidifier Recycling | 2030 | Technical | MW | Before Competition Groups | 15.6811 | 0 | 0 | 2491.2913 | 0.0062944 | 34 | Residential_2030_Technical_MW_Before Competition Groups_34 | Dehumidifier Recycling | 0.6294% | 0 | 15.6811 | Residential_2030_Technical_MW_Before Competition Groups_Dehumidifier Recycling
Residential | Res ¦ Duct Insulation MF | 2030 | Economic | MW | Before Competition Groups | 7.921 | 0 | 0 | 1290.764 | 0.0061367 | 27 | Residential_2030_Economic_MW_Before Competition Groups_27 | Duct Insulation MF | 0.6137% | 0 | 7.921 | Residential_2030_Economic_MW_Before Competition Groups_Duct Insulation MF
Residential | Res ¦ Home Energy Reports | 2030 | Technical | MW | Before Competition Groups | 14.8558 | 0 | 0 | 2491.2913 | 0.0059631 | 35 | Residential_2030_Technical_MW_Before Competition Groups_35 | Home Energy Reports | 0.5963% | 0 | 14.8558 | Residential_2030_Technical_MW_Before Competition Groups_Home Energy Reports
Residential | Res ¦ Duct Insulation | 2030 | Achievable | MW | Before Competition Groups | 2.4371 | 0 | 0 | 421.7103 | 0.0057792 | 23 | Residential_2030_Achievable_MW_Before Competition Groups_23 | Duct Insulation | 0.5779% | 0 | 2.4371 | Residential_2030_Achievable_MW_Before Competition Groups_Duct Insulation
Residential | Res ¦ Outside Air Economizer | 2030 | Achievable | MW | Before Competition Groups | 2.4147 | 0 | 0 | 421.7103 | 0.005726 | 24 | Residential_2030_Achievable_MW_Before Competition Groups_24 | Outside Air Economizer | 0.5726% | 0 | 2.4147 | Residential_2030_Achievable_MW_Before Competition Groups_Outside Air Economizer
Residential | Res ¦ Advanced BAS/Controllers | 2030 | Technical | MW | Before Competition Groups | 13.712 | 0 | 0 | 2491.2913 | 0.005504 | 36 | Residential_2030_Technical_MW_Before Competition Groups_36 | Advanced BAS/Controllers | 0.5504% | 0 | 13.712 | Residential_2030_Technical_MW_Before Competition Groups_Advanced BAS/Controllers
Residential | Res ¦ Occupancy Sensors MF | 2030 | Technical | MW | Before Competition Groups | 13.7015 | 0 | 0 | 2491.2913 | 0.0054998 | 37 | Residential_2030_Technical_MW_Before Competition Groups_37 | Occupancy Sensors MF | 0.55% | 0 | 13.7015 | Residential_2030_Technical_MW_Before Competition Groups_Occupancy Sensors MF
Residential | Res ¦ High Efficiency Chiller (avg of water and air cooled) | 2030 | Economic | MW | Before Competition Groups | 6.8913 | 0 | 0 | 1290.764 | 0.0053389 | 28 | Residential_2030_Economic_MW_Before Competition Groups_28 | High Efficiency Chiller (avg of water and air cooled) | 0.5339% | 0 | 6.8913 | Residential_2030_Economic_MW_Before Competition Groups_High Efficiency Chiller (avg of water and air cooled)
Residential | Res ¦ Energy Star Torchiere | 2030 | Technical | MW | Before Competition Groups | 13.0648 | 0 | 0 | 2491.2913 | 0.0052442 | 38 | Residential_2030_Technical_MW_Before Competition Groups_38 | Energy Star Torchiere | 0.5244% | 0 | 13.0648 | Residential_2030_Technical_MW_Before Competition Groups_Energy Star Torchiere
Residential | Res ¦ Air Sealing | 2030 | Achievable | MW | Before Competition Groups | 2.1705 | 0 | 0 | 421.7103 | 0.0051469 | 25 | Residential_2030_Achievable_MW_Before Competition Groups_25 | Air Sealing | 0.5147% | 0 | 2.1705 | Residential_2030_Achievable_MW_Before Competition Groups_Air Sealing
Residential | Res ¦ Clothes Drying Racks | 2030 | Technical | MW | Before Competition Groups | 12.4658 | 0 | 0 | 2491.2913 | 0.0050037 | 39 | Residential_2030_Technical_MW_Before Competition Groups_39 | Clothes Drying Racks | 0.5004% | 0 | 12.4658 | Residential_2030_Technical_MW_Before Competition Groups_Clothes Drying Racks
Residential | Res ¦ Floor Insulation | 2030 | Achievable | MW | Before Competition Groups | 2.0623 | 0 | 0 | 421.7103 | 0.0048904 | 26 | Residential_2030_Achievable_MW_Before Competition Groups_26 | Floor Insulation | 0.489% | 0 | 2.0623 | Residential_2030_Achievable_MW_Before Competition Groups_Floor Insulation
Residential | Res ¦ ENERGY STAR LED LAMPS (REFLECTOR LAMPs/MR16/PAR 16) | 2030 | Achievable | MW | Before Competition Groups | 1.8807 | 0 | 0 | 421.7103 | 0.0044596 | 27 | Residential_2030_Achievable_MW_Before Competition Groups_27 | ENERGY STAR LED LAMPS (REFLECTOR LAMPs/MR16/PAR 16) | 0.446% | 0 | 1.8807 | Residential_2030_Achievable_MW_Before Competition Groups_ENERGY STAR LED LAMPS (REFLECTOR LAMPs/MR16/PAR 16)
Residential | Res ¦ Refrigerator Recycling | 2030 | Technical | MW | Before Competition Groups | 10.565 | 0 | 0 | 2491.2913 | 0.0042408 | 40 | Residential_2030_Technical_MW_Before Competition Groups_40 | Refrigerator Recycling | 0.4241% | 0 | 10.565 | Residential_2030_Technical_MW_Before Competition Groups_Refrigerator Recycling
Residential | Res ¦ LED Tube Re-Lamp | 2030 | Achievable | MW | Before Competition Groups | 1.7737 | 0 | 0 | 421.7103 | 0.004206 | 28 | Residential_2030_Achievable_MW_Before Competition Groups_28 | LED Tube Re-Lamp | 0.4206% | 0 | 1.7737 | Residential_2030_Achievable_MW_Before Competition Groups_LED Tube Re-Lamp
Residential | Res ¦ Minimize Hot and Warm Clothes Wash | 2030 | Achievable | MW | Before Competition Groups | 1.7191 | 0 | 0 | 421.7103 | 0.0040766 | 29 | Residential_2030_Achievable_MW_Before Competition Groups_29 | Minimize Hot and Warm Clothes Wash | 0.4077% | 0 | 1.7191 | Residential_2030_Achievable_MW_Before Competition Groups_Minimize Hot and Warm Clothes Wash
Residential | Res ¦ Minimize Hot and Warm Clothes Wash | 2030 | Economic | MW | Before Competition Groups | 5.203 | 0 | 0 | 1290.764 | 0.0040309 | 29 | Residential_2030_Economic_MW_Before Competition Groups_29 | Minimize Hot and Warm Clothes Wash | 0.4031% | 0 | 5.203 | Residential_2030_Economic_MW_Before Competition Groups_Minimize Hot and Warm Clothes Wash
Residential | Res ¦ Freezer Recycling | 2030 | Technical | MW | Before Competition Groups | 9.8413 | 0 | 0 | 2491.2913 | 0.0039503 | 41 | Residential_2030_Technical_MW_Before Competition Groups_41 | Freezer Recycling | 0.395% | 0 | 9.8413 | Residential_2030_Technical_MW_Before Competition Groups_Freezer Recycling
Residential | Res ¦ Duct Insulation MF | 2030 | Technical | MW | Before Competition Groups | 9.4457 | 0 | 0 | 2491.2913 | 0.0037915 | 42 | Residential_2030_Technical_MW_Before Competition Groups_42 | Duct Insulation MF | 0.3791% | 0 | 9.4457 | Residential_2030_Technical_MW_Before Competition Groups_Duct Insulation MF
Residential | Res ¦ Energy Star Dehumidifier | 2030 | Technical | MW | Before Competition Groups | 9.2187 | 0 | 0 | 2491.2913 | 0.0037004 | 43 | Residential_2030_Technical_MW_Before Competition Groups_43 | Energy Star Dehumidifier | 0.37% | 0 | 9.2187 | Residential_2030_Technical_MW_Before Competition Groups_Energy Star Dehumidifier
Residential | Res ¦ Furnace Whistle | 2030 | Achievable | MW | Before Competition Groups | 1.5167 | 0 | 0 | 421.7103 | 0.0035966 | 30 | Residential_2030_Achievable_MW_Before Competition Groups_30 | Furnace Whistle | 0.3597% | 0 | 1.5167 | Residential_2030_Achievable_MW_Before Competition Groups_Furnace Whistle
Residential | Res ¦ Wall Insulation | 2030 | Achievable | MW | Before Competition Groups | 1.4941 | 0 | 0 | 421.7103 | 0.003543 | 31 | Residential_2030_Achievable_MW_Before Competition Groups_31 | Wall Insulation | 0.3543% | 0 | 1.4941 | Residential_2030_Achievable_MW_Before Competition Groups_Wall Insulation
Residential | Res ¦ Home Energy Reports | 2030 | Achievable | MW | Before Competition Groups | 1.4141 | 0 | 0 | 421.7103 | 0.0033533 | 32 | Residential_2030_Achievable_MW_Before Competition Groups_32 | Home Energy Reports | 0.3353% | 0 | 1.4141 | Residential_2030_Achievable_MW_Before Competition Groups_Home Energy Reports
Residential | Res ¦ Ceiling Insulation | 2030 | Economic | MW | Before Competition Groups | 4.319 | 0 | 0 | 1290.764 | 0.0033461 | 30 | Residential_2030_Economic_MW_Before Competition Groups_30 | Ceiling Insulation | 0.3346% | 0 | 4.319 | Residential_2030_Economic_MW_Before Competition Groups_Ceiling Insulation
Residential | Res ¦ Home Energy Reports | 2030 | Economic | MW | Before Competition Groups | 4.0605 | 0 | 0 | 1290.764 | 0.0031458 | 31 | Residential_2030_Economic_MW_Before Competition Groups_31 | Home Energy Reports | 0.3146% | 0 | 4.0605 | Residential_2030_Economic_MW_Before Competition Groups_Home Energy Reports
Residential | Res ¦ Comprehensive Draft Proofing | 2030 | Achievable | MW | Before Competition Groups | 1.3103 | 0 | 0 | 421.7103 | 0.003107 | 33 | Residential_2030_Achievable_MW_Before Competition Groups_33 | Comprehensive Draft Proofing | 0.3107% | 0 | 1.3103 | Residential_2030_Achievable_MW_Before Competition Groups_Comprehensive Draft Proofing
Residential | Res ¦ Variable Frequency Drive (VFD) | 2030 | Achievable | MW | Before Competition Groups | 1.2706 | 0 | 0 | 421.7103 | 0.0030131 | 34 | Residential_2030_Achievable_MW_Before Competition Groups_34 | Variable Frequency Drive (VFD) | 0.3013% | 0 | 1.2706 | Residential_2030_Achievable_MW_Before Competition Groups_Variable Frequency Drive (VFD)
Residential | Res ¦ INTEGRAL LED TROFFERS | 2030 | Technical | MW | Before Competition Groups | 7.5 | 0 | 0 | 2491.2913 | 0.0030105 | 44 | Residential_2030_Technical_MW_Before Competition Groups_44 | INTEGRAL LED TROFFERS | 0.301% | 0 | 7.5 | Residential_2030_Technical_MW_Before Competition Groups_INTEGRAL LED TROFFERS
Residential | Res ¦ Energy Star Freezer | 2030 | Technical | MW | Before Competition Groups | 7.2912 | 0 | 0 | 2491.2913 | 0.0029267 | 45 | Residential_2030_Technical_MW_Before Competition Groups_45 | Energy Star Freezer | 0.2927% | 0 | 7.2912 | Residential_2030_Technical_MW_Before Competition Groups_Energy Star Freezer
Residential | Res ¦ CO Sensors for parking garage exhaust fans | 2030 | Achievable | MW | Before Competition Groups | 1.2315 | 0 | 0 | 421.7103 | 0.0029203 | 35 | Residential_2030_Achievable_MW_Before Competition Groups_35 | CO Sensors for parking garage exhaust fans | 0.292% | 0 | 1.2315 | Residential_2030_Achievable_MW_Before Competition Groups_CO Sensors for parking garage exhaust fans
Residential | Res ¦ Energy Star Windows | 2030 | Technical | MW | Before Competition Groups | 7.2015 | 0 | 0 | 2491.2913 | 0.0028907 | 46 | Residential_2030_Technical_MW_Before Competition Groups_46 | Energy Star Windows | 0.2891% | 0 | 7.2015 | Residential_2030_Technical_MW_Before Competition Groups_Energy Star Windows
Residential | Res ¦ High Efficiency Chiller (avg of water and air cooled) | 2030 | Technical | MW | Before Competition Groups | 6.8913 | 0 | 0 | 2491.2913 | 0.0027662 | 47 | Residential_2030_Technical_MW_Before Competition Groups_47 | High Efficiency Chiller (avg of water and air cooled) | 0.2766% | 0 | 6.8913 | Residential_2030_Technical_MW_Before Competition Groups_High Efficiency Chiller (avg of water and air cooled)
Residential | Res ¦ Furnace with ECM | 2030 | Technical | MW | Before Competition Groups | 6.8529 | 0 | 0 | 2491.2913 | 0.0027507 | 48 | Residential_2030_Technical_MW_Before Competition Groups_48 | Furnace with ECM | 0.2751% | 0 | 6.8529 | Residential_2030_Technical_MW_Before Competition Groups_Furnace with ECM
Residential | Res ¦ Outside Air Economizer | 2030 | Economic | MW | Before Competition Groups | 3.2734 | 0 | 0 | 1290.764 | 0.002536 | 32 | Residential_2030_Economic_MW_Before Competition Groups_32 | Outside Air Economizer | 0.2536% | 0 | 3.2734 | Residential_2030_Economic_MW_Before Competition Groups_Outside Air Economizer
Residential | Res ¦ Heat Recovery Ventilator | 2030 | Economic | MW | Before Competition Groups | 2.8091 | 0 | 0 | 1290.764 | 0.0021763 | 33 | Residential_2030_Economic_MW_Before Competition Groups_33 | Heat Recovery Ventilator | 0.2176% | 0 | 2.8091 | Residential_2030_Economic_MW_Before Competition Groups_Heat Recovery Ventilator
Residential | Res ¦ Duct Insulation MF | 2030 | Achievable | MW | Before Competition Groups | 0.9162 | 0 | 0 | 421.7103 | 0.0021726 | 36 | Residential_2030_Achievable_MW_Before Competition Groups_36 | Duct Insulation MF | 0.2173% | 0 | 0.9162 | Residential_2030_Achievable_MW_Before Competition Groups_Duct Insulation MF
Residential | Res ¦ Minimize Hot and Warm Clothes Wash | 2030 | Technical | MW | Before Competition Groups | 5.203 | 0 | 0 | 2491.2913 | 0.0020885 | 49 | Residential_2030_Technical_MW_Before Competition Groups_49 | Minimize Hot and Warm Clothes Wash | 0.2088% | 0 | 5.203 | Residential_2030_Technical_MW_Before Competition Groups_Minimize Hot and Warm Clothes Wash
Residential | Res ¦ Demand Control Ventilation | 2030 | Achievable | MW | Before Competition Groups | 0.86426 | 0 | 0 | 421.7103 | 0.0020494 | 37 | Residential_2030_Achievable_MW_Before Competition Groups_37 | Demand Control Ventilation | 0.2049% | 0 | 0.86426 | Residential_2030_Achievable_MW_Before Competition Groups_Demand Control Ventilation
Residential | Res ¦ Networked/ Connected - Indoor LED Luminaire | 2030 | Technical | MW | Before Competition Groups | 4.9219 | 0 | 0 | 2491.2913 | 0.0019756 | 50 | Residential_2030_Technical_MW_Before Competition Groups_50 | Networked/ Connected - Indoor LED Luminaire | 0.1976% | 0 | 4.9219 | Residential_2030_Technical_MW_Before Competition Groups_Networked/ Connected - Indoor LED Luminaire
Residential | Res ¦ LED Parking Lot Fixture | 2030 | Achievable | MW | Before Competition Groups | 0.82749 | 0 | 0 | 421.7103 | 0.0019622 | 38 | Residential_2030_Achievable_MW_Before Competition Groups_38 | LED Parking Lot Fixture | 0.1962% | 0 | 0.82749 | Residential_2030_Achievable_MW_Before Competition Groups_LED Parking Lot Fixture
Residential | Res ¦ Water Heater Temperature Setback | 2030 | Achievable | MW | Before Competition Groups | 0.79472 | 0 | 0 | 421.7103 | 0.0018845 | 39 | Residential_2030_Achievable_MW_Before Competition Groups_39 | Water Heater Temperature Setback | 0.1885% | 0 | 0.79472 | Residential_2030_Achievable_MW_Before Competition Groups_Water Heater Temperature Setback
Residential | Res ¦ Demand Control Ventilation | 2030 | Economic | MW | Before Competition Groups | 2.403 | 0 | 0 | 1290.764 | 0.0018617 | 34 | Residential_2030_Economic_MW_Before Competition Groups_34 | Demand Control Ventilation | 0.1862% | 0 | 2.403 | Residential_2030_Economic_MW_Before Competition Groups_Demand Control Ventilation
Residential | Res ¦ Passive Attic Ventilation | 2030 | Technical | MW | Before Competition Groups | 4.4548 | 0 | 0 | 2491.2913 | 0.0017882 | 51 | Residential_2030_Technical_MW_Before Competition Groups_51 | Passive Attic Ventilation | 0.1788% | 0 | 4.4548 | Residential_2030_Technical_MW_Before Competition Groups_Passive Attic Ventilation
Residential | Res ¦ ENERGY STAR LED LAMPS (REFLECTOR LAMPs/MR16/PAR 16) | 2030 | Economic | MW | Before Competition Groups | 2.2682 | 0 | 0 | 1290.764 | 0.0017573 | 35 | Residential_2030_Economic_MW_Before Competition Groups_35 | ENERGY STAR LED LAMPS (REFLECTOR LAMPs/MR16/PAR 16) | 0.1757% | 0 | 2.2682 | Residential_2030_Economic_MW_Before Competition Groups_ENERGY STAR LED LAMPS (REFLECTOR LAMPs/MR16/PAR 16)
Residential | Res ¦ LED Downlight | 2030 | Technical | MW | Before Competition Groups | 4.3573 | 0 | 0 | 2491.2913 | 0.001749 | 52 | Residential_2030_Technical_MW_Before Competition Groups_52 | LED Downlight | 0.1749% | 0 | 4.3573 | Residential_2030_Technical_MW_Before Competition Groups_LED Downlight
Residential | Res ¦ Furnace Whistle | 2030 | Economic | MW | Before Competition Groups | 2.2536 | 0 | 0 | 1290.764 | 0.0017459 | 36 | Residential_2030_Economic_MW_Before Competition Groups_36 | Furnace Whistle | 0.1746% | 0 | 2.2536 | Residential_2030_Economic_MW_Before Competition Groups_Furnace Whistle
Residential | Res ¦ Central Lighting Control System | 2030 | Technical | MW | Before Competition Groups | 4.3192 | 0 | 0 | 2491.2913 | 0.0017337 | 53 | Residential_2030_Technical_MW_Before Competition Groups_53 | Central Lighting Control System | 0.1734% | 0 | 4.3192 | Residential_2030_Technical_MW_Before Competition Groups_Central Lighting Control System
Residential | Res ¦ CO Sensors for parking garage exhaust fans | 2030 | Economic | MW | Before Competition Groups | 2.0653 | 0 | 0 | 1290.764 | 0.0016 | 37 | Residential_2030_Economic_MW_Before Competition Groups_37 | CO Sensors for parking garage exhaust fans | 0.16% | 0 | 2.0653 | Residential_2030_Economic_MW_Before Competition Groups_CO Sensors for parking garage exhaust fans
Residential | Res ¦ Heat Pump Water Heater | 2030 | Technical | MW | Before Competition Groups | 3.9845 | 0 | 0 | 2491.2913 | 0.0015994 | 54 | Residential_2030_Technical_MW_Before Competition Groups_54 | Heat Pump Water Heater | 0.1599% | 0 | 3.9845 | Residential_2030_Technical_MW_Before Competition Groups_Heat Pump Water Heater
Residential | Res ¦ Energy Star Freezer | 2030 | Achievable | MW | Before Competition Groups | 0.66325 | 0 | 0 | 421.7103 | 0.0015728 | 40 | Residential_2030_Achievable_MW_Before Competition Groups_40 | Energy Star Freezer | 0.1573% | 0 | 0.66325 | Residential_2030_Achievable_MW_Before Competition Groups_Energy Star Freezer
Residential | Res ¦ Comprehensive Draft Proofing | 2030 | Economic | MW | Before Competition Groups | 1.9468 | 0 | 0 | 1290.764 | 0.0015083 | 38 | Residential_2030_Economic_MW_Before Competition Groups_38 | Comprehensive Draft Proofing | 0.1508% | 0 | 1.9468 | Residential_2030_Economic_MW_Before Competition Groups_Comprehensive Draft Proofing
Residential | Res ¦ LED Tube Re-Lamp | 2030 | Economic | MW | Before Competition Groups | 1.8955 | 0 | 0 | 1290.764 | 0.0014685 | 39 | Residential_2030_Economic_MW_Before Competition Groups_39 | LED Tube Re-Lamp | 0.1469% | 0 | 1.8955 | Residential_2030_Economic_MW_Before Competition Groups_LED Tube Re-Lamp
Residential | Res ¦ Variable Frequency Drive (VFD) | 2030 | Economic | MW | Before Competition Groups | 1.888 | 0 | 0 | 1290.764 | 0.0014627 | 40 | Residential_2030_Economic_MW_Before Competition Groups_40 | Variable Frequency Drive (VFD) | 0.1463% | 0 | 1.888 | Residential_2030_Economic_MW_Before Competition Groups_Variable Frequency Drive (VFD)
Residential | Res ¦ Tankless Water Heater | 2030 | Technical | MW | Before Competition Groups | 3.6038 | 0 | 0 | 2491.2913 | 0.0014465 | 55 | Residential_2030_Technical_MW_Before Competition Groups_55 | Tankless Water Heater | 0.1447% | 0 | 3.6038 | Residential_2030_Technical_MW_Before Competition Groups_Tankless Water Heater
Residential | Res ¦ LED Tube Re-Lamp | 2030 | Technical | MW | Before Competition Groups | 3.486 | 0 | 0 | 2491.2913 | 0.0013993 | 56 | Residential_2030_Technical_MW_Before Competition Groups_56 | LED Tube Re-Lamp | 0.1399% | 0 | 3.486 | Residential_2030_Technical_MW_Before Competition Groups_LED Tube Re-Lamp
Residential | Res ¦ Early Hot Water Heater Replacement | 2030 | Technical | MW | Before Competition Groups | 3.365 | 0 | 0 | 2491.2913 | 0.0013507 | 57 | Residential_2030_Technical_MW_Before Competition Groups_57 | Early Hot Water Heater Replacement | 0.1351% | 0 | 3.365 | Residential_2030_Technical_MW_Before Competition Groups_Early Hot Water Heater Replacement
Residential | Res ¦ Outside Air Economizer | 2030 | Technical | MW | Before Competition Groups | 3.2734 | 0 | 0 | 2491.2913 | 0.0013139 | 58 | Residential_2030_Technical_MW_Before Competition Groups_58 | Outside Air Economizer | 0.1314% | 0 | 3.2734 | Residential_2030_Technical_MW_Before Competition Groups_Outside Air Economizer
Residential | Res ¦ Condensing Make Up Air Unit | 2030 | Achievable | MW | Before Competition Groups | 0.54745 | 0 | 0 | 421.7103 | 0.0012982 | 41 | Residential_2030_Achievable_MW_Before Competition Groups_41 | Condensing Make Up Air Unit | 0.1298% | 0 | 0.54745 | Residential_2030_Achievable_MW_Before Competition Groups_Condensing Make Up Air Unit
Residential | Res ¦ Basement or Crawlspace Insulation | 2030 | Achievable | MW | Before Competition Groups | 0.54711 | 0 | 0 | 421.7103 | 0.0012974 | 42 | Residential_2030_Achievable_MW_Before Competition Groups_42 | Basement or Crawlspace Insulation | 0.1297% | 0 | 0.54711 | Residential_2030_Achievable_MW_Before Competition Groups_Basement or Crawlspace Insulation
Residential | Res ¦ Energy Star Ceiling Fan/Lighting | 2030 | Technical | MW | Before Competition Groups | 3.1809 | 0 | 0 | 2491.2913 | 0.0012768 | 59 | Residential_2030_Technical_MW_Before Competition Groups_59 | Energy Star Ceiling Fan/Lighting | 0.1277% | 0 | 3.1809 | Residential_2030_Technical_MW_Before Competition Groups_Energy Star Ceiling Fan/Lighting
Residential | Res ¦ Tankless Water Heater | 2030 | Economic | MW | Before Competition Groups | 1.633 | 0 | 0 | 1290.764 | 0.0012652 | 41 | Residential_2030_Economic_MW_Before Competition Groups_41 | Tankless Water Heater | 0.1265% | 0 | 1.633 | Residential_2030_Economic_MW_Before Competition Groups_Tankless Water Heater
Residential | Res ¦ Air Source Heat Pump Maintenance | 2030 | Technical | MW | Before Competition Groups | 2.9765 | 0 | 0 | 2491.2913 | 0.0011948 | 60 | Residential_2030_Technical_MW_Before Competition Groups_60 | Air Source Heat Pump Maintenance | 0.1195% | 0 | 2.9765 | Residential_2030_Technical_MW_Before Competition Groups_Air Source Heat Pump Maintenance
Residential | Res ¦ Heat Recovery Ventilator | 2030 | Technical | MW | Before Competition Groups | 2.9024 | 0 | 0 | 2491.2913 | 0.001165 | 61 | Residential_2030_Technical_MW_Before Competition Groups_61 | Heat Recovery Ventilator | 0.1165% | 0 | 2.9024 | Residential_2030_Technical_MW_Before Competition Groups_Heat Recovery Ventilator
Residential | Res ¦ Energy Star Windows | 2030 | Economic | MW | Before Competition Groups | 1.4276 | 0 | 0 | 1290.764 | 0.001106 | 42 | Residential_2030_Economic_MW_Before Competition Groups_42 | Energy Star Windows | 0.1106% | 0 | 1.4276 | Residential_2030_Economic_MW_Before Competition Groups_Energy Star Windows
Residential | Res ¦ Tankless Water Heater | 2030 | Achievable | MW | Before Competition Groups | 0.42314 | 0 | 0 | 421.7103 | 0.0010034 | 43 | Residential_2030_Achievable_MW_Before Competition Groups_43 | Tankless Water Heater | 0.1003% | 0 | 0.42314 | Residential_2030_Achievable_MW_Before Competition Groups_Tankless Water Heater
Residential | Res ¦ Demand Control Ventilation | 2030 | Technical | MW | Before Competition Groups | 2.403 | 0 | 0 | 2491.2913 | 0.00096457 | 62 | Residential_2030_Technical_MW_Before Competition Groups_62 | Demand Control Ventilation | 0.09646% | 0 | 2.403 | Residential_2030_Technical_MW_Before Competition Groups_Demand Control Ventilation
Residential | Res ¦ Condensing Make Up Air Unit | 2030 | Economic | MW | Before Competition Groups | 1.2414 | 0 | 0 | 1290.764 | 0.00096176 | 43 | Residential_2030_Economic_MW_Before Competition Groups_43 | Condensing Make Up Air Unit | 0.09618% | 0 | 1.2414 | Residential_2030_Economic_MW_Before Competition Groups_Condensing Make Up Air Unit
Residential | Res ¦ VFD on Pumps | 2030 | Achievable | MW | Before Competition Groups | 0.39073 | 0 | 0 | 421.7103 | 0.00092654 | 44 | Residential_2030_Achievable_MW_Before Competition Groups_44 | VFD on Pumps | 0.09265% | 0 | 0.39073 | Residential_2030_Achievable_MW_Before Competition Groups_VFD on Pumps
Residential | Res ¦ Water Heater Temperature Setback | 2030 | Economic | MW | Before Competition Groups | 1.1808 | 0 | 0 | 1290.764 | 0.00091481 | 44 | Residential_2030_Economic_MW_Before Competition Groups_44 | Water Heater Temperature Setback | 0.09148% | 0 | 1.1808 | Residential_2030_Economic_MW_Before Competition Groups_Water Heater Temperature Setback
Residential | Res ¦ ENERGY STAR LED LAMPS (REFLECTOR LAMPs/MR16/PAR 16) | 2030 | Technical | MW | Before Competition Groups | 2.2682 | 0 | 0 | 2491.2913 | 0.00091046 | 63 | Residential_2030_Technical_MW_Before Competition Groups_63 | ENERGY STAR LED LAMPS (REFLECTOR LAMPs/MR16/PAR 16) | 0.09105% | 0 | 2.2682 | Residential_2030_Technical_MW_Before Competition Groups_ENERGY STAR LED LAMPS (REFLECTOR LAMPs/MR16/PAR 16)
Residential | Res ¦ Drain Water Heat Recovery | 2030 | Technical | MW | Before Competition Groups | 2.2588 | 0 | 0 | 2491.2913 | 0.00090667 | 64 | Residential_2030_Technical_MW_Before Competition Groups_64 | Drain Water Heat Recovery | 0.09067% | 0 | 2.2588 | Residential_2030_Technical_MW_Before Competition Groups_Drain Water Heat Recovery
Residential | Res ¦ Furnace Whistle | 2030 | Technical | MW | Before Competition Groups | 2.2536 | 0 | 0 | 2491.2913 | 0.00090458 | 65 | Residential_2030_Technical_MW_Before Competition Groups_65 | Furnace Whistle | 0.09046% | 0 | 2.2536 | Residential_2030_Technical_MW_Before Competition Groups_Furnace Whistle
Residential | Res ¦ LED Exterior Area Lights - LED Fixture (200W) | 2030 | Achievable | MW | Before Competition Groups | 0.37997 | 0 | 0 | 421.7103 | 0.00090103 | 45 | Residential_2030_Achievable_MW_Before Competition Groups_45 | LED Exterior Area Lights - LED Fixture (200W) | 0.0901% | 0 | 0.37997 | Residential_2030_Achievable_MW_Before Competition Groups_LED Exterior Area Lights - LED Fixture (200W)
Residential | Res ¦ Window Film | 2030 | Technical | MW | Before Competition Groups | 2.0876 | 0 | 0 | 2491.2913 | 0.00083795 | 66 | Residential_2030_Technical_MW_Before Competition Groups_66 | Window Film | 0.08379% | 0 | 2.0876 | Residential_2030_Technical_MW_Before Competition Groups_Window Film
Residential | Res ¦ CO Sensors for parking garage exhaust fans | 2030 | Technical | MW | Before Competition Groups | 2.0653 | 0 | 0 | 2491.2913 | 0.000829 | 67 | Residential_2030_Technical_MW_Before Competition Groups_67 | CO Sensors for parking garage exhaust fans | 0.0829% | 0 | 2.0653 | Residential_2030_Technical_MW_Before Competition Groups_CO Sensors for parking garage exhaust fans
Residential | Res ¦ LED Parking Lot Fixture | 2030 | Economic | MW | Before Competition Groups | 1.028 | 0 | 0 | 1290.764 | 0.00079644 | 45 | Residential_2030_Economic_MW_Before Competition Groups_45 | LED Parking Lot Fixture | 0.07964% | 0 | 1.028 | Residential_2030_Economic_MW_Before Competition Groups_LED Parking Lot Fixture
Residential | Res ¦ Solar Water Heating System | 2030 | Technical | MW | Before Competition Groups | 1.9641 | 0 | 0 | 2491.2913 | 0.00078839 | 68 | Residential_2030_Technical_MW_Before Competition Groups_68 | Solar Water Heating System | 0.07884% | 0 | 1.9641 | Residential_2030_Technical_MW_Before Competition Groups_Solar Water Heating System
Residential | Res ¦ Comprehensive Draft Proofing | 2030 | Technical | MW | Before Competition Groups | 1.9468 | 0 | 0 | 2491.2913 | 0.00078145 | 69 | Residential_2030_Technical_MW_Before Competition Groups_69 | Comprehensive Draft Proofing | 0.07814% | 0 | 1.9468 | Residential_2030_Technical_MW_Before Competition Groups_Comprehensive Draft Proofing
Residential | Res ¦ Energy Star Dishwasher | 2030 | Technical | MW | Before Competition Groups | 1.9204 | 0 | 0 | 2491.2913 | 0.00077085 | 70 | Residential_2030_Technical_MW_Before Competition Groups_70 | Energy Star Dishwasher | 0.07709% | 0 | 1.9204 | Residential_2030_Technical_MW_Before Competition Groups_Energy Star Dishwasher
Residential | Res ¦ ENERGY STAR LED Lamps (General Service Lamps) | 2030 | Achievable | MW | Before Competition Groups | 0.32135 | 0 | 0 | 421.7103 | 0.00076201 | 46 | Residential_2030_Achievable_MW_Before Competition Groups_46 | ENERGY STAR LED Lamps (General Service Lamps) | 0.0762% | 0 | 0.32135 | Residential_2030_Achievable_MW_Before Competition Groups_ENERGY STAR LED Lamps (General Service Lamps)
Residential | Res ¦ Variable Frequency Drive (VFD) | 2030 | Technical | MW | Before Competition Groups | 1.888 | 0 | 0 | 2491.2913 | 0.00075785 | 71 | Residential_2030_Technical_MW_Before Competition Groups_71 | Variable Frequency Drive (VFD) | 0.07578% | 0 | 1.888 | Residential_2030_Technical_MW_Before Competition Groups_Variable Frequency Drive (VFD)
Residential | Res ¦ High Efficiency Storage Water Heater | 2030 | Technical | MW | Before Competition Groups | 1.7364 | 0 | 0 | 2491.2913 | 0.00069697 | 72 | Residential_2030_Technical_MW_Before Competition Groups_72 | High Efficiency Storage Water Heater | 0.0697% | 0 | 1.7364 | Residential_2030_Technical_MW_Before Competition Groups_High Efficiency Storage Water Heater
Residential | Res ¦ Heat Recovery Ventilator | 2030 | Achievable | MW | Before Competition Groups | 0.25464 | 0 | 0 | 421.7103 | 0.00060383 | 47 | Residential_2030_Achievable_MW_Before Competition Groups_47 | Heat Recovery Ventilator | 0.06038% | 0 | 0.25464 | Residential_2030_Achievable_MW_Before Competition Groups_Heat Recovery Ventilator
Residential | Res ¦ DHW Recirculation Systems | 2030 | Technical | MW | Before Competition Groups | 1.4627 | 0 | 0 | 2491.2913 | 0.00058712 | 73 | Residential_2030_Technical_MW_Before Competition Groups_73 | DHW Recirculation Systems | 0.05871% | 0 | 1.4627 | Residential_2030_Technical_MW_Before Competition Groups_DHW Recirculation Systems
Residential | Res ¦ Energy Star Freezer | 2030 | Economic | MW | Before Competition Groups | 0.70598 | 0 | 0 | 1290.764 | 0.00054695 | 46 | Residential_2030_Economic_MW_Before Competition Groups_46 | Energy Star Freezer | 0.05469% | 0 | 0.70598 | Residential_2030_Economic_MW_Before Competition Groups_Energy Star Freezer
Residential | Res ¦ Energy Star Windows | 2030 | Achievable | MW | Before Competition Groups | 0.21337 | 0 | 0 | 421.7103 | 0.00050597 | 48 | Residential_2030_Achievable_MW_Before Competition Groups_48 | Energy Star Windows | 0.0506% | 0 | 0.21337 | Residential_2030_Achievable_MW_Before Competition Groups_Energy Star Windows
Residential | Res ¦ Condensing Make Up Air Unit | 2030 | Technical | MW | Before Competition Groups | 1.2414 | 0 | 0 | 2491.2913 | 0.0004983 | 74 | Residential_2030_Technical_MW_Before Competition Groups_74 | Condensing Make Up Air Unit | 0.04983% | 0 | 1.2414 | Residential_2030_Technical_MW_Before Competition Groups_Condensing Make Up Air Unit
Residential | Res ¦ ECM MOTORS FOR HVAC APPLICATION (FAN-POWERED VAV BOX) | 2030 | Achievable | MW | Before Competition Groups | 0.19994 | 0 | 0 | 421.7103 | 0.00047411 | 49 | Residential_2030_Achievable_MW_Before Competition Groups_49 | ECM MOTORS FOR HVAC APPLICATION (FAN-POWERED VAV BOX) | 0.04741% | 0 | 0.19994 | Residential_2030_Achievable_MW_Before Competition Groups_ECM MOTORS FOR HVAC APPLICATION (FAN-POWERED VAV BOX)
Residential | Res ¦ Water Heater Temperature Setback | 2030 | Technical | MW | Before Competition Groups | 1.1808 | 0 | 0 | 2491.2913 | 0.00047397 | 75 | Residential_2030_Technical_MW_Before Competition Groups_75 | Water Heater Temperature Setback | 0.0474% | 0 | 1.1808 | Residential_2030_Technical_MW_Before Competition Groups_Water Heater Temperature Setback
Residential | Res ¦ VFD on Pumps | 2030 | Economic | MW | Before Competition Groups | 0.58058 | 0 | 0 | 1290.764 | 0.0004498 | 47 | Residential_2030_Economic_MW_Before Competition Groups_47 | VFD on Pumps | 0.04498% | 0 | 0.58058 | Residential_2030_Economic_MW_Before Competition Groups_VFD on Pumps
Residential | Res ¦ LED Parking Lot Fixture | 2030 | Technical | MW | Before Competition Groups | 1.028 | 0 | 0 | 2491.2913 | 0.00041264 | 76 | Residential_2030_Technical_MW_Before Competition Groups_76 | LED Parking Lot Fixture | 0.04126% | 0 | 1.028 | Residential_2030_Technical_MW_Before Competition Groups_LED Parking Lot Fixture
Residential | Res ¦ Drain Water Heat Recovery | 2030 | Economic | MW | Before Competition Groups | 0.5052 | 0 | 0 | 1290.764 | 0.00039139 | 48 | Residential_2030_Economic_MW_Before Competition Groups_48 | Drain Water Heat Recovery | 0.03914% | 0 | 0.5052 | Residential_2030_Economic_MW_Before Competition Groups_Drain Water Heat Recovery
Residential | Res ¦ Solar Powered Attic Fan | 2030 | Technical | MW | Before Competition Groups | 0.9723 | 0 | 0 | 2491.2913 | 0.00039028 | 77 | Residential_2030_Technical_MW_Before Competition Groups_77 | Solar Powered Attic Fan | 0.03903% | 0 | 0.9723 | Residential_2030_Technical_MW_Before Competition Groups_Solar Powered Attic Fan
Residential | Res ¦ LED Exterior Area Lights - LED Fixture (200W) | 2030 | Economic | MW | Before Competition Groups | 0.47644 | 0 | 0 | 1290.764 | 0.00036912 | 49 | Residential_2030_Economic_MW_Before Competition Groups_49 | LED Exterior Area Lights - LED Fixture (200W) | 0.03691% | 0 | 0.47644 | Residential_2030_Economic_MW_Before Competition Groups_LED Exterior Area Lights - LED Fixture (200W)
Residential | Res ¦ HVAC Optimization | 2030 | Technical | MW | Before Competition Groups | 0.78239 | 0 | 0 | 2491.2913 | 0.00031405 | 78 | Residential_2030_Technical_MW_Before Competition Groups_78 | HVAC Optimization | 0.0314% | 0 | 0.78239 | Residential_2030_Technical_MW_Before Competition Groups_HVAC Optimization
Residential | Res ¦ ENERGY STAR LED Lamps (General Service Lamps) | 2030 | Economic | MW | Before Competition Groups | 0.39476 | 0 | 0 | 1290.764 | 0.00030584 | 50 | Residential_2030_Economic_MW_Before Competition Groups_50 | ENERGY STAR LED Lamps (General Service Lamps) | 0.03058% | 0 | 0.39476 | Residential_2030_Economic_MW_Before Competition Groups_ENERGY STAR LED Lamps (General Service Lamps)
Residential | Res ¦ Beverage Vending Machine Controls | 2030 | Achievable | MW | Before Competition Groups | 0.11947 | 0 | 0 | 421.7103 | 0.0002833 | 50 | Residential_2030_Achievable_MW_Before Competition Groups_50 | Beverage Vending Machine Controls | 0.02833% | 0 | 0.11947 | Residential_2030_Achievable_MW_Before Competition Groups_Beverage Vending Machine Controls
Residential | Res ¦ ECM MOTORS FOR HVAC APPLICATION (FAN-POWERED VAV BOX) | 2030 | Economic | MW | Before Competition Groups | 0.34397 | 0 | 0 | 1290.764 | 0.00026648 | 51 | Residential_2030_Economic_MW_Before Competition Groups_51 | ECM MOTORS FOR HVAC APPLICATION (FAN-POWERED VAV BOX) | 0.02665% | 0 | 0.34397 | Residential_2030_Economic_MW_Before Competition Groups_ECM MOTORS FOR HVAC APPLICATION (FAN-POWERED VAV BOX)
Residential | Res ¦ VFD on Pumps | 2030 | Technical | MW | Before Competition Groups | 0.58058 | 0 | 0 | 2491.2913 | 0.00023305 | 79 | Residential_2030_Technical_MW_Before Competition Groups_79 | VFD on Pumps | 0.0233% | 0 | 0.58058 | Residential_2030_Technical_MW_Before Competition Groups_VFD on Pumps
Residential | Res ¦ Ceiling Insulation | 2030 | Achievable | MW | Before Competition Groups | 0.095014 | 0 | 0 | 421.7103 | 0.00022531 | 51 | Residential_2030_Achievable_MW_Before Competition Groups_51 | Ceiling Insulation | 0.02253% | 0 | 0.095014 | Residential_2030_Achievable_MW_Before Competition Groups_Ceiling Insulation
Residential | Res ¦ Chilled Water Optimization | 2030 | Achievable | MW | Before Competition Groups | 0.081514 | 0 | 0 | 421.7103 | 0.00019329 | 52 | Residential_2030_Achievable_MW_Before Competition Groups_52 | Chilled Water Optimization | 0.01933% | 0 | 0.081514 | Residential_2030_Achievable_MW_Before Competition Groups_Chilled Water Optimization
Residential | Res ¦ LED Exterior Area Lights - LED Fixture (200W) | 2030 | Technical | MW | Before Competition Groups | 0.47644 | 0 | 0 | 2491.2913 | 0.00019124 | 80 | Residential_2030_Technical_MW_Before Competition Groups_80 | LED Exterior Area Lights - LED Fixture (200W) | 0.01912% | 0 | 0.47644 | Residential_2030_Technical_MW_Before Competition Groups_LED Exterior Area Lights - LED Fixture (200W)
Residential | Res ¦ Beverage Vending Machine Controls | 2030 | Economic | MW | Before Competition Groups | 0.24048 | 0 | 0 | 1290.764 | 0.00018631 | 52 | Residential_2030_Economic_MW_Before Competition Groups_52 | Beverage Vending Machine Controls | 0.01863% | 0 | 0.24048 | Residential_2030_Economic_MW_Before Competition Groups_Beverage Vending Machine Controls
Residential | Res ¦ Drain Water Heat Recovery | 2030 | Achievable | MW | Before Competition Groups | 0.074483 | 0 | 0 | 421.7103 | 0.00017662 | 53 | Residential_2030_Achievable_MW_Before Competition Groups_53 | Drain Water Heat Recovery | 0.01766% | 0 | 0.074483 | Residential_2030_Achievable_MW_Before Competition Groups_Drain Water Heat Recovery
Residential | Res ¦ ENERGY STAR LED Lamps (General Service Lamps) | 2030 | Technical | MW | Before Competition Groups | 0.39476 | 0 | 0 | 2491.2913 | 0.00015846 | 81 | Residential_2030_Technical_MW_Before Competition Groups_81 | ENERGY STAR LED Lamps (General Service Lamps) | 0.01585% | 0 | 0.39476 | Residential_2030_Technical_MW_Before Competition Groups_ENERGY STAR LED Lamps (General Service Lamps)
Residential | Res ¦ ECM MOTORS FOR HVAC APPLICATION (FAN-POWERED VAV BOX) | 2030 | Technical | MW | Before Competition Groups | 0.34397 | 0 | 0 | 2491.2913 | 0.00013807 | 82 | Residential_2030_Technical_MW_Before Competition Groups_82 | ECM MOTORS FOR HVAC APPLICATION (FAN-POWERED VAV BOX) | 0.01381% | 0 | 0.34397 | Residential_2030_Technical_MW_Before Competition Groups_ECM MOTORS FOR HVAC APPLICATION (FAN-POWERED VAV BOX)
Residential | Res ¦ Chilled Water Optimization | 2030 | Economic | MW | Before Competition Groups | 0.17766 | 0 | 0 | 1290.764 | 0.00013764 | 53 | Residential_2030_Economic_MW_Before Competition Groups_53 | Chilled Water Optimization | 0.01376% | 0 | 0.17766 | Residential_2030_Economic_MW_Before Competition Groups_Chilled Water Optimization
Residential | Res ¦ Beverage Vending Machine Controls | 2030 | Technical | MW | Before Competition Groups | 0.24048 | 0 | 0 | 2491.2913 | 9.6527e-05 | 83 | Residential_2030_Technical_MW_Before Competition Groups_83 | Beverage Vending Machine Controls | 0.009653% | 0 | 0.24048 | Residential_2030_Technical_MW_Before Competition Groups_Beverage Vending Machine Controls
Residential | Res ¦ Wall Insulation MF | 2030 | Technical | MW | Before Competition Groups | 0.18536 | 0 | 0 | 2491.2913 | 7.4404e-05 | 84 | Residential_2030_Technical_MW_Before Competition Groups_84 | Wall Insulation MF | 0.00744% | 0 | 0.18536 | Residential_2030_Technical_MW_Before Competition Groups_Wall Insulation MF
Residential | Res ¦ Chilled Water Optimization | 2030 | Technical | MW | Before Competition Groups | 0.17766 | 0 | 0 | 2491.2913 | 7.1312e-05 | 85 | Residential_2030_Technical_MW_Before Competition Groups_85 | Chilled Water Optimization | 0.007131% | 0 | 0.17766 | Residential_2030_Technical_MW_Before Competition Groups_Chilled Water Optimization
Residential | Res ¦ LED High Bay Fixture | 2030 | Economic | MW | Before Competition Groups | 0.034589 | 0 | 0 | 1290.764 | 2.6797e-05 | 54 | Residential_2030_Economic_MW_Before Competition Groups_54 | LED High Bay Fixture | 0.00268% | 0 | 0.034589 | Residential_2030_Economic_MW_Before Competition Groups_LED High Bay Fixture
Residential | Res ¦ LED High Bay Fixture | 2030 | Achievable | MW | Before Competition Groups | 0.0080525 | 0 | 0 | 421.7103 | 1.9095e-05 | 54 | Residential_2030_Achievable_MW_Before Competition Groups_54 | LED High Bay Fixture | 0.001909% | 0 | 0.0080525 | Residential_2030_Achievable_MW_Before Competition Groups_LED High Bay Fixture
Residential | Res ¦ LED Recessed Downlights | 2030 | Technical | MW | Before Competition Groups | 0.039965 | 0 | 0 | 2491.2913 | 1.6042e-05 | 86 | Residential_2030_Technical_MW_Before Competition Groups_86 | LED Recessed Downlights | 0.001604% | 0 | 0.039965 | Residential_2030_Technical_MW_Before Competition Groups_LED Recessed Downlights
Residential | Res ¦ LED High Bay Fixture | 2030 | Technical | MW | Before Competition Groups | 0.034589 | 0 | 0 | 2491.2913 | 1.3884e-05 | 87 | Residential_2030_Technical_MW_Before Competition Groups_87 | LED High Bay Fixture | 0.001388% | 0 | 0.034589 | Residential_2030_Technical_MW_Before Competition Groups_LED High Bay Fixture
Residential | Res ¦ Wall Insulation MF | 2030 | Economic | MW | Before Competition Groups | 0.015215 | 0 | 0 | 1290.764 | 1.1788e-05 | 55 | Residential_2030_Economic_MW_Before Competition Groups_55 | Wall Insulation MF | 0.001179% | 0 | 0.015215 | Residential_2030_Economic_MW_Before Competition Groups_Wall Insulation MF
Residential | Res ¦ Radiant Barrier | 2030 | Technical | MW | Before Competition Groups | 0.014172 | 0 | 0 | 2491.2913 | 5.6888e-06 | 88 | Residential_2030_Technical_MW_Before Competition Groups_88 | Radiant Barrier | 0.0005689% | 0 | 0.014172 | Residential_2030_Technical_MW_Before Competition Groups_Radiant Barrier
Residential | Res ¦ Wall Insulation MF | 2030 | Achievable | MW | Before Competition Groups | 0.0018568 | 0 | 0 | 421.7103 | 4.403e-06 | 55 | Residential_2030_Achievable_MW_Before Competition Groups_55 | Wall Insulation MF | 0.0004403% | 0 | 0.0018568 | Residential_2030_Achievable_MW_Before Competition Groups_Wall Insulation MF
Residential | Res ¦ Solar Water Preheat (Pools/DHW) | 2030 | Technical | MW | Before Competition Groups | 0.006269 | 0 | 0 | 2491.2913 | 2.5163e-06 | 89 | Residential_2030_Technical_MW_Before Competition Groups_89 | Solar Water Preheat (Pools/DHW) | 0.0002516% | 0 | 0.006269 | Residential_2030_Technical_MW_Before Competition Groups_Solar Water Preheat (Pools/DHW)
Residential | Res ¦ Photocell Controls (Outdoor) | 2030 | Technical | MW | Before Competition Groups | 8.1098e-05 | 0 | 0 | 2491.2913 | 3.2553e-08 | 90 | Residential_2030_Technical_MW_Before Competition Groups_90 | Photocell Controls (Outdoor) | 3.255e-06% | 0 | 8.1098e-05 | Residential_2030_Technical_MW_Before Competition Groups_Photocell Controls (Outdoor)
Residential | Res ¦ Air Source Heat Pump | 2030 | Achievable | MW | Before Competition Groups | 0 | 0 | 0 | 421.7103 | 0 | 56 | Residential_2030_Achievable_MW_Before Competition Groups_56 | Air Source Heat Pump | 0% | 0 | 0 | Residential_2030_Achievable_MW_Before Competition Groups_Air Source Heat Pump
Residential | Res ¦ Air Source Heat Pump | 2030 | Economic | MW | Before Competition Groups | 0 | 0 | 0 | 1290.764 | 0 | 56 | Residential_2030_Economic_MW_Before Competition Groups_56 | Air Source Heat Pump | 0% | 0 | 0 | Residential_2030_Economic_MW_Before Competition Groups_Air Source Heat Pump
Residential | Res ¦ DHW Recirculation Systems | 2030 | Achievable | MW | Before Competition Groups | 0 | 0 | 0 | 421.7103 | 0 | 57 | Residential_2030_Achievable_MW_Before Competition Groups_57 | DHW Recirculation Systems | 0% | 0 | 0 | Residential_2030_Achievable_MW_Before Competition Groups_DHW Recirculation Systems
Residential | Res ¦ DHW Recirculation Systems | 2030 | Economic | MW | Before Competition Groups | 0 | 0 | 0 | 1290.764 | 0 | 57 | Residential_2030_Economic_MW_Before Competition Groups_57 | DHW Recirculation Systems | 0% | 0 | 0 | Residential_2030_Economic_MW_Before Competition Groups_DHW Recirculation Systems
Residential | Res ¦ Early Hot Water Heater Replacement | 2030 | Achievable | MW | Before Competition Groups | 0 | 0 | 0 | 421.7103 | 0 | 58 | Residential_2030_Achievable_MW_Before Competition Groups_58 | Early Hot Water Heater Replacement | 0% | 0 | 0 | Residential_2030_Achievable_MW_Before Competition Groups_Early Hot Water Heater Replacement
Residential | Res ¦ Early Hot Water Heater Replacement | 2030 | Economic | MW | Before Competition Groups | 0 | 0 | 0 | 1290.764 | 0 | 58 | Residential_2030_Economic_MW_Before Competition Groups_58 | Early Hot Water Heater Replacement | 0% | 0 | 0 | Residential_2030_Economic_MW_Before Competition Groups_Early Hot Water Heater Replacement
Residential | Res ¦ Energy Star Dehumidifier | 2030 | Achievable | MW | Before Competition Groups | 0 | 0 | 0 | 421.7103 | 0 | 59 | Residential_2030_Achievable_MW_Before Competition Groups_59 | Energy Star Dehumidifier | 0% | 0 | 0 | Residential_2030_Achievable_MW_Before Competition Groups_Energy Star Dehumidifier
Residential | Res ¦ Energy Star Dehumidifier | 2030 | Economic | MW | Before Competition Groups | 0 | 0 | 0 | 1290.764 | 0 | 59 | Residential_2030_Economic_MW_Before Competition Groups_59 | Energy Star Dehumidifier | 0% | 0 | 0 | Residential_2030_Economic_MW_Before Competition Groups_Energy Star Dehumidifier
Residential | Res ¦ Furnace with ECM | 2030 | Achievable | MW | Before Competition Groups | 0 | 0 | 0 | 421.7103 | 0 | 60 | Residential_2030_Achievable_MW_Before Competition Groups_60 | Furnace with ECM | 0% | 0 | 0 | Residential_2030_Achievable_MW_Before Competition Groups_Furnace with ECM
Residential | Res ¦ Furnace with ECM | 2030 | Economic | MW | Before Competition Groups | 0 | 0 | 0 | 1290.764 | 0 | 60 | Residential_2030_Economic_MW_Before Competition Groups_60 | Furnace with ECM | 0% | 0 | 0 | Residential_2030_Economic_MW_Before Competition Groups_Furnace with ECM
Residential | Res ¦ Heat Pump Water Heater | 2030 | Achievable | MW | Before Competition Groups | 0 | 0 | 0 | 421.7103 | 0 | 61 | Residential_2030_Achievable_MW_Before Competition Groups_61 | Heat Pump Water Heater | 0% | 0 | 0 | Residential_2030_Achievable_MW_Before Competition Groups_Heat Pump Water Heater
Residential | Res ¦ Heat Pump Water Heater | 2030 | Economic | MW | Before Competition Groups | 0 | 0 | 0 | 1290.764 | 0 | 61 | Residential_2030_Economic_MW_Before Competition Groups_61 | Heat Pump Water Heater | 0% | 0 | 0 | Residential_2030_Economic_MW_Before Competition Groups_Heat Pump Water Heater
Residential | Res ¦ LED Downlight | 2030 | Achievable | MW | Before Competition Groups | 0 | 0 | 0 | 421.7103 | 0 | 62 | Residential_2030_Achievable_MW_Before Competition Groups_62 | LED Downlight | 0% | 0 | 0 | Residential_2030_Achievable_MW_Before Competition Groups_LED Downlight
Residential | Res ¦ LED Downlight | 2030 | Economic | MW | Before Competition Groups | 0 | 0 | 0 | 1290.764 | 0 | 62 | Residential_2030_Economic_MW_Before Competition Groups_62 | LED Downlight | 0% | 0 | 0 | Residential_2030_Economic_MW_Before Competition Groups_LED Downlight
Residential | Res ¦ Lighting Motion Sensors, Timers, Dimmers | 2030 | Achievable | MW | Before Competition Groups | 0 | 0 | 0 | 421.7103 | 0 | 63 | Residential_2030_Achievable_MW_Before Competition Groups_63 | Lighting Motion Sensors, Timers, Dimmers | 0% | 0 | 0 | Residential_2030_Achievable_MW_Before Competition Groups_Lighting Motion Sensors, Timers, Dimmers
Residential | Res ¦ Lighting Motion Sensors, Timers, Dimmers | 2030 | Economic | MW | Before Competition Groups | 0 | 0 | 0 | 1290.764 | 0 | 63 | Residential_2030_Economic_MW_Before Competition Groups_63 | Lighting Motion Sensors, Timers, Dimmers | 0% | 0 | 0 | Residential_2030_Economic_MW_Before Competition Groups_Lighting Motion Sensors, Timers, Dimmers
Residential | Res ¦ Networked/ Connected - Indoor LED Luminaire | 2030 | Achievable | MW | Before Competition Groups | 0 | 0 | 0 | 421.7103 | 0 | 64 | Residential_2030_Achievable_MW_Before Competition Groups_64 | Networked/ Connected - Indoor LED Luminaire | 0% | 0 | 0 | Residential_2030_Achievable_MW_Before Competition Groups_Networked/ Connected - Indoor LED Luminaire
Residential | Res ¦ Networked/ Connected - Indoor LED Luminaire | 2030 | Economic | MW | Before Competition Groups | 0 | 0 | 0 | 1290.764 | 0 | 64 | Residential_2030_Economic_MW_Before Competition Groups_64 | Networked/ Connected - Indoor LED Luminaire | 0% | 0 | 0 | Residential_2030_Economic_MW_Before Competition Groups_Networked/ Connected - Indoor LED Luminaire
Residential | Res ¦ Radiant Barrier | 2030 | Achievable | MW | Before Competition Groups | 0 | 0 | 0 | 421.7103 | 0 | 65 | Residential_2030_Achievable_MW_Before Competition Groups_65 | Radiant Barrier | 0% | 0 | 0 | Residential_2030_Achievable_MW_Before Competition Groups_Radiant Barrier
Residential | Res ¦ Radiant Barrier | 2030 | Economic | MW | Before Competition Groups | 0 | 0 | 0 | 1290.764 | 0 | 65 | Residential_2030_Economic_MW_Before Competition Groups_65 | Radiant Barrier | 0% | 0 | 0 | Residential_2030_Economic_MW_Before Competition Groups_Radiant Barrier
Residential | Res ¦ Smart Power Bar | 2030 | Achievable | MW | Before Competition Groups | 0 | 0 | 0 | 421.7103 | 0 | 66 | Residential_2030_Achievable_MW_Before Competition Groups_66 | Smart Power Bar | 0% | 0 | 0 | Residential_2030_Achievable_MW_Before Competition Groups_Smart Power Bar
Residential | Res ¦ Smart Power Bar | 2030 | Economic | MW | Before Competition Groups | 0 | 0 | 0 | 1290.764 | 0 | 66 | Residential_2030_Economic_MW_Before Competition Groups_66 | Smart Power Bar | 0% | 0 | 0 | Residential_2030_Economic_MW_Before Competition Groups_Smart Power Bar
Residential | Res ¦ Variable Refrigerant Flow Heat Pump | 2030 | Achievable | MW | Before Competition Groups | 0 | 0 | 0 | 421.7103 | 0 | 67 | Residential_2030_Achievable_MW_Before Competition Groups_67 | Variable Refrigerant Flow Heat Pump | 0% | 0 | 0 | Residential_2030_Achievable_MW_Before Competition Groups_Variable Refrigerant Flow Heat Pump
Residential | Res ¦ Variable Refrigerant Flow Heat Pump | 2030 | Economic | MW | Before Competition Groups | 0 | 0 | 0 | 1290.764 | 0 | 67 | Residential_2030_Economic_MW_Before Competition Groups_67 | Variable Refrigerant Flow Heat Pump | 0% | 0 | 0 | Residential_2030_Economic_MW_Before Competition Groups_Variable Refrigerant Flow Heat Pump
Residential | Res ¦ Adaptive Thermostat | 2031 | Economic | MW | Before Competition Groups | 202.8876 | 0 | 0 | 1410.5478 | 0.14384 | 1 | Residential_2031_Economic_MW_Before Competition Groups_1 | Adaptive Thermostat | 14.38% | 0 | 202.8876 | Residential_2031_Economic_MW_Before Competition Groups_Adaptive Thermostat
Residential | Res ¦ Building Recommissioning, Operations and Maintenance (O&M) Improvements | 2031 | Achievable | MW | Before Competition Groups | 70.2869 | 0 | 0 | 495.5695 | 0.14183 | 1 | Residential_2031_Achievable_MW_Before Competition Groups_1 | Building Recommissioning, Operations and Maintenance (O&M) Improvements | 14.18% | 0 | 70.2869 | Residential_2031_Achievable_MW_Before Competition Groups_Building Recommissioning, Operations and Maintenance (O&M) Improvements
Residential | Res ¦ Ductless Mini-Split Heat Pump | 2031 | Achievable | MW | Before Competition Groups | 66.0351 | 0 | 0 | 495.5695 | 0.13325 | 2 | Residential_2031_Achievable_MW_Before Competition Groups_2 | Ductless Mini-Split Heat Pump | 13.33% | 0 | 66.0351 | Residential_2031_Achievable_MW_Before Competition Groups_Ductless Mini-Split Heat Pump
Residential | Res ¦ Variable Speed Pool Pump Motor | 2031 | Achievable | MW | Before Competition Groups | 49.5415 | 0 | 0 | 495.5695 | 0.099969 | 3 | Residential_2031_Achievable_MW_Before Competition Groups_3 | Variable Speed Pool Pump Motor | 9.997% | 0 | 49.5415 | Residential_2031_Achievable_MW_Before Competition Groups_Variable Speed Pool Pump Motor
Residential | Res ¦ Energy Star Clothes Washer | 2031 | Achievable | MW | Before Competition Groups | 48.5667 | 0 | 0 | 495.5695 | 0.098002 | 4 | Residential_2031_Achievable_MW_Before Competition Groups_4 | Energy Star Clothes Washer | 9.8% | 0 | 48.5667 | Residential_2031_Achievable_MW_Before Competition Groups_Energy Star Clothes Washer
Residential | Res ¦ Energy Star Central Air Conditioner | 2031 | Technical | MW | Before Competition Groups | 254.3635 | 0 | 0 | 2595.8167 | 0.09799 | 1 | Residential_2031_Technical_MW_Before Competition Groups_1 | Energy Star Central Air Conditioner | 9.799% | 0 | 254.3635 | Residential_2031_Technical_MW_Before Competition Groups_Energy Star Central Air Conditioner
Residential | Res ¦ Ductless Mini-Split Heat Pump | 2031 | Economic | MW | Before Competition Groups | 138.0968 | 0 | 0 | 1410.5478 | 0.097903 | 2 | Residential_2031_Economic_MW_Before Competition Groups_2 | Ductless Mini-Split Heat Pump | 9.79% | 0 | 138.0968 | Residential_2031_Economic_MW_Before Competition Groups_Ductless Mini-Split Heat Pump
Residential | Res ¦ Adaptive Thermostat | 2031 | Achievable | MW | Before Competition Groups | 42.916 | 0 | 0 | 495.5695 | 0.086599 | 5 | Residential_2031_Achievable_MW_Before Competition Groups_5 | Adaptive Thermostat | 8.66% | 0 | 42.916 | Residential_2031_Achievable_MW_Before Competition Groups_Adaptive Thermostat
Residential | Res ¦ Adaptive Thermostat | 2031 | Technical | MW | Before Competition Groups | 202.8876 | 0 | 0 | 2595.8167 | 0.078159 | 2 | Residential_2031_Technical_MW_Before Competition Groups_2 | Adaptive Thermostat | 7.816% | 0 | 202.8876 | Residential_2031_Technical_MW_Before Competition Groups_Adaptive Thermostat
Residential | Res ¦ Building Recommissioning, Operations and Maintenance (O&M) Improvements | 2031 | Economic | MW | Before Competition Groups | 92.3861 | 0 | 0 | 1410.5478 | 0.065497 | 3 | Residential_2031_Economic_MW_Before Competition Groups_3 | Building Recommissioning, Operations and Maintenance (O&M) Improvements | 6.55% | 0 | 92.3861 | Residential_2031_Economic_MW_Before Competition Groups_Building Recommissioning, Operations and Maintenance (O&M) Improvements
Residential | Res ¦ Basement Wall Insulation | 2031 | Economic | MW | Before Competition Groups | 82.1204 | 0 | 0 | 1410.5478 | 0.058219 | 4 | Residential_2031_Economic_MW_Before Competition Groups_4 | Basement Wall Insulation | 5.822% | 0 | 82.1204 | Residential_2031_Economic_MW_Before Competition Groups_Basement Wall Insulation
Residential | Res ¦ Energy Star A Line, PAR, MR Lamps | 2031 | Economic | MW | Before Competition Groups | 77.7129 | 0 | 0 | 1410.5478 | 0.055094 | 5 | Residential_2031_Economic_MW_Before Competition Groups_5 | Energy Star A Line, PAR, MR Lamps | 5.509% | 0 | 77.7129 | Residential_2031_Economic_MW_Before Competition Groups_Energy Star A Line, PAR, MR Lamps
Residential | Res ¦ Ductless Mini-Split Air Conditioner | 2031 | Technical | MW | Before Competition Groups | 142.3002 | 0 | 0 | 2595.8167 | 0.054819 | 3 | Residential_2031_Technical_MW_Before Competition Groups_3 | Ductless Mini-Split Air Conditioner | 5.482% | 0 | 142.3002 | Residential_2031_Technical_MW_Before Competition Groups_Ductless Mini-Split Air Conditioner
Residential | Res ¦ Energy Star Air Source Heat Pump | 2031 | Economic | MW | Before Competition Groups | 76.7167 | 0 | 0 | 1410.5478 | 0.054388 | 6 | Residential_2031_Economic_MW_Before Competition Groups_6 | Energy Star Air Source Heat Pump | 5.439% | 0 | 76.7167 | Residential_2031_Economic_MW_Before Competition Groups_Energy Star Air Source Heat Pump
Residential | Res ¦ Ductless Mini-Split Heat Pump | 2031 | Technical | MW | Before Competition Groups | 138.0968 | 0 | 0 | 2595.8167 | 0.0532 | 4 | Residential_2031_Technical_MW_Before Competition Groups_4 | Ductless Mini-Split Heat Pump | 5.32% | 0 | 138.0968 | Residential_2031_Technical_MW_Before Competition Groups_Ductless Mini-Split Heat Pump
Residential | Res ¦ Energy Star Ground Source Heat Pump | 2031 | Technical | MW | Before Competition Groups | 135.7209 | 0 | 0 | 2595.8167 | 0.052284 | 5 | Residential_2031_Technical_MW_Before Competition Groups_5 | Energy Star Ground Source Heat Pump | 5.228% | 0 | 135.7209 | Residential_2031_Technical_MW_Before Competition Groups_Energy Star Ground Source Heat Pump
Residential | Res ¦ Energy Star LED Bulbs General Purpose LEDs | 2031 | Economic | MW | Before Competition Groups | 69.158 | 0 | 0 | 1410.5478 | 0.049029 | 7 | Residential_2031_Economic_MW_Before Competition Groups_7 | Energy Star LED Bulbs General Purpose LEDs | 4.903% | 0 | 69.158 | Residential_2031_Economic_MW_Before Competition Groups_Energy Star LED Bulbs General Purpose LEDs
Residential | Res ¦ Smart Power Bar | 2031 | Economic | MW | Before Competition Groups | 67.1625 | 0 | 0 | 1410.5478 | 0.047614 | 8 | Residential_2031_Economic_MW_Before Competition Groups_8 | Smart Power Bar | 4.761% | 0 | 67.1625 | Residential_2031_Economic_MW_Before Competition Groups_Smart Power Bar
Residential | Res ¦ Energy Star Clothes Washer | 2031 | Economic | MW | Before Competition Groups | 66.8009 | 0 | 0 | 1410.5478 | 0.047358 | 9 | Residential_2031_Economic_MW_Before Competition Groups_9 | Energy Star Clothes Washer | 4.736% | 0 | 66.8009 | Residential_2031_Economic_MW_Before Competition Groups_Energy Star Clothes Washer
Residential | Res ¦ Variable Speed Pool Pump Motor | 2031 | Economic | MW | Before Competition Groups | 65.1224 | 0 | 0 | 1410.5478 | 0.046168 | 10 | Residential_2031_Economic_MW_Before Competition Groups_10 | Variable Speed Pool Pump Motor | 4.617% | 0 | 65.1224 | Residential_2031_Economic_MW_Before Competition Groups_Variable Speed Pool Pump Motor
Residential | Res ¦ Attic Insulation | 2031 | Economic | MW | Before Competition Groups | 63.387 | 0 | 0 | 1410.5478 | 0.044938 | 11 | Residential_2031_Economic_MW_Before Competition Groups_11 | Attic Insulation | 4.494% | 0 | 63.387 | Residential_2031_Economic_MW_Before Competition Groups_Attic Insulation
Residential | Res ¦ Energy Star LED Specialty Bulbs | 2031 | Economic | MW | Before Competition Groups | 60.746 | 0 | 0 | 1410.5478 | 0.043066 | 12 | Residential_2031_Economic_MW_Before Competition Groups_12 | Energy Star LED Specialty Bulbs | 4.307% | 0 | 60.746 | Residential_2031_Economic_MW_Before Competition Groups_Energy Star LED Specialty Bulbs
Residential | Res ¦ Smart Burners | 2031 | Economic | MW | Before Competition Groups | 57.3835 | 0 | 0 | 1410.5478 | 0.040682 | 13 | Residential_2031_Economic_MW_Before Competition Groups_13 | Smart Burners | 4.068% | 0 | 57.3835 | Residential_2031_Economic_MW_Before Competition Groups_Smart Burners
Residential | Res ¦ Energy Star Room Air Conditioner | 2031 | Economic | MW | Before Competition Groups | 54.2757 | 0 | 0 | 1410.5478 | 0.038478 | 14 | Residential_2031_Economic_MW_Before Competition Groups_14 | Energy Star Room Air Conditioner | 3.848% | 0 | 54.2757 | Residential_2031_Economic_MW_Before Competition Groups_Energy Star Room Air Conditioner
Residential | Res ¦ Building Recommissioning, Operations and Maintenance (O&M) Improvements | 2031 | Technical | MW | Before Competition Groups | 92.3861 | 0 | 0 | 2595.8167 | 0.03559 | 6 | Residential_2031_Technical_MW_Before Competition Groups_6 | Building Recommissioning, Operations and Maintenance (O&M) Improvements | 3.559% | 0 | 92.3861 | Residential_2031_Technical_MW_Before Competition Groups_Building Recommissioning, Operations and Maintenance (O&M) Improvements
Residential | Res ¦ Smart Burners | 2031 | Technical | MW | Before Competition Groups | 91.398 | 0 | 0 | 2595.8167 | 0.03521 | 7 | Residential_2031_Technical_MW_Before Competition Groups_7 | Smart Burners | 3.521% | 0 | 91.398 | Residential_2031_Technical_MW_Before Competition Groups_Smart Burners
Residential | Res ¦ Energy Star Room Air Conditioner | 2031 | Achievable | MW | Before Competition Groups | 16.3568 | 0 | 0 | 495.5695 | 0.033006 | 6 | Residential_2031_Achievable_MW_Before Competition Groups_6 | Energy Star Room Air Conditioner | 3.301% | 0 | 16.3568 | Residential_2031_Achievable_MW_Before Competition Groups_Energy Star Room Air Conditioner
Residential | Res ¦ Energy Star Air Source Heat Pump | 2031 | Achievable | MW | Before Competition Groups | 16.298 | 0 | 0 | 495.5695 | 0.032887 | 7 | Residential_2031_Achievable_MW_Before Competition Groups_7 | Energy Star Air Source Heat Pump | 3.289% | 0 | 16.298 | Residential_2031_Achievable_MW_Before Competition Groups_Energy Star Air Source Heat Pump
Residential | Res ¦ Basement Wall Insulation | 2031 | Technical | MW | Before Competition Groups | 82.1204 | 0 | 0 | 2595.8167 | 0.031636 | 8 | Residential_2031_Technical_MW_Before Competition Groups_8 | Basement Wall Insulation | 3.164% | 0 | 82.1204 | Residential_2031_Technical_MW_Before Competition Groups_Basement Wall Insulation
Residential | Res ¦ Energy Star LED Bulbs General Purpose LEDs | 2031 | Achievable | MW | Before Competition Groups | 15.129 | 0 | 0 | 495.5695 | 0.030528 | 8 | Residential_2031_Achievable_MW_Before Competition Groups_8 | Energy Star LED Bulbs General Purpose LEDs | 3.053% | 0 | 15.129 | Residential_2031_Achievable_MW_Before Competition Groups_Energy Star LED Bulbs General Purpose LEDs
Residential | Res ¦ Energy Star Refrigerator | 2031 | Technical | MW | Before Competition Groups | 78.6096 | 0 | 0 | 2595.8167 | 0.030283 | 9 | Residential_2031_Technical_MW_Before Competition Groups_9 | Energy Star Refrigerator | 3.028% | 0 | 78.6096 | Residential_2031_Technical_MW_Before Competition Groups_Energy Star Refrigerator
Residential | Res ¦ Energy Star A Line, PAR, MR Lamps | 2031 | Technical | MW | Before Competition Groups | 77.7129 | 0 | 0 | 2595.8167 | 0.029938 | 10 | Residential_2031_Technical_MW_Before Competition Groups_10 | Energy Star A Line, PAR, MR Lamps | 2.994% | 0 | 77.7129 | Residential_2031_Technical_MW_Before Competition Groups_Energy Star A Line, PAR, MR Lamps
Residential | Res ¦ Energy Star Air Source Heat Pump | 2031 | Technical | MW | Before Competition Groups | 76.7167 | 0 | 0 | 2595.8167 | 0.029554 | 11 | Residential_2031_Technical_MW_Before Competition Groups_11 | Energy Star Air Source Heat Pump | 2.955% | 0 | 76.7167 | Residential_2031_Technical_MW_Before Competition Groups_Energy Star Air Source Heat Pump
Residential | Res ¦ Smart Burners | 2031 | Achievable | MW | Before Competition Groups | 14.175 | 0 | 0 | 495.5695 | 0.028603 | 9 | Residential_2031_Achievable_MW_Before Competition Groups_9 | Smart Burners | 2.86% | 0 | 14.175 | Residential_2031_Achievable_MW_Before Competition Groups_Smart Burners
Residential | Res ¦ Heat Pump Clothes Dryer | 2031 | Technical | MW | Before Competition Groups | 71.2301 | 0 | 0 | 2595.8167 | 0.02744 | 12 | Residential_2031_Technical_MW_Before Competition Groups_12 | Heat Pump Clothes Dryer | 2.744% | 0 | 71.2301 | Residential_2031_Technical_MW_Before Competition Groups_Heat Pump Clothes Dryer
Residential | Res ¦ Energy Star LED Specialty Bulbs | 2031 | Achievable | MW | Before Competition Groups | 13.4066 | 0 | 0 | 495.5695 | 0.027053 | 10 | Residential_2031_Achievable_MW_Before Competition Groups_10 | Energy Star LED Specialty Bulbs | 2.705% | 0 | 13.4066 | Residential_2031_Achievable_MW_Before Competition Groups_Energy Star LED Specialty Bulbs
Residential | Res ¦ Energy Star LED Bulbs General Purpose LEDs | 2031 | Technical | MW | Before Competition Groups | 69.158 | 0 | 0 | 2595.8167 | 0.026642 | 13 | Residential_2031_Technical_MW_Before Competition Groups_13 | Energy Star LED Bulbs General Purpose LEDs | 2.664% | 0 | 69.158 | Residential_2031_Technical_MW_Before Competition Groups_Energy Star LED Bulbs General Purpose LEDs
Residential | Res ¦ Basement or Crawlspace Insulation | 2031 | Technical | MW | Before Competition Groups | 68.3345 | 0 | 0 | 2595.8167 | 0.026325 | 14 | Residential_2031_Technical_MW_Before Competition Groups_14 | Basement or Crawlspace Insulation | 2.632% | 0 | 68.3345 | Residential_2031_Technical_MW_Before Competition Groups_Basement or Crawlspace Insulation
Residential | Res ¦ Smart Power Bar | 2031 | Technical | MW | Before Competition Groups | 67.1625 | 0 | 0 | 2595.8167 | 0.025873 | 15 | Residential_2031_Technical_MW_Before Competition Groups_15 | Smart Power Bar | 2.587% | 0 | 67.1625 | Residential_2031_Technical_MW_Before Competition Groups_Smart Power Bar
Residential | Res ¦ Energy Star Clothes Washer | 2031 | Technical | MW | Before Competition Groups | 66.8009 | 0 | 0 | 2595.8167 | 0.025734 | 16 | Residential_2031_Technical_MW_Before Competition Groups_16 | Energy Star Clothes Washer | 2.573% | 0 | 66.8009 | Residential_2031_Technical_MW_Before Competition Groups_Energy Star Clothes Washer
Residential | Res ¦ Variable Speed Pool Pump Motor | 2031 | Technical | MW | Before Competition Groups | 65.1224 | 0 | 0 | 2595.8167 | 0.025087 | 17 | Residential_2031_Technical_MW_Before Competition Groups_17 | Variable Speed Pool Pump Motor | 2.509% | 0 | 65.1224 | Residential_2031_Technical_MW_Before Competition Groups_Variable Speed Pool Pump Motor
Residential | Res ¦ Attic Insulation | 2031 | Technical | MW | Before Competition Groups | 63.387 | 0 | 0 | 2595.8167 | 0.024419 | 18 | Residential_2031_Technical_MW_Before Competition Groups_18 | Attic Insulation | 2.442% | 0 | 63.387 | Residential_2031_Technical_MW_Before Competition Groups_Attic Insulation
Residential | Res ¦ Basement Wall Insulation | 2031 | Achievable | MW | Before Competition Groups | 11.9639 | 0 | 0 | 495.5695 | 0.024142 | 11 | Residential_2031_Achievable_MW_Before Competition Groups_11 | Basement Wall Insulation | 2.414% | 0 | 11.9639 | Residential_2031_Achievable_MW_Before Competition Groups_Basement Wall Insulation
Residential | Res ¦ Energy Star LED Specialty Bulbs | 2031 | Technical | MW | Before Competition Groups | 60.746 | 0 | 0 | 2595.8167 | 0.023401 | 19 | Residential_2031_Technical_MW_Before Competition Groups_19 | Energy Star LED Specialty Bulbs | 2.34% | 0 | 60.746 | Residential_2031_Technical_MW_Before Competition Groups_Energy Star LED Specialty Bulbs
Residential | Res ¦ Induction Cooking Stove Top | 2031 | Technical | MW | Before Competition Groups | 56.3012 | 0 | 0 | 2595.8167 | 0.021689 | 20 | Residential_2031_Technical_MW_Before Competition Groups_20 | Induction Cooking Stove Top | 2.169% | 0 | 56.3012 | Residential_2031_Technical_MW_Before Competition Groups_Induction Cooking Stove Top
Residential | Res ¦ Energy Star Room Air Conditioner | 2031 | Technical | MW | Before Competition Groups | 55.0069 | 0 | 0 | 2595.8167 | 0.021191 | 21 | Residential_2031_Technical_MW_Before Competition Groups_21 | Energy Star Room Air Conditioner | 2.119% | 0 | 55.0069 | Residential_2031_Technical_MW_Before Competition Groups_Energy Star Room Air Conditioner
Residential | Res ¦ Occupancy Sensors MF | 2031 | Achievable | MW | Before Competition Groups | 10.3544 | 0 | 0 | 495.5695 | 0.020894 | 12 | Residential_2031_Achievable_MW_Before Competition Groups_12 | Occupancy Sensors MF | 2.089% | 0 | 10.3544 | Residential_2031_Achievable_MW_Before Competition Groups_Occupancy Sensors MF
Residential | Res ¦ Advanced BAS/Controllers | 2031 | Achievable | MW | Before Competition Groups | 10.2662 | 0 | 0 | 495.5695 | 0.020716 | 13 | Residential_2031_Achievable_MW_Before Competition Groups_13 | Advanced BAS/Controllers | 2.072% | 0 | 10.2662 | Residential_2031_Achievable_MW_Before Competition Groups_Advanced BAS/Controllers
Residential | Res ¦ Wall Insulation | 2031 | Technical | MW | Before Competition Groups | 49.6757 | 0 | 0 | 2595.8167 | 0.019137 | 22 | Residential_2031_Technical_MW_Before Competition Groups_22 | Wall Insulation | 1.914% | 0 | 49.6757 | Residential_2031_Technical_MW_Before Competition Groups_Wall Insulation
Residential | Res ¦ Clothes Drying Racks | 2031 | Achievable | MW | Before Competition Groups | 9.3303 | 0 | 0 | 495.5695 | 0.018827 | 14 | Residential_2031_Achievable_MW_Before Competition Groups_14 | Clothes Drying Racks | 1.883% | 0 | 9.3303 | Residential_2031_Achievable_MW_Before Competition Groups_Clothes Drying Racks
Residential | Res ¦ Attic Insulation | 2031 | Achievable | MW | Before Competition Groups | 9.2331 | 0 | 0 | 495.5695 | 0.018631 | 15 | Residential_2031_Achievable_MW_Before Competition Groups_15 | Attic Insulation | 1.863% | 0 | 9.2331 | Residential_2031_Achievable_MW_Before Competition Groups_Attic Insulation
Residential | Res ¦ Energy Star A Line, PAR, MR Lamps | 2031 | Achievable | MW | Before Competition Groups | 8.9841 | 0 | 0 | 495.5695 | 0.018129 | 16 | Residential_2031_Achievable_MW_Before Competition Groups_16 | Energy Star A Line, PAR, MR Lamps | 1.813% | 0 | 8.9841 | Residential_2031_Achievable_MW_Before Competition Groups_Energy Star A Line, PAR, MR Lamps
Residential | Res ¦ Networked/ Connected - Indoor LED Lamp | 2031 | Technical | MW | Before Competition Groups | 46.9257 | 0 | 0 | 2595.8167 | 0.018077 | 23 | Residential_2031_Technical_MW_Before Competition Groups_23 | Networked/ Connected - Indoor LED Lamp | 1.808% | 0 | 46.9257 | Residential_2031_Technical_MW_Before Competition Groups_Networked/ Connected - Indoor LED Lamp
Residential | Res ¦ Refrigerator Recycling | 2031 | Achievable | MW | Before Competition Groups | 7.9102 | 0 | 0 | 495.5695 | 0.015962 | 17 | Residential_2031_Achievable_MW_Before Competition Groups_17 | Refrigerator Recycling | 1.596% | 0 | 7.9102 | Residential_2031_Achievable_MW_Before Competition Groups_Refrigerator Recycling
Residential | Res ¦ Energy Star Clothes Dryer | 2031 | Technical | MW | Before Competition Groups | 40.6844 | 0 | 0 | 2595.8167 | 0.015673 | 24 | Residential_2031_Technical_MW_Before Competition Groups_24 | Energy Star Clothes Dryer | 1.567% | 0 | 40.6844 | Residential_2031_Technical_MW_Before Competition Groups_Energy Star Clothes Dryer
Residential | Res ¦ Freezer Recycling | 2031 | Achievable | MW | Before Competition Groups | 7.3529 | 0 | 0 | 495.5695 | 0.014837 | 18 | Residential_2031_Achievable_MW_Before Competition Groups_18 | Freezer Recycling | 1.484% | 0 | 7.3529 | Residential_2031_Achievable_MW_Before Competition Groups_Freezer Recycling
Residential | Res ¦ Duct Insulation | 2031 | Economic | MW | Before Competition Groups | 20.2357 | 0 | 0 | 1410.5478 | 0.014346 | 15 | Residential_2031_Economic_MW_Before Competition Groups_15 | Duct Insulation | 1.435% | 0 | 20.2357 | Residential_2031_Economic_MW_Before Competition Groups_Duct Insulation
Residential | Res ¦ Energy Star Torchiere | 2031 | Achievable | MW | Before Competition Groups | 7.0137 | 0 | 0 | 495.5695 | 0.014153 | 19 | Residential_2031_Achievable_MW_Before Competition Groups_19 | Energy Star Torchiere | 1.415% | 0 | 7.0137 | Residential_2031_Achievable_MW_Before Competition Groups_Energy Star Torchiere
Residential | Res ¦ High Efficiency Chiller (avg of water and air cooled) | 2031 | Achievable | MW | Before Competition Groups | 6.7673 | 0 | 0 | 495.5695 | 0.013656 | 20 | Residential_2031_Achievable_MW_Before Competition Groups_20 | High Efficiency Chiller (avg of water and air cooled) | 1.366% | 0 | 6.7673 | Residential_2031_Achievable_MW_Before Competition Groups_High Efficiency Chiller (avg of water and air cooled)
Residential | Res ¦ Smart Power Bar | 2031 | Achievable | MW | Before Competition Groups | 6.2108 | 0 | 0 | 495.5695 | 0.012533 | 21 | Residential_2031_Achievable_MW_Before Competition Groups_21 | Smart Power Bar | 1.253% | 0 | 6.2108 | Residential_2031_Achievable_MW_Before Competition Groups_Smart Power Bar
Residential | Res ¦ Lighting Motion Sensors, Timers, Dimmers | 2031 | Technical | MW | Before Competition Groups | 32.5121 | 0 | 0 | 2595.8167 | 0.012525 | 25 | Residential_2031_Technical_MW_Before Competition Groups_25 | Lighting Motion Sensors, Timers, Dimmers | 1.252% | 0 | 32.5121 | Residential_2031_Technical_MW_Before Competition Groups_Lighting Motion Sensors, Timers, Dimmers
Residential | Res ¦ Air Sealing | 2031 | Economic | MW | Before Competition Groups | 17.5069 | 0 | 0 | 1410.5478 | 0.012411 | 16 | Residential_2031_Economic_MW_Before Competition Groups_16 | Air Sealing | 1.241% | 0 | 17.5069 | Residential_2031_Economic_MW_Before Competition Groups_Air Sealing
Residential | Res ¦ Floor Insulation | 2031 | Economic | MW | Before Competition Groups | 16.6426 | 0 | 0 | 1410.5478 | 0.011799 | 17 | Residential_2031_Economic_MW_Before Competition Groups_17 | Floor Insulation | 1.18% | 0 | 16.6426 | Residential_2031_Economic_MW_Before Competition Groups_Floor Insulation
Residential | Res ¦ Variable Refrigerant Flow Heat Pump | 2031 | Technical | MW | Before Competition Groups | 29.1637 | 0 | 0 | 2595.8167 | 0.011235 | 26 | Residential_2031_Technical_MW_Before Competition Groups_26 | Variable Refrigerant Flow Heat Pump | 1.123% | 0 | 29.1637 | Residential_2031_Technical_MW_Before Competition Groups_Variable Refrigerant Flow Heat Pump
Residential | Res ¦ Energy Star Light Fixture | 2031 | Achievable | MW | Before Competition Groups | 5.519 | 0 | 0 | 495.5695 | 0.011137 | 22 | Residential_2031_Achievable_MW_Before Competition Groups_22 | Energy Star Light Fixture | 1.114% | 0 | 5.519 | Residential_2031_Achievable_MW_Before Competition Groups_Energy Star Light Fixture
Residential | Res ¦ Energy Star Torchiere | 2031 | Economic | MW | Before Competition Groups | 14.1046 | 0 | 0 | 1410.5478 | 0.0099994 | 18 | Residential_2031_Economic_MW_Before Competition Groups_18 | Energy Star Torchiere | 0.9999% | 0 | 14.1046 | Residential_2031_Economic_MW_Before Competition Groups_Energy Star Torchiere
Residential | Res ¦ Energy Star Clothes Dryer | 2031 | Achievable | MW | Before Competition Groups | 4.871 | 0 | 0 | 495.5695 | 0.0098291 | 23 | Residential_2031_Achievable_MW_Before Competition Groups_23 | Energy Star Clothes Dryer | 0.9829% | 0 | 4.871 | Residential_2031_Achievable_MW_Before Competition Groups_Energy Star Clothes Dryer
Residential | Res ¦ Occupancy Sensors MF | 2031 | Economic | MW | Before Competition Groups | 13.6852 | 0 | 0 | 1410.5478 | 0.0097021 | 19 | Residential_2031_Economic_MW_Before Competition Groups_19 | Occupancy Sensors MF | 0.9702% | 0 | 13.6852 | Residential_2031_Economic_MW_Before Competition Groups_Occupancy Sensors MF
Residential | Res ¦ Advanced BAS/Controllers | 2031 | Economic | MW | Before Competition Groups | 13.4954 | 0 | 0 | 1410.5478 | 0.0095675 | 20 | Residential_2031_Economic_MW_Before Competition Groups_20 | Advanced BAS/Controllers | 0.9567% | 0 | 13.4954 | Residential_2031_Economic_MW_Before Competition Groups_Advanced BAS/Controllers
Residential | Res ¦ Ceiling Insulation | 2031 | Technical | MW | Before Competition Groups | 24.744 | 0 | 0 | 2595.8167 | 0.0095323 | 27 | Residential_2031_Technical_MW_Before Competition Groups_27 | Ceiling Insulation | 0.9532% | 0 | 24.744 | Residential_2031_Technical_MW_Before Competition Groups_Ceiling Insulation
Residential | Res ¦ Wall Insulation | 2031 | Economic | MW | Before Competition Groups | 12.6317 | 0 | 0 | 1410.5478 | 0.0089552 | 21 | Residential_2031_Economic_MW_Before Competition Groups_21 | Wall Insulation | 0.8955% | 0 | 12.6317 | Residential_2031_Economic_MW_Before Competition Groups_Wall Insulation
Residential | Res ¦ Clothes Drying Racks | 2031 | Economic | MW | Before Competition Groups | 12.2688 | 0 | 0 | 1410.5478 | 0.0086979 | 22 | Residential_2031_Economic_MW_Before Competition Groups_22 | Clothes Drying Racks | 0.8698% | 0 | 12.2688 | Residential_2031_Economic_MW_Before Competition Groups_Clothes Drying Racks
Residential | Res ¦ Energy Star Clothes Dryer | 2031 | Economic | MW | Before Competition Groups | 12.1657 | 0 | 0 | 1410.5478 | 0.0086248 | 23 | Residential_2031_Economic_MW_Before Competition Groups_23 | Energy Star Clothes Dryer | 0.8625% | 0 | 12.1657 | Residential_2031_Economic_MW_Before Competition Groups_Energy Star Clothes Dryer
Residential | Res ¦ Energy Star Light Fixture | 2031 | Economic | MW | Before Competition Groups | 11.5428 | 0 | 0 | 1410.5478 | 0.0081832 | 24 | Residential_2031_Economic_MW_Before Competition Groups_24 | Energy Star Light Fixture | 0.8183% | 0 | 11.5428 | Residential_2031_Economic_MW_Before Competition Groups_Energy Star Light Fixture
Residential | Res ¦ Duct Insulation | 2031 | Technical | MW | Before Competition Groups | 20.6316 | 0 | 0 | 2595.8167 | 0.007948 | 28 | Residential_2031_Technical_MW_Before Competition Groups_28 | Duct Insulation | 0.7948% | 0 | 20.6316 | Residential_2031_Technical_MW_Before Competition Groups_Duct Insulation
Residential | Res ¦ Air Source Heat Pump | 2031 | Technical | MW | Before Competition Groups | 20.0039 | 0 | 0 | 2595.8167 | 0.0077062 | 29 | Residential_2031_Technical_MW_Before Competition Groups_29 | Air Source Heat Pump | 0.7706% | 0 | 20.0039 | Residential_2031_Technical_MW_Before Competition Groups_Air Source Heat Pump
Residential | Res ¦ Energy Star Light Fixture | 2031 | Technical | MW | Before Competition Groups | 19.1356 | 0 | 0 | 2595.8167 | 0.0073717 | 30 | Residential_2031_Technical_MW_Before Competition Groups_30 | Energy Star Light Fixture | 0.7372% | 0 | 19.1356 | Residential_2031_Technical_MW_Before Competition Groups_Energy Star Light Fixture
Residential | Res ¦ Refrigerator Recycling | 2031 | Economic | MW | Before Competition Groups | 10.3981 | 0 | 0 | 1410.5478 | 0.0073717 | 25 | Residential_2031_Economic_MW_Before Competition Groups_25 | Refrigerator Recycling | 0.7372% | 0 | 10.3981 | Residential_2031_Economic_MW_Before Competition Groups_Refrigerator Recycling
Residential | Res ¦ Freezer Recycling | 2031 | Economic | MW | Before Competition Groups | 9.6858 | 0 | 0 | 1410.5478 | 0.0068667 | 26 | Residential_2031_Economic_MW_Before Competition Groups_26 | Freezer Recycling | 0.6867% | 0 | 9.6858 | Residential_2031_Economic_MW_Before Competition Groups_Freezer Recycling
Residential | Res ¦ Air Sealing | 2031 | Technical | MW | Before Competition Groups | 17.5069 | 0 | 0 | 2595.8167 | 0.0067443 | 31 | Residential_2031_Technical_MW_Before Competition Groups_31 | Air Sealing | 0.6744% | 0 | 17.5069 | Residential_2031_Technical_MW_Before Competition Groups_Air Sealing
Residential | Res ¦ Basement or Crawlspace Insulation | 2031 | Economic | MW | Before Competition Groups | 9.3478 | 0 | 0 | 1410.5478 | 0.0066271 | 27 | Residential_2031_Economic_MW_Before Competition Groups_27 | Basement or Crawlspace Insulation | 0.6627% | 0 | 9.3478 | Residential_2031_Economic_MW_Before Competition Groups_Basement or Crawlspace Insulation
Residential | Res ¦ Central Air Conditioner Maintenance | 2031 | Technical | MW | Before Competition Groups | 16.9039 | 0 | 0 | 2595.8167 | 0.006512 | 32 | Residential_2031_Technical_MW_Before Competition Groups_32 | Central Air Conditioner Maintenance | 0.6512% | 0 | 16.9039 | Residential_2031_Technical_MW_Before Competition Groups_Central Air Conditioner Maintenance
Residential | Res ¦ Floor Insulation | 2031 | Technical | MW | Before Competition Groups | 16.6426 | 0 | 0 | 2595.8167 | 0.0064113 | 33 | Residential_2031_Technical_MW_Before Competition Groups_33 | Floor Insulation | 0.6411% | 0 | 16.6426 | Residential_2031_Technical_MW_Before Competition Groups_Floor Insulation
Residential | Res ¦ Home Energy Reports | 2031 | Technical | MW | Before Competition Groups | 16.5543 | 0 | 0 | 2595.8167 | 0.0063773 | 34 | Residential_2031_Technical_MW_Before Competition Groups_34 | Home Energy Reports | 0.6377% | 0 | 16.5543 | Residential_2031_Technical_MW_Before Competition Groups_Home Energy Reports
Residential | Res ¦ Dehumidifier Recycling | 2031 | Technical | MW | Before Competition Groups | 15.4333 | 0 | 0 | 2595.8167 | 0.0059455 | 35 | Residential_2031_Technical_MW_Before Competition Groups_35 | Dehumidifier Recycling | 0.5945% | 0 | 15.4333 | Residential_2031_Technical_MW_Before Competition Groups_Dehumidifier Recycling
Residential | Res ¦ Duct Insulation | 2031 | Achievable | MW | Before Competition Groups | 2.8696 | 0 | 0 | 495.5695 | 0.0057906 | 24 | Residential_2031_Achievable_MW_Before Competition Groups_24 | Duct Insulation | 0.5791% | 0 | 2.8696 | Residential_2031_Achievable_MW_Before Competition Groups_Duct Insulation
Residential | Res ¦ Duct Insulation MF | 2031 | Economic | MW | Before Competition Groups | 7.7958 | 0 | 0 | 1410.5478 | 0.0055268 | 28 | Residential_2031_Economic_MW_Before Competition Groups_28 | Duct Insulation MF | 0.5527% | 0 | 7.7958 | Residential_2031_Economic_MW_Before Competition Groups_Duct Insulation MF
Residential | Res ¦ Outside Air Economizer | 2031 | Achievable | MW | Before Competition Groups | 2.6954 | 0 | 0 | 495.5695 | 0.005439 | 25 | Residential_2031_Achievable_MW_Before Competition Groups_25 | Outside Air Economizer | 0.5439% | 0 | 2.6954 | Residential_2031_Achievable_MW_Before Competition Groups_Outside Air Economizer
Residential | Res ¦ Energy Star Torchiere | 2031 | Technical | MW | Before Competition Groups | 14.1046 | 0 | 0 | 2595.8167 | 0.0054336 | 36 | Residential_2031_Technical_MW_Before Competition Groups_36 | Energy Star Torchiere | 0.5434% | 0 | 14.1046 | Residential_2031_Technical_MW_Before Competition Groups_Energy Star Torchiere
Residential | Res ¦ High Efficiency Chiller (avg of water and air cooled) | 2031 | Economic | MW | Before Competition Groups | 7.653 | 0 | 0 | 1410.5478 | 0.0054256 | 29 | Residential_2031_Economic_MW_Before Competition Groups_29 | High Efficiency Chiller (avg of water and air cooled) | 0.5426% | 0 | 7.653 | Residential_2031_Economic_MW_Before Competition Groups_High Efficiency Chiller (avg of water and air cooled)
Residential | Res ¦ Occupancy Sensors MF | 2031 | Technical | MW | Before Competition Groups | 13.6852 | 0 | 0 | 2595.8167 | 0.005272 | 37 | Residential_2031_Technical_MW_Before Competition Groups_37 | Occupancy Sensors MF | 0.5272% | 0 | 13.6852 | Residential_2031_Technical_MW_Before Competition Groups_Occupancy Sensors MF
Residential | Res ¦ Advanced BAS/Controllers | 2031 | Technical | MW | Before Competition Groups | 13.4954 | 0 | 0 | 2595.8167 | 0.0051989 | 38 | Residential_2031_Technical_MW_Before Competition Groups_38 | Advanced BAS/Controllers | 0.5199% | 0 | 13.4954 | Residential_2031_Technical_MW_Before Competition Groups_Advanced BAS/Controllers
Residential | Res ¦ Air Sealing | 2031 | Achievable | MW | Before Competition Groups | 2.5504 | 0 | 0 | 495.5695 | 0.0051464 | 26 | Residential_2031_Achievable_MW_Before Competition Groups_26 | Air Sealing | 0.5146% | 0 | 2.5504 | Residential_2031_Achievable_MW_Before Competition Groups_Air Sealing
Residential | Res ¦ Floor Insulation | 2031 | Achievable | MW | Before Competition Groups | 2.4233 | 0 | 0 | 495.5695 | 0.0048899 | 27 | Residential_2031_Achievable_MW_Before Competition Groups_27 | Floor Insulation | 0.489% | 0 | 2.4233 | Residential_2031_Achievable_MW_Before Competition Groups_Floor Insulation
Residential | Res ¦ Clothes Drying Racks | 2031 | Technical | MW | Before Competition Groups | 12.2688 | 0 | 0 | 2595.8167 | 0.0047264 | 39 | Residential_2031_Technical_MW_Before Competition Groups_39 | Clothes Drying Racks | 0.4726% | 0 | 12.2688 | Residential_2031_Technical_MW_Before Competition Groups_Clothes Drying Racks
Residential | Res ¦ LED Tube Re-Lamp | 2031 | Achievable | MW | Before Competition Groups | 2.0324 | 0 | 0 | 495.5695 | 0.0041012 | 28 | Residential_2031_Achievable_MW_Before Competition Groups_28 | LED Tube Re-Lamp | 0.4101% | 0 | 2.0324 | Residential_2031_Achievable_MW_Before Competition Groups_LED Tube Re-Lamp
Residential | Res ¦ ENERGY STAR LED LAMPS (REFLECTOR LAMPs/MR16/PAR 16) | 2031 | Achievable | MW | Before Competition Groups | 1.9989 | 0 | 0 | 495.5695 | 0.0040335 | 29 | Residential_2031_Achievable_MW_Before Competition Groups_29 | ENERGY STAR LED LAMPS (REFLECTOR LAMPs/MR16/PAR 16) | 0.4034% | 0 | 1.9989 | Residential_2031_Achievable_MW_Before Competition Groups_ENERGY STAR LED LAMPS (REFLECTOR LAMPs/MR16/PAR 16)
Residential | Res ¦ Refrigerator Recycling | 2031 | Technical | MW | Before Competition Groups | 10.3981 | 0 | 0 | 2595.8167 | 0.0040057 | 40 | Residential_2031_Technical_MW_Before Competition Groups_40 | Refrigerator Recycling | 0.4006% | 0 | 10.3981 | Residential_2031_Technical_MW_Before Competition Groups_Refrigerator Recycling
Residential | Res ¦ Minimize Hot and Warm Clothes Wash | 2031 | Achievable | MW | Before Competition Groups | 1.934 | 0 | 0 | 495.5695 | 0.0039026 | 30 | Residential_2031_Achievable_MW_Before Competition Groups_30 | Minimize Hot and Warm Clothes Wash | 0.3903% | 0 | 1.934 | Residential_2031_Achievable_MW_Before Competition Groups_Minimize Hot and Warm Clothes Wash
Residential | Res ¦ Home Energy Reports | 2031 | Achievable | MW | Before Competition Groups | 1.8509 | 0 | 0 | 495.5695 | 0.0037348 | 31 | Residential_2031_Achievable_MW_Before Competition Groups_31 | Home Energy Reports | 0.3735% | 0 | 1.8509 | Residential_2031_Achievable_MW_Before Competition Groups_Home Energy Reports
Residential | Res ¦ Freezer Recycling | 2031 | Technical | MW | Before Competition Groups | 9.6858 | 0 | 0 | 2595.8167 | 0.0037313 | 41 | Residential_2031_Technical_MW_Before Competition Groups_41 | Freezer Recycling | 0.3731% | 0 | 9.6858 | Residential_2031_Technical_MW_Before Competition Groups_Freezer Recycling
Residential | Res ¦ Minimize Hot and Warm Clothes Wash | 2031 | Economic | MW | Before Competition Groups | 5.1207 | 0 | 0 | 1410.5478 | 0.0036303 | 30 | Residential_2031_Economic_MW_Before Competition Groups_30 | Minimize Hot and Warm Clothes Wash | 0.363% | 0 | 5.1207 | Residential_2031_Economic_MW_Before Competition Groups_Minimize Hot and Warm Clothes Wash
Residential | Res ¦ Duct Insulation MF | 2031 | Technical | MW | Before Competition Groups | 9.2965 | 0 | 0 | 2595.8167 | 0.0035813 | 42 | Residential_2031_Technical_MW_Before Competition Groups_42 | Duct Insulation MF | 0.3581% | 0 | 9.2965 | Residential_2031_Technical_MW_Before Competition Groups_Duct Insulation MF
Residential | Res ¦ Wall Insulation | 2031 | Achievable | MW | Before Competition Groups | 1.7624 | 0 | 0 | 495.5695 | 0.0035563 | 32 | Residential_2031_Achievable_MW_Before Competition Groups_32 | Wall Insulation | 0.3556% | 0 | 1.7624 | Residential_2031_Achievable_MW_Before Competition Groups_Wall Insulation
Residential | Res ¦ Energy Star Dehumidifier | 2031 | Technical | MW | Before Competition Groups | 9.0731 | 0 | 0 | 2595.8167 | 0.0034953 | 43 | Residential_2031_Technical_MW_Before Competition Groups_43 | Energy Star Dehumidifier | 0.3495% | 0 | 9.0731 | Residential_2031_Technical_MW_Before Competition Groups_Energy Star Dehumidifier
Residential | Res ¦ Furnace Whistle | 2031 | Achievable | MW | Before Competition Groups | 1.6874 | 0 | 0 | 495.5695 | 0.003405 | 33 | Residential_2031_Achievable_MW_Before Competition Groups_33 | Furnace Whistle | 0.3405% | 0 | 1.6874 | Residential_2031_Achievable_MW_Before Competition Groups_Furnace Whistle
Residential | Res ¦ Home Energy Reports | 2031 | Economic | MW | Before Competition Groups | 4.6699 | 0 | 0 | 1410.5478 | 0.0033107 | 31 | Residential_2031_Economic_MW_Before Competition Groups_31 | Home Energy Reports | 0.3311% | 0 | 4.6699 | Residential_2031_Economic_MW_Before Competition Groups_Home Energy Reports
Residential | Res ¦ Energy Star Freezer | 2031 | Achievable | MW | Before Competition Groups | 1.5202 | 0 | 0 | 495.5695 | 0.0030676 | 34 | Residential_2031_Achievable_MW_Before Competition Groups_34 | Energy Star Freezer | 0.3068% | 0 | 1.5202 | Residential_2031_Achievable_MW_Before Competition Groups_Energy Star Freezer
Residential | Res ¦ Energy Star Freezer | 2031 | Technical | MW | Before Competition Groups | 7.954 | 0 | 0 | 2595.8167 | 0.0030642 | 44 | Residential_2031_Technical_MW_Before Competition Groups_44 | Energy Star Freezer | 0.3064% | 0 | 7.954 | Residential_2031_Technical_MW_Before Competition Groups_Energy Star Freezer
Residential | Res ¦ Ceiling Insulation | 2031 | Economic | MW | Before Competition Groups | 4.2508 | 0 | 0 | 1410.5478 | 0.0030136 | 32 | Residential_2031_Economic_MW_Before Competition Groups_32 | Ceiling Insulation | 0.3014% | 0 | 4.2508 | Residential_2031_Economic_MW_Before Competition Groups_Ceiling Insulation
Residential | Res ¦ High Efficiency Chiller (avg of water and air cooled) | 2031 | Technical | MW | Before Competition Groups | 7.653 | 0 | 0 | 2595.8167 | 0.0029482 | 45 | Residential_2031_Technical_MW_Before Competition Groups_45 | High Efficiency Chiller (avg of water and air cooled) | 0.2948% | 0 | 7.653 | Residential_2031_Technical_MW_Before Competition Groups_High Efficiency Chiller (avg of water and air cooled)
Residential | Res ¦ Comprehensive Draft Proofing | 2031 | Achievable | MW | Before Competition Groups | 1.4577 | 0 | 0 | 495.5695 | 0.0029415 | 35 | Residential_2031_Achievable_MW_Before Competition Groups_35 | Comprehensive Draft Proofing | 0.2942% | 0 | 1.4577 | Residential_2031_Achievable_MW_Before Competition Groups_Comprehensive Draft Proofing
Residential | Res ¦ INTEGRAL LED TROFFERS | 2031 | Technical | MW | Before Competition Groups | 7.4835 | 0 | 0 | 2595.8167 | 0.0028829 | 46 | Residential_2031_Technical_MW_Before Competition Groups_46 | INTEGRAL LED TROFFERS | 0.2883% | 0 | 7.4835 | Residential_2031_Technical_MW_Before Competition Groups_INTEGRAL LED TROFFERS
Residential | Res ¦ Variable Frequency Drive (VFD) | 2031 | Achievable | MW | Before Competition Groups | 1.4136 | 0 | 0 | 495.5695 | 0.0028526 | 36 | Residential_2031_Achievable_MW_Before Competition Groups_36 | Variable Frequency Drive (VFD) | 0.2853% | 0 | 1.4136 | Residential_2031_Achievable_MW_Before Competition Groups_Variable Frequency Drive (VFD)
Residential | Res ¦ CO Sensors for parking garage exhaust fans | 2031 | Achievable | MW | Before Competition Groups | 1.3936 | 0 | 0 | 495.5695 | 0.0028122 | 37 | Residential_2031_Achievable_MW_Before Competition Groups_37 | CO Sensors for parking garage exhaust fans | 0.2812% | 0 | 1.3936 | Residential_2031_Achievable_MW_Before Competition Groups_CO Sensors for parking garage exhaust fans
Residential | Res ¦ Energy Star Windows | 2031 | Technical | MW | Before Competition Groups | 7.0877 | 0 | 0 | 2595.8167 | 0.0027304 | 47 | Residential_2031_Technical_MW_Before Competition Groups_47 | Energy Star Windows | 0.273% | 0 | 7.0877 | Residential_2031_Technical_MW_Before Competition Groups_Energy Star Windows
Residential | Res ¦ Furnace with ECM | 2031 | Technical | MW | Before Competition Groups | 6.7446 | 0 | 0 | 2595.8167 | 0.0025983 | 48 | Residential_2031_Technical_MW_Before Competition Groups_48 | Furnace with ECM | 0.2598% | 0 | 6.7446 | Residential_2031_Technical_MW_Before Competition Groups_Furnace with ECM
Residential | Res ¦ Outside Air Economizer | 2031 | Economic | MW | Before Competition Groups | 3.3236 | 0 | 0 | 1410.5478 | 0.0023562 | 33 | Residential_2031_Economic_MW_Before Competition Groups_33 | Outside Air Economizer | 0.2356% | 0 | 3.3236 | Residential_2031_Economic_MW_Before Competition Groups_Outside Air Economizer
Residential | Res ¦ Heat Recovery Ventilator | 2031 | Economic | MW | Before Competition Groups | 3.135 | 0 | 0 | 1410.5478 | 0.0022225 | 34 | Residential_2031_Economic_MW_Before Competition Groups_34 | Heat Recovery Ventilator | 0.2223% | 0 | 3.135 | Residential_2031_Economic_MW_Before Competition Groups_Heat Recovery Ventilator
Residential | Res ¦ Duct Insulation MF | 2031 | Achievable | MW | Before Competition Groups | 1.0814 | 0 | 0 | 495.5695 | 0.0021822 | 38 | Residential_2031_Achievable_MW_Before Competition Groups_38 | Duct Insulation MF | 0.2182% | 0 | 1.0814 | Residential_2031_Achievable_MW_Before Competition Groups_Duct Insulation MF
Residential | Res ¦ LED Downlight | 2031 | Achievable | MW | Before Competition Groups | 1.0554 | 0 | 0 | 495.5695 | 0.0021297 | 39 | Residential_2031_Achievable_MW_Before Competition Groups_39 | LED Downlight | 0.213% | 0 | 1.0554 | Residential_2031_Achievable_MW_Before Competition Groups_LED Downlight
Residential | Res ¦ Networked/ Connected - Indoor LED Luminaire | 2031 | Technical | MW | Before Competition Groups | 5.1865 | 0 | 0 | 2595.8167 | 0.001998 | 49 | Residential_2031_Technical_MW_Before Competition Groups_49 | Networked/ Connected - Indoor LED Luminaire | 0.1998% | 0 | 5.1865 | Residential_2031_Technical_MW_Before Competition Groups_Networked/ Connected - Indoor LED Luminaire
Residential | Res ¦ Demand Control Ventilation | 2031 | Achievable | MW | Before Competition Groups | 0.98416 | 0 | 0 | 495.5695 | 0.0019859 | 40 | Residential_2031_Achievable_MW_Before Competition Groups_40 | Demand Control Ventilation | 0.1986% | 0 | 0.98416 | Residential_2031_Achievable_MW_Before Competition Groups_Demand Control Ventilation
Residential | Res ¦ Minimize Hot and Warm Clothes Wash | 2031 | Technical | MW | Before Competition Groups | 5.1207 | 0 | 0 | 2595.8167 | 0.0019727 | 50 | Residential_2031_Technical_MW_Before Competition Groups_50 | Minimize Hot and Warm Clothes Wash | 0.1973% | 0 | 5.1207 | Residential_2031_Technical_MW_Before Competition Groups_Minimize Hot and Warm Clothes Wash
Residential | Res ¦ LED Parking Lot Fixture | 2031 | Achievable | MW | Before Competition Groups | 0.89394 | 0 | 0 | 495.5695 | 0.0018039 | 41 | Residential_2031_Achievable_MW_Before Competition Groups_41 | LED Parking Lot Fixture | 0.1804% | 0 | 0.89394 | Residential_2031_Achievable_MW_Before Competition Groups_LED Parking Lot Fixture
Residential | Res ¦ Central Lighting Control System | 2031 | Technical | MW | Before Competition Groups | 4.6721 | 0 | 0 | 2595.8167 | 0.0017999 | 51 | Residential_2031_Technical_MW_Before Competition Groups_51 | Central Lighting Control System | 0.18% | 0 | 4.6721 | Residential_2031_Technical_MW_Before Competition Groups_Central Lighting Control System
Residential | Res ¦ Water Heater Temperature Setback | 2031 | Achievable | MW | Before Competition Groups | 0.88416 | 0 | 0 | 495.5695 | 0.0017841 | 42 | Residential_2031_Achievable_MW_Before Competition Groups_42 | Water Heater Temperature Setback | 0.1784% | 0 | 0.88416 | Residential_2031_Achievable_MW_Before Competition Groups_Water Heater Temperature Setback
Residential | Res ¦ LED Downlight | 2031 | Technical | MW | Before Competition Groups | 4.4607 | 0 | 0 | 2595.8167 | 0.0017184 | 52 | Residential_2031_Technical_MW_Before Competition Groups_52 | LED Downlight | 0.1718% | 0 | 4.4607 | Residential_2031_Technical_MW_Before Competition Groups_LED Downlight
Residential | Res ¦ Passive Attic Ventilation | 2031 | Technical | MW | Before Competition Groups | 4.3844 | 0 | 0 | 2595.8167 | 0.001689 | 53 | Residential_2031_Technical_MW_Before Competition Groups_53 | Passive Attic Ventilation | 0.1689% | 0 | 4.3844 | Residential_2031_Technical_MW_Before Competition Groups_Passive Attic Ventilation
Residential | Res ¦ Heat Pump Water Heater | 2031 | Technical | MW | Before Competition Groups | 4.3648 | 0 | 0 | 2595.8167 | 0.0016815 | 54 | Residential_2031_Technical_MW_Before Competition Groups_54 | Heat Pump Water Heater | 0.1681% | 0 | 4.3648 | Residential_2031_Technical_MW_Before Competition Groups_Heat Pump Water Heater
Residential | Res ¦ Demand Control Ventilation | 2031 | Economic | MW | Before Competition Groups | 2.3651 | 0 | 0 | 1410.5478 | 0.0016767 | 35 | Residential_2031_Economic_MW_Before Competition Groups_35 | Demand Control Ventilation | 0.1677% | 0 | 2.3651 | Residential_2031_Economic_MW_Before Competition Groups_Demand Control Ventilation
Residential | Res ¦ ENERGY STAR LED LAMPS (REFLECTOR LAMPs/MR16/PAR 16) | 2031 | Economic | MW | Before Competition Groups | 2.3031 | 0 | 0 | 1410.5478 | 0.0016328 | 36 | Residential_2031_Economic_MW_Before Competition Groups_36 | ENERGY STAR LED LAMPS (REFLECTOR LAMPs/MR16/PAR 16) | 0.1633% | 0 | 2.3031 | Residential_2031_Economic_MW_Before Competition Groups_ENERGY STAR LED LAMPS (REFLECTOR LAMPs/MR16/PAR 16)
Residential | Res ¦ Furnace Whistle | 2031 | Economic | MW | Before Competition Groups | 2.218 | 0 | 0 | 1410.5478 | 0.0015724 | 37 | Residential_2031_Economic_MW_Before Competition Groups_37 | Furnace Whistle | 0.1572% | 0 | 2.218 | Residential_2031_Economic_MW_Before Competition Groups_Furnace Whistle
Residential | Res ¦ LED Tube Re-Lamp | 2031 | Economic | MW | Before Competition Groups | 2.1592 | 0 | 0 | 1410.5478 | 0.0015308 | 38 | Residential_2031_Economic_MW_Before Competition Groups_38 | LED Tube Re-Lamp | 0.1531% | 0 | 2.1592 | Residential_2031_Economic_MW_Before Competition Groups_LED Tube Re-Lamp
Residential | Res ¦ Tankless Water Heater | 2031 | Technical | MW | Before Competition Groups | 3.9481 | 0 | 0 | 2595.8167 | 0.001521 | 55 | Residential_2031_Technical_MW_Before Competition Groups_55 | Tankless Water Heater | 0.1521% | 0 | 3.9481 | Residential_2031_Technical_MW_Before Competition Groups_Tankless Water Heater
Residential | Res ¦ CO Sensors for parking garage exhaust fans | 2031 | Economic | MW | Before Competition Groups | 2.0969 | 0 | 0 | 1410.5478 | 0.0014866 | 39 | Residential_2031_Economic_MW_Before Competition Groups_39 | CO Sensors for parking garage exhaust fans | 0.1487% | 0 | 2.0969 | Residential_2031_Economic_MW_Before Competition Groups_CO Sensors for parking garage exhaust fans
Residential | Res ¦ LED Tube Re-Lamp | 2031 | Technical | MW | Before Competition Groups | 3.7497 | 0 | 0 | 2595.8167 | 0.0014445 | 56 | Residential_2031_Technical_MW_Before Competition Groups_56 | LED Tube Re-Lamp | 0.1445% | 0 | 3.7497 | Residential_2031_Technical_MW_Before Competition Groups_LED Tube Re-Lamp
Residential | Res ¦ Basement or Crawlspace Insulation | 2031 | Achievable | MW | Before Competition Groups | 0.6965 | 0 | 0 | 495.5695 | 0.0014055 | 43 | Residential_2031_Achievable_MW_Before Competition Groups_43 | Basement or Crawlspace Insulation | 0.1405% | 0 | 0.6965 | Residential_2031_Achievable_MW_Before Competition Groups_Basement or Crawlspace Insulation
Residential | Res ¦ Tankless Water Heater | 2031 | Economic | MW | Before Competition Groups | 1.9774 | 0 | 0 | 1410.5478 | 0.0014019 | 40 | Residential_2031_Economic_MW_Before Competition Groups_40 | Tankless Water Heater | 0.1402% | 0 | 1.9774 | Residential_2031_Economic_MW_Before Competition Groups_Tankless Water Heater
Residential | Res ¦ Comprehensive Draft Proofing | 2031 | Economic | MW | Before Competition Groups | 1.916 | 0 | 0 | 1410.5478 | 0.0013584 | 41 | Residential_2031_Economic_MW_Before Competition Groups_41 | Comprehensive Draft Proofing | 0.1358% | 0 | 1.916 | Residential_2031_Economic_MW_Before Competition Groups_Comprehensive Draft Proofing
Residential | Res ¦ Condensing Make Up Air Unit | 2031 | Achievable | MW | Before Competition Groups | 0.66526 | 0 | 0 | 495.5695 | 0.0013424 | 44 | Residential_2031_Achievable_MW_Before Competition Groups_44 | Condensing Make Up Air Unit | 0.1342% | 0 | 0.66526 | Residential_2031_Achievable_MW_Before Competition Groups_Condensing Make Up Air Unit
Residential | Res ¦ Energy Star Ceiling Fan/Lighting | 2031 | Technical | MW | Before Competition Groups | 3.4606 | 0 | 0 | 2595.8167 | 0.0013331 | 57 | Residential_2031_Technical_MW_Before Competition Groups_57 | Energy Star Ceiling Fan/Lighting | 0.1333% | 0 | 3.4606 | Residential_2031_Technical_MW_Before Competition Groups_Energy Star Ceiling Fan/Lighting
Residential | Res ¦ Variable Frequency Drive (VFD) | 2031 | Economic | MW | Before Competition Groups | 1.8582 | 0 | 0 | 1410.5478 | 0.0013173 | 42 | Residential_2031_Economic_MW_Before Competition Groups_42 | Variable Frequency Drive (VFD) | 0.1317% | 0 | 1.8582 | Residential_2031_Economic_MW_Before Competition Groups_Variable Frequency Drive (VFD)
Residential | Res ¦ Outside Air Economizer | 2031 | Technical | MW | Before Competition Groups | 3.3236 | 0 | 0 | 2595.8167 | 0.0012804 | 58 | Residential_2031_Technical_MW_Before Competition Groups_58 | Outside Air Economizer | 0.128% | 0 | 3.3236 | Residential_2031_Technical_MW_Before Competition Groups_Outside Air Economizer
Residential | Res ¦ Early Hot Water Heater Replacement | 2031 | Technical | MW | Before Competition Groups | 3.3118 | 0 | 0 | 2595.8167 | 0.0012758 | 59 | Residential_2031_Technical_MW_Before Competition Groups_59 | Early Hot Water Heater Replacement | 0.1276% | 0 | 3.3118 | Residential_2031_Technical_MW_Before Competition Groups_Early Hot Water Heater Replacement
Residential | Res ¦ Heat Recovery Ventilator | 2031 | Technical | MW | Before Competition Groups | 3.2392 | 0 | 0 | 2595.8167 | 0.0012478 | 60 | Residential_2031_Technical_MW_Before Competition Groups_60 | Heat Recovery Ventilator | 0.1248% | 0 | 3.2392 | Residential_2031_Technical_MW_Before Competition Groups_Heat Recovery Ventilator
Residential | Res ¦ Tankless Water Heater | 2031 | Achievable | MW | Before Competition Groups | 0.58525 | 0 | 0 | 495.5695 | 0.001181 | 45 | Residential_2031_Achievable_MW_Before Competition Groups_45 | Tankless Water Heater | 0.1181% | 0 | 0.58525 | Residential_2031_Achievable_MW_Before Competition Groups_Tankless Water Heater
Residential | Res ¦ Air Source Heat Pump Maintenance | 2031 | Technical | MW | Before Competition Groups | 2.9295 | 0 | 0 | 2595.8167 | 0.0011286 | 61 | Residential_2031_Technical_MW_Before Competition Groups_61 | Air Source Heat Pump Maintenance | 0.1129% | 0 | 2.9295 | Residential_2031_Technical_MW_Before Competition Groups_Air Source Heat Pump Maintenance
Residential | Res ¦ Energy Star Windows | 2031 | Economic | MW | Before Competition Groups | 1.4531 | 0 | 0 | 1410.5478 | 0.0010302 | 43 | Residential_2031_Economic_MW_Before Competition Groups_43 | Energy Star Windows | 0.103% | 0 | 1.4531 | Residential_2031_Economic_MW_Before Competition Groups_Energy Star Windows
Residential | Res ¦ Condensing Make Up Air Unit | 2031 | Economic | MW | Before Competition Groups | 1.3726 | 0 | 0 | 1410.5478 | 0.0009731 | 44 | Residential_2031_Economic_MW_Before Competition Groups_44 | Condensing Make Up Air Unit | 0.09731% | 0 | 1.3726 | Residential_2031_Economic_MW_Before Competition Groups_Condensing Make Up Air Unit
Residential | Res ¦ Energy Star Freezer | 2031 | Economic | MW | Before Competition Groups | 1.3688 | 0 | 0 | 1410.5478 | 0.00097042 | 45 | Residential_2031_Economic_MW_Before Competition Groups_45 | Energy Star Freezer | 0.09704% | 0 | 1.3688 | Residential_2031_Economic_MW_Before Competition Groups_Energy Star Freezer
Residential | Res ¦ Demand Control Ventilation | 2031 | Technical | MW | Before Competition Groups | 2.3651 | 0 | 0 | 2595.8167 | 0.0009111 | 62 | Residential_2031_Technical_MW_Before Competition Groups_62 | Demand Control Ventilation | 0.09111% | 0 | 2.3651 | Residential_2031_Technical_MW_Before Competition Groups_Demand Control Ventilation
Residential | Res ¦ ENERGY STAR LED LAMPS (REFLECTOR LAMPs/MR16/PAR 16) | 2031 | Technical | MW | Before Competition Groups | 2.3031 | 0 | 0 | 2595.8167 | 0.00088725 | 63 | Residential_2031_Technical_MW_Before Competition Groups_63 | ENERGY STAR LED LAMPS (REFLECTOR LAMPs/MR16/PAR 16) | 0.08872% | 0 | 2.3031 | Residential_2031_Technical_MW_Before Competition Groups_ENERGY STAR LED LAMPS (REFLECTOR LAMPs/MR16/PAR 16)
Residential | Res ¦ VFD on Pumps | 2031 | Achievable | MW | Before Competition Groups | 0.4347 | 0 | 0 | 495.5695 | 0.00087718 | 46 | Residential_2031_Achievable_MW_Before Competition Groups_46 | VFD on Pumps | 0.08772% | 0 | 0.4347 | Residential_2031_Achievable_MW_Before Competition Groups_VFD on Pumps
Residential | Res ¦ Drain Water Heat Recovery | 2031 | Technical | MW | Before Competition Groups | 2.2231 | 0 | 0 | 2595.8167 | 0.00085641 | 64 | Residential_2031_Technical_MW_Before Competition Groups_64 | Drain Water Heat Recovery | 0.08564% | 0 | 2.2231 | Residential_2031_Technical_MW_Before Competition Groups_Drain Water Heat Recovery
Residential | Res ¦ Furnace Whistle | 2031 | Technical | MW | Before Competition Groups | 2.218 | 0 | 0 | 2595.8167 | 0.00085444 | 65 | Residential_2031_Technical_MW_Before Competition Groups_65 | Furnace Whistle | 0.08544% | 0 | 2.218 | Residential_2031_Technical_MW_Before Competition Groups_Furnace Whistle
Residential | Res ¦ LED Exterior Area Lights - LED Fixture (200W) | 2031 | Achievable | MW | Before Competition Groups | 0.41299 | 0 | 0 | 495.5695 | 0.00083336 | 47 | Residential_2031_Achievable_MW_Before Competition Groups_47 | LED Exterior Area Lights - LED Fixture (200W) | 0.08334% | 0 | 0.41299 | Residential_2031_Achievable_MW_Before Competition Groups_LED Exterior Area Lights - LED Fixture (200W)
Residential | Res ¦ Solar Water Heating System | 2031 | Technical | MW | Before Competition Groups | 2.1517 | 0 | 0 | 2595.8167 | 0.00082891 | 66 | Residential_2031_Technical_MW_Before Competition Groups_66 | Solar Water Heating System | 0.08289% | 0 | 2.1517 | Residential_2031_Technical_MW_Before Competition Groups_Solar Water Heating System
Residential | Res ¦ Water Heater Temperature Setback | 2031 | Economic | MW | Before Competition Groups | 1.1622 | 0 | 0 | 1410.5478 | 0.0008239 | 46 | Residential_2031_Economic_MW_Before Competition Groups_46 | Water Heater Temperature Setback | 0.08239% | 0 | 1.1622 | Residential_2031_Economic_MW_Before Competition Groups_Water Heater Temperature Setback
Residential | Res ¦ Energy Star Dishwasher | 2031 | Technical | MW | Before Competition Groups | 2.1056 | 0 | 0 | 2595.8167 | 0.00081115 | 67 | Residential_2031_Technical_MW_Before Competition Groups_67 | Energy Star Dishwasher | 0.08112% | 0 | 2.1056 | Residential_2031_Technical_MW_Before Competition Groups_Energy Star Dishwasher
Residential | Res ¦ CO Sensors for parking garage exhaust fans | 2031 | Technical | MW | Before Competition Groups | 2.0969 | 0 | 0 | 2595.8167 | 0.00080781 | 68 | Residential_2031_Technical_MW_Before Competition Groups_68 | CO Sensors for parking garage exhaust fans | 0.08078% | 0 | 2.0969 | Residential_2031_Technical_MW_Before Competition Groups_CO Sensors for parking garage exhaust fans
Residential | Res ¦ Window Film | 2031 | Technical | MW | Before Competition Groups | 2.0546 | 0 | 0 | 2595.8167 | 0.0007915 | 69 | Residential_2031_Technical_MW_Before Competition Groups_69 | Window Film | 0.07915% | 0 | 2.0546 | Residential_2031_Technical_MW_Before Competition Groups_Window Film
Residential | Res ¦ LED Parking Lot Fixture | 2031 | Economic | MW | Before Competition Groups | 1.0561 | 0 | 0 | 1410.5478 | 0.0007487 | 47 | Residential_2031_Economic_MW_Before Competition Groups_47 | LED Parking Lot Fixture | 0.07487% | 0 | 1.0561 | Residential_2031_Economic_MW_Before Competition Groups_LED Parking Lot Fixture
Residential | Res ¦ Comprehensive Draft Proofing | 2031 | Technical | MW | Before Competition Groups | 1.916 | 0 | 0 | 2595.8167 | 0.00073813 | 70 | Residential_2031_Technical_MW_Before Competition Groups_70 | Comprehensive Draft Proofing | 0.07381% | 0 | 1.916 | Residential_2031_Technical_MW_Before Competition Groups_Comprehensive Draft Proofing
Residential | Res ¦ High Efficiency Storage Water Heater | 2031 | Technical | MW | Before Competition Groups | 1.9012 | 0 | 0 | 2595.8167 | 0.00073239 | 71 | Residential_2031_Technical_MW_Before Competition Groups_71 | High Efficiency Storage Water Heater | 0.07324% | 0 | 1.9012 | Residential_2031_Technical_MW_Before Competition Groups_High Efficiency Storage Water Heater
Residential | Res ¦ Variable Frequency Drive (VFD) | 2031 | Technical | MW | Before Competition Groups | 1.8582 | 0 | 0 | 2595.8167 | 0.00071584 | 72 | Residential_2031_Technical_MW_Before Competition Groups_72 | Variable Frequency Drive (VFD) | 0.07158% | 0 | 1.8582 | Residential_2031_Technical_MW_Before Competition Groups_Variable Frequency Drive (VFD)
Residential | Res ¦ ENERGY STAR LED Lamps (General Service Lamps) | 2031 | Achievable | MW | Before Competition Groups | 0.34325 | 0 | 0 | 495.5695 | 0.00069264 | 48 | Residential_2031_Achievable_MW_Before Competition Groups_48 | ENERGY STAR LED Lamps (General Service Lamps) | 0.06926% | 0 | 0.34325 | Residential_2031_Achievable_MW_Before Competition Groups_ENERGY STAR LED Lamps (General Service Lamps)
Residential | Res ¦ Heat Recovery Ventilator | 2031 | Achievable | MW | Before Competition Groups | 0.33608 | 0 | 0 | 495.5695 | 0.00067817 | 49 | Residential_2031_Achievable_MW_Before Competition Groups_49 | Heat Recovery Ventilator | 0.06782% | 0 | 0.33608 | Residential_2031_Achievable_MW_Before Competition Groups_Heat Recovery Ventilator
Residential | Res ¦ Energy Star Windows | 2031 | Achievable | MW | Before Competition Groups | 0.32469 | 0 | 0 | 495.5695 | 0.00065519 | 50 | Residential_2031_Achievable_MW_Before Competition Groups_50 | Energy Star Windows | 0.06552% | 0 | 0.32469 | Residential_2031_Achievable_MW_Before Competition Groups_Energy Star Windows
Residential | Res ¦ DHW Recirculation Systems | 2031 | Technical | MW | Before Competition Groups | 1.4396 | 0 | 0 | 2595.8167 | 0.00055457 | 73 | Residential_2031_Technical_MW_Before Competition Groups_73 | DHW Recirculation Systems | 0.05546% | 0 | 1.4396 | Residential_2031_Technical_MW_Before Competition Groups_DHW Recirculation Systems
Residential | Res ¦ Condensing Make Up Air Unit | 2031 | Technical | MW | Before Competition Groups | 1.3726 | 0 | 0 | 2595.8167 | 0.00052878 | 74 | Residential_2031_Technical_MW_Before Competition Groups_74 | Condensing Make Up Air Unit | 0.05288% | 0 | 1.3726 | Residential_2031_Technical_MW_Before Competition Groups_Condensing Make Up Air Unit
Residential | Res ¦ ECM MOTORS FOR HVAC APPLICATION (FAN-POWERED VAV BOX) | 2031 | Achievable | MW | Before Competition Groups | 0.22634 | 0 | 0 | 495.5695 | 0.00045673 | 51 | Residential_2031_Achievable_MW_Before Competition Groups_51 | ECM MOTORS FOR HVAC APPLICATION (FAN-POWERED VAV BOX) | 0.04567% | 0 | 0.22634 | Residential_2031_Achievable_MW_Before Competition Groups_ECM MOTORS FOR HVAC APPLICATION (FAN-POWERED VAV BOX)
Residential | Res ¦ Early Hot Water Heater Replacement | 2031 | Economic | MW | Before Competition Groups | 0.64263 | 0 | 0 | 1410.5478 | 0.00045559 | 48 | Residential_2031_Economic_MW_Before Competition Groups_48 | Early Hot Water Heater Replacement | 0.04556% | 0 | 0.64263 | Residential_2031_Economic_MW_Before Competition Groups_Early Hot Water Heater Replacement
Residential | Res ¦ Water Heater Temperature Setback | 2031 | Technical | MW | Before Competition Groups | 1.1622 | 0 | 0 | 2595.8167 | 0.0004477 | 75 | Residential_2031_Technical_MW_Before Competition Groups_75 | Water Heater Temperature Setback | 0.04477% | 0 | 1.1622 | Residential_2031_Technical_MW_Before Competition Groups_Water Heater Temperature Setback
Residential | Res ¦ Solar Powered Attic Fan | 2031 | Technical | MW | Before Competition Groups | 1.0853 | 0 | 0 | 2595.8167 | 0.00041809 | 76 | Residential_2031_Technical_MW_Before Competition Groups_76 | Solar Powered Attic Fan | 0.04181% | 0 | 1.0853 | Residential_2031_Technical_MW_Before Competition Groups_Solar Powered Attic Fan
Residential | Res ¦ LED Parking Lot Fixture | 2031 | Technical | MW | Before Competition Groups | 1.0561 | 0 | 0 | 2595.8167 | 0.00040684 | 77 | Residential_2031_Technical_MW_Before Competition Groups_77 | LED Parking Lot Fixture | 0.04068% | 0 | 1.0561 | Residential_2031_Technical_MW_Before Competition Groups_LED Parking Lot Fixture
Residential | Res ¦ VFD on Pumps | 2031 | Economic | MW | Before Competition Groups | 0.57141 | 0 | 0 | 1410.5478 | 0.0004051 | 49 | Residential_2031_Economic_MW_Before Competition Groups_49 | VFD on Pumps | 0.04051% | 0 | 0.57141 | Residential_2031_Economic_MW_Before Competition Groups_VFD on Pumps
Residential | Res ¦ Drain Water Heat Recovery | 2031 | Economic | MW | Before Competition Groups | 0.49721 | 0 | 0 | 1410.5478 | 0.0003525 | 50 | Residential_2031_Economic_MW_Before Competition Groups_50 | Drain Water Heat Recovery | 0.03525% | 0 | 0.49721 | Residential_2031_Economic_MW_Before Competition Groups_Drain Water Heat Recovery
Residential | Res ¦ LED Exterior Area Lights - LED Fixture (200W) | 2031 | Economic | MW | Before Competition Groups | 0.49171 | 0 | 0 | 1410.5478 | 0.00034859 | 51 | Residential_2031_Economic_MW_Before Competition Groups_51 | LED Exterior Area Lights - LED Fixture (200W) | 0.03486% | 0 | 0.49171 | Residential_2031_Economic_MW_Before Competition Groups_LED Exterior Area Lights - LED Fixture (200W)
Residential | Res ¦ HVAC Optimization | 2031 | Technical | MW | Before Competition Groups | 0.80903 | 0 | 0 | 2595.8167 | 0.00031167 | 78 | Residential_2031_Technical_MW_Before Competition Groups_78 | HVAC Optimization | 0.03117% | 0 | 0.80903 | Residential_2031_Technical_MW_Before Competition Groups_HVAC Optimization
Residential | Res ¦ Ceiling Insulation | 2031 | Achievable | MW | Before Competition Groups | 0.1492 | 0 | 0 | 495.5695 | 0.00030106 | 52 | Residential_2031_Achievable_MW_Before Competition Groups_52 | Ceiling Insulation | 0.03011% | 0 | 0.1492 | Residential_2031_Achievable_MW_Before Competition Groups_Ceiling Insulation
Residential | Res ¦ ENERGY STAR LED Lamps (General Service Lamps) | 2031 | Economic | MW | Before Competition Groups | 0.40306 | 0 | 0 | 1410.5478 | 0.00028574 | 52 | Residential_2031_Economic_MW_Before Competition Groups_52 | ENERGY STAR LED Lamps (General Service Lamps) | 0.02857% | 0 | 0.40306 | Residential_2031_Economic_MW_Before Competition Groups_ENERGY STAR LED Lamps (General Service Lamps)
Residential | Res ¦ Beverage Vending Machine Controls | 2031 | Achievable | MW | Before Competition Groups | 0.13971 | 0 | 0 | 495.5695 | 0.00028192 | 53 | Residential_2031_Achievable_MW_Before Competition Groups_53 | Beverage Vending Machine Controls | 0.02819% | 0 | 0.13971 | Residential_2031_Achievable_MW_Before Competition Groups_Beverage Vending Machine Controls
Residential | Res ¦ ECM MOTORS FOR HVAC APPLICATION (FAN-POWERED VAV BOX) | 2031 | Economic | MW | Before Competition Groups | 0.34923 | 0 | 0 | 1410.5478 | 0.00024759 | 53 | Residential_2031_Economic_MW_Before Competition Groups_53 | ECM MOTORS FOR HVAC APPLICATION (FAN-POWERED VAV BOX) | 0.02476% | 0 | 0.34923 | Residential_2031_Economic_MW_Before Competition Groups_ECM MOTORS FOR HVAC APPLICATION (FAN-POWERED VAV BOX)
Residential | Res ¦ Drain Water Heat Recovery | 2031 | Achievable | MW | Before Competition Groups | 0.11749 | 0 | 0 | 495.5695 | 0.00023707 | 54 | Residential_2031_Achievable_MW_Before Competition Groups_54 | Drain Water Heat Recovery | 0.02371% | 0 | 0.11749 | Residential_2031_Achievable_MW_Before Competition Groups_Drain Water Heat Recovery
Residential | Res ¦ VFD on Pumps | 2031 | Technical | MW | Before Competition Groups | 0.57141 | 0 | 0 | 2595.8167 | 0.00022013 | 79 | Residential_2031_Technical_MW_Before Competition Groups_79 | VFD on Pumps | 0.02201% | 0 | 0.57141 | Residential_2031_Technical_MW_Before Competition Groups_VFD on Pumps
Residential | Res ¦ Chilled Water Optimization | 2031 | Achievable | MW | Before Competition Groups | 0.098894 | 0 | 0 | 495.5695 | 0.00019956 | 55 | Residential_2031_Achievable_MW_Before Competition Groups_55 | Chilled Water Optimization | 0.01996% | 0 | 0.098894 | Residential_2031_Achievable_MW_Before Competition Groups_Chilled Water Optimization
Residential | Res ¦ LED Exterior Area Lights - LED Fixture (200W) | 2031 | Technical | MW | Before Competition Groups | 0.49171 | 0 | 0 | 2595.8167 | 0.00018942 | 80 | Residential_2031_Technical_MW_Before Competition Groups_80 | LED Exterior Area Lights - LED Fixture (200W) | 0.01894% | 0 | 0.49171 | Residential_2031_Technical_MW_Before Competition Groups_LED Exterior Area Lights - LED Fixture (200W)
Residential | Res ¦ Beverage Vending Machine Controls | 2031 | Economic | MW | Before Competition Groups | 0.24667 | 0 | 0 | 1410.5478 | 0.00017488 | 54 | Residential_2031_Economic_MW_Before Competition Groups_54 | Beverage Vending Machine Controls | 0.01749% | 0 | 0.24667 | Residential_2031_Economic_MW_Before Competition Groups_Beverage Vending Machine Controls
Residential | Res ¦ ENERGY STAR LED Lamps (General Service Lamps) | 2031 | Technical | MW | Before Competition Groups | 0.40306 | 0 | 0 | 2595.8167 | 0.00015527 | 81 | Residential_2031_Technical_MW_Before Competition Groups_81 | ENERGY STAR LED Lamps (General Service Lamps) | 0.01553% | 0 | 0.40306 | Residential_2031_Technical_MW_Before Competition Groups_ENERGY STAR LED Lamps (General Service Lamps)
Residential | Res ¦ Chilled Water Optimization | 2031 | Economic | MW | Before Competition Groups | 0.19654 | 0 | 0 | 1410.5478 | 0.00013934 | 55 | Residential_2031_Economic_MW_Before Competition Groups_55 | Chilled Water Optimization | 0.01393% | 0 | 0.19654 | Residential_2031_Economic_MW_Before Competition Groups_Chilled Water Optimization
Residential | Res ¦ ECM MOTORS FOR HVAC APPLICATION (FAN-POWERED VAV BOX) | 2031 | Technical | MW | Before Competition Groups | 0.34923 | 0 | 0 | 2595.8167 | 0.00013454 | 82 | Residential_2031_Technical_MW_Before Competition Groups_82 | ECM MOTORS FOR HVAC APPLICATION (FAN-POWERED VAV BOX) | 0.01345% | 0 | 0.34923 | Residential_2031_Technical_MW_Before Competition Groups_ECM MOTORS FOR HVAC APPLICATION (FAN-POWERED VAV BOX)
Residential | Res ¦ Beverage Vending Machine Controls | 2031 | Technical | MW | Before Competition Groups | 0.24667 | 0 | 0 | 2595.8167 | 9.5027e-05 | 83 | Residential_2031_Technical_MW_Before Competition Groups_83 | Beverage Vending Machine Controls | 0.009503% | 0 | 0.24667 | Residential_2031_Technical_MW_Before Competition Groups_Beverage Vending Machine Controls
Residential | Res ¦ Early Hot Water Heater Replacement | 2031 | Achievable | MW | Before Competition Groups | 0.044443 | 0 | 0 | 495.5695 | 8.9682e-05 | 56 | Residential_2031_Achievable_MW_Before Competition Groups_56 | Early Hot Water Heater Replacement | 0.008968% | 0 | 0.044443 | Residential_2031_Achievable_MW_Before Competition Groups_Early Hot Water Heater Replacement
Residential | Res ¦ Chilled Water Optimization | 2031 | Technical | MW | Before Competition Groups | 0.19654 | 0 | 0 | 2595.8167 | 7.5715e-05 | 84 | Residential_2031_Technical_MW_Before Competition Groups_84 | Chilled Water Optimization | 0.007571% | 0 | 0.19654 | Residential_2031_Technical_MW_Before Competition Groups_Chilled Water Optimization
Residential | Res ¦ LED Downlight | 2031 | Economic | MW | Before Competition Groups | 0.10334 | 0 | 0 | 1410.5478 | 7.3262e-05 | 56 | Residential_2031_Economic_MW_Before Competition Groups_56 | LED Downlight | 0.007326% | 0 | 0.10334 | Residential_2031_Economic_MW_Before Competition Groups_LED Downlight
Residential | Res ¦ Wall Insulation MF | 2031 | Technical | MW | Before Competition Groups | 0.18243 | 0 | 0 | 2595.8167 | 7.028e-05 | 85 | Residential_2031_Technical_MW_Before Competition Groups_85 | Wall Insulation MF | 0.007028% | 0 | 0.18243 | Residential_2031_Technical_MW_Before Competition Groups_Wall Insulation MF
Residential | Res ¦ Heat Pump Water Heater | 2031 | Economic | MW | Before Competition Groups | 0.07322 | 0 | 0 | 1410.5478 | 5.1909e-05 | 57 | Residential_2031_Economic_MW_Before Competition Groups_57 | Heat Pump Water Heater | 0.005191% | 0 | 0.07322 | Residential_2031_Economic_MW_Before Competition Groups_Heat Pump Water Heater
Residential | Res ¦ LED High Bay Fixture | 2031 | Economic | MW | Before Competition Groups | 0.034542 | 0 | 0 | 1410.5478 | 2.4488e-05 | 58 | Residential_2031_Economic_MW_Before Competition Groups_58 | LED High Bay Fixture | 0.002449% | 0 | 0.034542 | Residential_2031_Economic_MW_Before Competition Groups_LED High Bay Fixture
Residential | Res ¦ LED High Bay Fixture | 2031 | Achievable | MW | Before Competition Groups | 0.011221 | 0 | 0 | 495.5695 | 2.2643e-05 | 57 | Residential_2031_Achievable_MW_Before Competition Groups_57 | LED High Bay Fixture | 0.002264% | 0 | 0.011221 | Residential_2031_Achievable_MW_Before Competition Groups_LED High Bay Fixture
Residential | Res ¦ LED Recessed Downlights | 2031 | Technical | MW | Before Competition Groups | 0.040065 | 0 | 0 | 2595.8167 | 1.5435e-05 | 86 | Residential_2031_Technical_MW_Before Competition Groups_86 | LED Recessed Downlights | 0.001543% | 0 | 0.040065 | Residential_2031_Technical_MW_Before Competition Groups_LED Recessed Downlights
Residential | Res ¦ LED High Bay Fixture | 2031 | Technical | MW | Before Competition Groups | 0.034542 | 0 | 0 | 2595.8167 | 1.3307e-05 | 87 | Residential_2031_Technical_MW_Before Competition Groups_87 | LED High Bay Fixture | 0.001331% | 0 | 0.034542 | Residential_2031_Technical_MW_Before Competition Groups_LED High Bay Fixture
Residential | Res ¦ Wall Insulation MF | 2031 | Economic | MW | Before Competition Groups | 0.014975 | 0 | 0 | 1410.5478 | 1.0616e-05 | 59 | Residential_2031_Economic_MW_Before Competition Groups_59 | Wall Insulation MF | 0.001062% | 0 | 0.014975 | Residential_2031_Economic_MW_Before Competition Groups_Wall Insulation MF
Residential | Res ¦ Heat Pump Water Heater | 2031 | Achievable | MW | Before Competition Groups | 0.0039664 | 0 | 0 | 495.5695 | 8.0036e-06 | 58 | Residential_2031_Achievable_MW_Before Competition Groups_58 | Heat Pump Water Heater | 0.0008004% | 0 | 0.0039664 | Residential_2031_Achievable_MW_Before Competition Groups_Heat Pump Water Heater
Residential | Res ¦ Radiant Barrier | 2031 | Technical | MW | Before Competition Groups | 0.013948 | 0 | 0 | 2595.8167 | 5.3734e-06 | 88 | Residential_2031_Technical_MW_Before Competition Groups_88 | Radiant Barrier | 0.0005373% | 0 | 0.013948 | Residential_2031_Technical_MW_Before Competition Groups_Radiant Barrier
Residential | Res ¦ Wall Insulation MF | 2031 | Achievable | MW | Before Competition Groups | 0.0021818 | 0 | 0 | 495.5695 | 4.4026e-06 | 59 | Residential_2031_Achievable_MW_Before Competition Groups_59 | Wall Insulation MF | 0.0004403% | 0 | 0.0021818 | Residential_2031_Achievable_MW_Before Competition Groups_Wall Insulation MF
Residential | Res ¦ Solar Water Preheat (Pools/DHW) | 2031 | Technical | MW | Before Competition Groups | 0.0070304 | 0 | 0 | 2595.8167 | 2.7084e-06 | 89 | Residential_2031_Technical_MW_Before Competition Groups_89 | Solar Water Preheat (Pools/DHW) | 0.0002708% | 0 | 0.0070304 | Residential_2031_Technical_MW_Before Competition Groups_Solar Water Preheat (Pools/DHW)
Residential | Res ¦ Photocell Controls (Outdoor) | 2031 | Technical | MW | Before Competition Groups | 8.0988e-05 | 0 | 0 | 2595.8167 | 3.12e-08 | 90 | Residential_2031_Technical_MW_Before Competition Groups_90 | Photocell Controls (Outdoor) | 3.12e-06% | 0 | 8.0988e-05 | Residential_2031_Technical_MW_Before Competition Groups_Photocell Controls (Outdoor)
Residential | Res ¦ Air Source Heat Pump | 2031 | Achievable | MW | Before Competition Groups | 0 | 0 | 0 | 495.5695 | 0 | 60 | Residential_2031_Achievable_MW_Before Competition Groups_60 | Air Source Heat Pump | 0% | 0 | 0 | Residential_2031_Achievable_MW_Before Competition Groups_Air Source Heat Pump
Residential | Res ¦ Air Source Heat Pump | 2031 | Economic | MW | Before Competition Groups | 0 | 0 | 0 | 1410.5478 | 0 | 60 | Residential_2031_Economic_MW_Before Competition Groups_60 | Air Source Heat Pump | 0% | 0 | 0 | Residential_2031_Economic_MW_Before Competition Groups_Air Source Heat Pump
Residential | Res ¦ DHW Recirculation Systems | 2031 | Achievable | MW | Before Competition Groups | 0 | 0 | 0 | 495.5695 | 0 | 61 | Residential_2031_Achievable_MW_Before Competition Groups_61 | DHW Recirculation Systems | 0% | 0 | 0 | Residential_2031_Achievable_MW_Before Competition Groups_DHW Recirculation Systems
Residential | Res ¦ DHW Recirculation Systems | 2031 | Economic | MW | Before Competition Groups | 0 | 0 | 0 | 1410.5478 | 0 | 61 | Residential_2031_Economic_MW_Before Competition Groups_61 | DHW Recirculation Systems | 0% | 0 | 0 | Residential_2031_Economic_MW_Before Competition Groups_DHW Recirculation Systems
Residential | Res ¦ Energy Star Dehumidifier | 2031 | Achievable | MW | Before Competition Groups | 0 | 0 | 0 | 495.5695 | 0 | 62 | Residential_2031_Achievable_MW_Before Competition Groups_62 | Energy Star Dehumidifier | 0% | 0 | 0 | Residential_2031_Achievable_MW_Before Competition Groups_Energy Star Dehumidifier
Residential | Res ¦ Energy Star Dehumidifier | 2031 | Economic | MW | Before Competition Groups | 0 | 0 | 0 | 1410.5478 | 0 | 62 | Residential_2031_Economic_MW_Before Competition Groups_62 | Energy Star Dehumidifier | 0% | 0 | 0 | Residential_2031_Economic_MW_Before Competition Groups_Energy Star Dehumidifier
Residential | Res ¦ Furnace with ECM | 2031 | Achievable | MW | Before Competition Groups | 0 | 0 | 0 | 495.5695 | 0 | 63 | Residential_2031_Achievable_MW_Before Competition Groups_63 | Furnace with ECM | 0% | 0 | 0 | Residential_2031_Achievable_MW_Before Competition Groups_Furnace with ECM
Residential | Res ¦ Furnace with ECM | 2031 | Economic | MW | Before Competition Groups | 0 | 0 | 0 | 1410.5478 | 0 | 63 | Residential_2031_Economic_MW_Before Competition Groups_63 | Furnace with ECM | 0% | 0 | 0 | Residential_2031_Economic_MW_Before Competition Groups_Furnace with ECM
Residential | Res ¦ Lighting Motion Sensors, Timers, Dimmers | 2031 | Achievable | MW | Before Competition Groups | 0 | 0 | 0 | 495.5695 | 0 | 64 | Residential_2031_Achievable_MW_Before Competition Groups_64 | Lighting Motion Sensors, Timers, Dimmers | 0% | 0 | 0 | Residential_2031_Achievable_MW_Before Competition Groups_Lighting Motion Sensors, Timers, Dimmers
Residential | Res ¦ Lighting Motion Sensors, Timers, Dimmers | 2031 | Economic | MW | Before Competition Groups | 0 | 0 | 0 | 1410.5478 | 0 | 64 | Residential_2031_Economic_MW_Before Competition Groups_64 | Lighting Motion Sensors, Timers, Dimmers | 0% | 0 | 0 | Residential_2031_Economic_MW_Before Competition Groups_Lighting Motion Sensors, Timers, Dimmers
Residential | Res ¦ Networked/ Connected - Indoor LED Luminaire | 2031 | Achievable | MW | Before Competition Groups | 0 | 0 | 0 | 495.5695 | 0 | 65 | Residential_2031_Achievable_MW_Before Competition Groups_65 | Networked/ Connected - Indoor LED Luminaire | 0% | 0 | 0 | Residential_2031_Achievable_MW_Before Competition Groups_Networked/ Connected - Indoor LED Luminaire
Residential | Res ¦ Networked/ Connected - Indoor LED Luminaire | 2031 | Economic | MW | Before Competition Groups | 0 | 0 | 0 | 1410.5478 | 0 | 65 | Residential_2031_Economic_MW_Before Competition Groups_65 | Networked/ Connected - Indoor LED Luminaire | 0% | 0 | 0 | Residential_2031_Economic_MW_Before Competition Groups_Networked/ Connected - Indoor LED Luminaire
Residential | Res ¦ Radiant Barrier | 2031 | Achievable | MW | Before Competition Groups | 0 | 0 | 0 | 495.5695 | 0 | 66 | Residential_2031_Achievable_MW_Before Competition Groups_66 | Radiant Barrier | 0% | 0 | 0 | Residential_2031_Achievable_MW_Before Competition Groups_Radiant Barrier
Residential | Res ¦ Radiant Barrier | 2031 | Economic | MW | Before Competition Groups | 0 | 0 | 0 | 1410.5478 | 0 | 66 | Residential_2031_Economic_MW_Before Competition Groups_66 | Radiant Barrier | 0% | 0 | 0 | Residential_2031_Economic_MW_Before Competition Groups_Radiant Barrier
Residential | Res ¦ Variable Refrigerant Flow Heat Pump | 2031 | Achievable | MW | Before Competition Groups | 0 | 0 | 0 | 495.5695 | 0 | 67 | Residential_2031_Achievable_MW_Before Competition Groups_67 | Variable Refrigerant Flow Heat Pump | 0% | 0 | 0 | Residential_2031_Achievable_MW_Before Competition Groups_Variable Refrigerant Flow Heat Pump
Residential | Res ¦ Variable Refrigerant Flow Heat Pump | 2031 | Economic | MW | Before Competition Groups | 0 | 0 | 0 | 1410.5478 | 0 | 67 | Residential_2031_Economic_MW_Before Competition Groups_67 | Variable Refrigerant Flow Heat Pump | 0% | 0 | 0 | Residential_2031_Economic_MW_Before Competition Groups_Variable Refrigerant Flow Heat Pump
Residential | Res ¦ Adaptive Thermostat | 2032 | Economic | MW | Before Competition Groups | 203.8675 | 0 | 0 | 1469.7569 | 0.13871 | 1 | Residential_2032_Economic_MW_Before Competition Groups_1 | Adaptive Thermostat | 13.87% | 0 | 203.8675 | Residential_2032_Economic_MW_Before Competition Groups_Adaptive Thermostat
Residential | Res ¦ Ductless Mini-Split Heat Pump | 2032 | Achievable | MW | Before Competition Groups | 77.2689 | 0 | 0 | 568.4549 | 0.13593 | 1 | Residential_2032_Achievable_MW_Before Competition Groups_1 | Ductless Mini-Split Heat Pump | 13.59% | 0 | 77.2689 | Residential_2032_Achievable_MW_Before Competition Groups_Ductless Mini-Split Heat Pump
Residential | Res ¦ Building Recommissioning, Operations and Maintenance (O&M) Improvements | 2032 | Achievable | MW | Before Competition Groups | 76.2148 | 0 | 0 | 568.4549 | 0.13407 | 2 | Residential_2032_Achievable_MW_Before Competition Groups_2 | Building Recommissioning, Operations and Maintenance (O&M) Improvements | 13.41% | 0 | 76.2148 | Residential_2032_Achievable_MW_Before Competition Groups_Building Recommissioning, Operations and Maintenance (O&M) Improvements
Residential | Res ¦ Ductless Mini-Split Heat Pump | 2032 | Economic | MW | Before Competition Groups | 150.9277 | 0 | 0 | 1469.7569 | 0.10269 | 2 | Residential_2032_Economic_MW_Before Competition Groups_2 | Ductless Mini-Split Heat Pump | 10.27% | 0 | 150.9277 | Residential_2032_Economic_MW_Before Competition Groups_Ductless Mini-Split Heat Pump
Residential | Res ¦ Energy Star Clothes Washer | 2032 | Achievable | MW | Before Competition Groups | 54.1401 | 0 | 0 | 568.4549 | 0.095241 | 3 | Residential_2032_Achievable_MW_Before Competition Groups_3 | Energy Star Clothes Washer | 9.524% | 0 | 54.1401 | Residential_2032_Achievable_MW_Before Competition Groups_Energy Star Clothes Washer
Residential | Res ¦ Energy Star Central Air Conditioner | 2032 | Technical | MW | Before Competition Groups | 256.5798 | 0 | 0 | 2694.9791 | 0.095207 | 1 | Residential_2032_Technical_MW_Before Competition Groups_1 | Energy Star Central Air Conditioner | 9.521% | 0 | 256.5798 | Residential_2032_Technical_MW_Before Competition Groups_Energy Star Central Air Conditioner
Residential | Res ¦ Variable Speed Pool Pump Motor | 2032 | Achievable | MW | Before Competition Groups | 53.7202 | 0 | 0 | 568.4549 | 0.094502 | 4 | Residential_2032_Achievable_MW_Before Competition Groups_4 | Variable Speed Pool Pump Motor | 9.45% | 0 | 53.7202 | Residential_2032_Achievable_MW_Before Competition Groups_Variable Speed Pool Pump Motor
Residential | Res ¦ Adaptive Thermostat | 2032 | Achievable | MW | Before Competition Groups | 49.2795 | 0 | 0 | 568.4549 | 0.08669 | 5 | Residential_2032_Achievable_MW_Before Competition Groups_5 | Adaptive Thermostat | 8.669% | 0 | 49.2795 | Residential_2032_Achievable_MW_Before Competition Groups_Adaptive Thermostat
Residential | Res ¦ Adaptive Thermostat | 2032 | Technical | MW | Before Competition Groups | 203.8675 | 0 | 0 | 2694.9791 | 0.075647 | 2 | Residential_2032_Technical_MW_Before Competition Groups_2 | Adaptive Thermostat | 7.565% | 0 | 203.8675 | Residential_2032_Technical_MW_Before Competition Groups_Adaptive Thermostat
Residential | Res ¦ Building Recommissioning, Operations and Maintenance (O&M) Improvements | 2032 | Economic | MW | Before Competition Groups | 90.9264 | 0 | 0 | 1469.7569 | 0.061865 | 3 | Residential_2032_Economic_MW_Before Competition Groups_3 | Building Recommissioning, Operations and Maintenance (O&M) Improvements | 6.186% | 0 | 90.9264 | Residential_2032_Economic_MW_Before Competition Groups_Building Recommissioning, Operations and Maintenance (O&M) Improvements
Residential | Res ¦ Energy Star Air Source Heat Pump | 2032 | Economic | MW | Before Competition Groups | 83.6903 | 0 | 0 | 1469.7569 | 0.056942 | 4 | Residential_2032_Economic_MW_Before Competition Groups_4 | Energy Star Air Source Heat Pump | 5.694% | 0 | 83.6903 | Residential_2032_Economic_MW_Before Competition Groups_Energy Star Air Source Heat Pump
Residential | Res ¦ Ductless Mini-Split Air Conditioner | 2032 | Technical | MW | Before Competition Groups | 153.1656 | 0 | 0 | 2694.9791 | 0.056834 | 3 | Residential_2032_Technical_MW_Before Competition Groups_3 | Ductless Mini-Split Air Conditioner | 5.683% | 0 | 153.1656 | Residential_2032_Technical_MW_Before Competition Groups_Ductless Mini-Split Air Conditioner
Residential | Res ¦ Ductless Mini-Split Heat Pump | 2032 | Technical | MW | Before Competition Groups | 150.9277 | 0 | 0 | 2694.9791 | 0.056003 | 4 | Residential_2032_Technical_MW_Before Competition Groups_4 | Ductless Mini-Split Heat Pump | 5.6% | 0 | 150.9277 | Residential_2032_Technical_MW_Before Competition Groups_Ductless Mini-Split Heat Pump
Residential | Res ¦ Energy Star A Line, PAR, MR Lamps | 2032 | Economic | MW | Before Competition Groups | 81.062 | 0 | 0 | 1469.7569 | 0.055153 | 5 | Residential_2032_Economic_MW_Before Competition Groups_5 | Energy Star A Line, PAR, MR Lamps | 5.515% | 0 | 81.062 | Residential_2032_Economic_MW_Before Competition Groups_Energy Star A Line, PAR, MR Lamps
Residential | Res ¦ Basement Wall Insulation | 2032 | Economic | MW | Before Competition Groups | 80.8229 | 0 | 0 | 1469.7569 | 0.054991 | 6 | Residential_2032_Economic_MW_Before Competition Groups_6 | Basement Wall Insulation | 5.499% | 0 | 80.8229 | Residential_2032_Economic_MW_Before Competition Groups_Basement Wall Insulation
Residential | Res ¦ Energy Star Ground Source Heat Pump | 2032 | Technical | MW | Before Competition Groups | 148.0621 | 0 | 0 | 2694.9791 | 0.05494 | 5 | Residential_2032_Technical_MW_Before Competition Groups_5 | Energy Star Ground Source Heat Pump | 5.494% | 0 | 148.0621 | Residential_2032_Technical_MW_Before Competition Groups_Energy Star Ground Source Heat Pump
Residential | Res ¦ Energy Star LED Bulbs General Purpose LEDs | 2032 | Economic | MW | Before Competition Groups | 72.3827 | 0 | 0 | 1469.7569 | 0.049248 | 7 | Residential_2032_Economic_MW_Before Competition Groups_7 | Energy Star LED Bulbs General Purpose LEDs | 4.925% | 0 | 72.3827 | Residential_2032_Economic_MW_Before Competition Groups_Energy Star LED Bulbs General Purpose LEDs
Residential | Res ¦ Energy Star Clothes Washer | 2032 | Economic | MW | Before Competition Groups | 72.0198 | 0 | 0 | 1469.7569 | 0.049001 | 8 | Residential_2032_Economic_MW_Before Competition Groups_8 | Energy Star Clothes Washer | 4.9% | 0 | 72.0198 | Residential_2032_Economic_MW_Before Competition Groups_Energy Star Clothes Washer
Residential | Res ¦ Smart Power Bar | 2032 | Economic | MW | Before Competition Groups | 66.1013 | 0 | 0 | 1469.7569 | 0.044974 | 9 | Residential_2032_Economic_MW_Before Competition Groups_9 | Smart Power Bar | 4.497% | 0 | 66.1013 | Residential_2032_Economic_MW_Before Competition Groups_Smart Power Bar
Residential | Res ¦ Smart Burners | 2032 | Economic | MW | Before Competition Groups | 65.9467 | 0 | 0 | 1469.7569 | 0.044869 | 10 | Residential_2032_Economic_MW_Before Competition Groups_10 | Smart Burners | 4.487% | 0 | 65.9467 | Residential_2032_Economic_MW_Before Competition Groups_Smart Burners
Residential | Res ¦ Variable Speed Pool Pump Motor | 2032 | Economic | MW | Before Competition Groups | 64.0935 | 0 | 0 | 1469.7569 | 0.043608 | 11 | Residential_2032_Economic_MW_Before Competition Groups_11 | Variable Speed Pool Pump Motor | 4.361% | 0 | 64.0935 | Residential_2032_Economic_MW_Before Competition Groups_Variable Speed Pool Pump Motor
Residential | Res ¦ Energy Star LED Specialty Bulbs | 2032 | Economic | MW | Before Competition Groups | 63.6678 | 0 | 0 | 1469.7569 | 0.043319 | 12 | Residential_2032_Economic_MW_Before Competition Groups_12 | Energy Star LED Specialty Bulbs | 4.332% | 0 | 63.6678 | Residential_2032_Economic_MW_Before Competition Groups_Energy Star LED Specialty Bulbs
Residential | Res ¦ Attic Insulation | 2032 | Economic | MW | Before Competition Groups | 62.3855 | 0 | 0 | 1469.7569 | 0.042446 | 13 | Residential_2032_Economic_MW_Before Competition Groups_13 | Attic Insulation | 4.245% | 0 | 62.3855 | Residential_2032_Economic_MW_Before Competition Groups_Attic Insulation
Residential | Res ¦ Energy Star Room Air Conditioner | 2032 | Economic | MW | Before Competition Groups | 58.4164 | 0 | 0 | 1469.7569 | 0.039746 | 14 | Residential_2032_Economic_MW_Before Competition Groups_14 | Energy Star Room Air Conditioner | 3.975% | 0 | 58.4164 | Residential_2032_Economic_MW_Before Competition Groups_Energy Star Room Air Conditioner
Residential | Res ¦ Smart Burners | 2032 | Technical | MW | Before Competition Groups | 99.9611 | 0 | 0 | 2694.9791 | 0.037092 | 6 | Residential_2032_Technical_MW_Before Competition Groups_6 | Smart Burners | 3.709% | 0 | 99.9611 | Residential_2032_Technical_MW_Before Competition Groups_Smart Burners
Residential | Res ¦ Energy Star Air Source Heat Pump | 2032 | Achievable | MW | Before Competition Groups | 19.9731 | 0 | 0 | 568.4549 | 0.035136 | 6 | Residential_2032_Achievable_MW_Before Competition Groups_6 | Energy Star Air Source Heat Pump | 3.514% | 0 | 19.9731 | Residential_2032_Achievable_MW_Before Competition Groups_Energy Star Air Source Heat Pump
Residential | Res ¦ Building Recommissioning, Operations and Maintenance (O&M) Improvements | 2032 | Technical | MW | Before Competition Groups | 90.9264 | 0 | 0 | 2694.9791 | 0.033739 | 7 | Residential_2032_Technical_MW_Before Competition Groups_7 | Building Recommissioning, Operations and Maintenance (O&M) Improvements | 3.374% | 0 | 90.9264 | Residential_2032_Technical_MW_Before Competition Groups_Building Recommissioning, Operations and Maintenance (O&M) Improvements
Residential | Res ¦ Energy Star Room Air Conditioner | 2032 | Achievable | MW | Before Competition Groups | 19.1066 | 0 | 0 | 568.4549 | 0.033611 | 7 | Residential_2032_Achievable_MW_Before Competition Groups_7 | Energy Star Room Air Conditioner | 3.361% | 0 | 19.1066 | Residential_2032_Achievable_MW_Before Competition Groups_Energy Star Room Air Conditioner
Residential | Res ¦ Smart Burners | 2032 | Achievable | MW | Before Competition Groups | 18.4138 | 0 | 0 | 568.4549 | 0.032393 | 8 | Residential_2032_Achievable_MW_Before Competition Groups_8 | Smart Burners | 3.239% | 0 | 18.4138 | Residential_2032_Achievable_MW_Before Competition Groups_Smart Burners
Residential | Res ¦ Energy Star Refrigerator | 2032 | Technical | MW | Before Competition Groups | 85.3759 | 0 | 0 | 2694.9791 | 0.03168 | 8 | Residential_2032_Technical_MW_Before Competition Groups_8 | Energy Star Refrigerator | 3.168% | 0 | 85.3759 | Residential_2032_Technical_MW_Before Competition Groups_Energy Star Refrigerator
Residential | Res ¦ Energy Star Air Source Heat Pump | 2032 | Technical | MW | Before Competition Groups | 83.6903 | 0 | 0 | 2694.9791 | 0.031054 | 9 | Residential_2032_Technical_MW_Before Competition Groups_9 | Energy Star Air Source Heat Pump | 3.105% | 0 | 83.6903 | Residential_2032_Technical_MW_Before Competition Groups_Energy Star Air Source Heat Pump
Residential | Res ¦ Energy Star A Line, PAR, MR Lamps | 2032 | Technical | MW | Before Competition Groups | 81.062 | 0 | 0 | 2694.9791 | 0.030079 | 10 | Residential_2032_Technical_MW_Before Competition Groups_10 | Energy Star A Line, PAR, MR Lamps | 3.008% | 0 | 81.062 | Residential_2032_Technical_MW_Before Competition Groups_Energy Star A Line, PAR, MR Lamps
Residential | Res ¦ Basement Wall Insulation | 2032 | Technical | MW | Before Competition Groups | 80.8229 | 0 | 0 | 2694.9791 | 0.02999 | 11 | Residential_2032_Technical_MW_Before Competition Groups_11 | Basement Wall Insulation | 2.999% | 0 | 80.8229 | Residential_2032_Technical_MW_Before Competition Groups_Basement Wall Insulation
Residential | Res ¦ Energy Star LED Bulbs General Purpose LEDs | 2032 | Achievable | MW | Before Competition Groups | 16.6072 | 0 | 0 | 568.4549 | 0.029215 | 9 | Residential_2032_Achievable_MW_Before Competition Groups_9 | Energy Star LED Bulbs General Purpose LEDs | 2.921% | 0 | 16.6072 | Residential_2032_Achievable_MW_Before Competition Groups_Energy Star LED Bulbs General Purpose LEDs
Residential | Res ¦ Heat Pump Clothes Dryer | 2032 | Technical | MW | Before Competition Groups | 77.0199 | 0 | 0 | 2694.9791 | 0.028579 | 12 | Residential_2032_Technical_MW_Before Competition Groups_12 | Heat Pump Clothes Dryer | 2.858% | 0 | 77.0199 | Residential_2032_Technical_MW_Before Competition Groups_Heat Pump Clothes Dryer
Residential | Res ¦ Energy Star LED Bulbs General Purpose LEDs | 2032 | Technical | MW | Before Competition Groups | 72.3827 | 0 | 0 | 2694.9791 | 0.026858 | 13 | Residential_2032_Technical_MW_Before Competition Groups_13 | Energy Star LED Bulbs General Purpose LEDs | 2.686% | 0 | 72.3827 | Residential_2032_Technical_MW_Before Competition Groups_Energy Star LED Bulbs General Purpose LEDs
Residential | Res ¦ Energy Star Clothes Washer | 2032 | Technical | MW | Before Competition Groups | 72.0198 | 0 | 0 | 2694.9791 | 0.026724 | 14 | Residential_2032_Technical_MW_Before Competition Groups_14 | Energy Star Clothes Washer | 2.672% | 0 | 72.0198 | Residential_2032_Technical_MW_Before Competition Groups_Energy Star Clothes Washer
Residential | Res ¦ Energy Star LED Specialty Bulbs | 2032 | Achievable | MW | Before Competition Groups | 14.7459 | 0 | 0 | 568.4549 | 0.02594 | 10 | Residential_2032_Achievable_MW_Before Competition Groups_10 | Energy Star LED Specialty Bulbs | 2.594% | 0 | 14.7459 | Residential_2032_Achievable_MW_Before Competition Groups_Energy Star LED Specialty Bulbs
Residential | Res ¦ Basement or Crawlspace Insulation | 2032 | Technical | MW | Before Competition Groups | 67.2548 | 0 | 0 | 2694.9791 | 0.024956 | 15 | Residential_2032_Technical_MW_Before Competition Groups_15 | Basement or Crawlspace Insulation | 2.496% | 0 | 67.2548 | Residential_2032_Technical_MW_Before Competition Groups_Basement or Crawlspace Insulation
Residential | Res ¦ Smart Power Bar | 2032 | Technical | MW | Before Competition Groups | 66.1013 | 0 | 0 | 2694.9791 | 0.024528 | 16 | Residential_2032_Technical_MW_Before Competition Groups_16 | Smart Power Bar | 2.453% | 0 | 66.1013 | Residential_2032_Technical_MW_Before Competition Groups_Smart Power Bar
Residential | Res ¦ Basement Wall Insulation | 2032 | Achievable | MW | Before Competition Groups | 13.8655 | 0 | 0 | 568.4549 | 0.024392 | 11 | Residential_2032_Achievable_MW_Before Competition Groups_11 | Basement Wall Insulation | 2.439% | 0 | 13.8655 | Residential_2032_Achievable_MW_Before Competition Groups_Basement Wall Insulation
Residential | Res ¦ Variable Speed Pool Pump Motor | 2032 | Technical | MW | Before Competition Groups | 64.0935 | 0 | 0 | 2694.9791 | 0.023783 | 17 | Residential_2032_Technical_MW_Before Competition Groups_17 | Variable Speed Pool Pump Motor | 2.378% | 0 | 64.0935 | Residential_2032_Technical_MW_Before Competition Groups_Variable Speed Pool Pump Motor
Residential | Res ¦ Energy Star LED Specialty Bulbs | 2032 | Technical | MW | Before Competition Groups | 63.6678 | 0 | 0 | 2694.9791 | 0.023625 | 18 | Residential_2032_Technical_MW_Before Competition Groups_18 | Energy Star LED Specialty Bulbs | 2.362% | 0 | 63.6678 | Residential_2032_Technical_MW_Before Competition Groups_Energy Star LED Specialty Bulbs
Residential | Res ¦ Attic Insulation | 2032 | Technical | MW | Before Competition Groups | 62.3855 | 0 | 0 | 2694.9791 | 0.023149 | 19 | Residential_2032_Technical_MW_Before Competition Groups_19 | Attic Insulation | 2.315% | 0 | 62.3855 | Residential_2032_Technical_MW_Before Competition Groups_Attic Insulation
Residential | Res ¦ Induction Cooking Stove Top | 2032 | Technical | MW | Before Competition Groups | 61.576 | 0 | 0 | 2694.9791 | 0.022848 | 20 | Residential_2032_Technical_MW_Before Competition Groups_20 | Induction Cooking Stove Top | 2.285% | 0 | 61.576 | Residential_2032_Technical_MW_Before Competition Groups_Induction Cooking Stove Top
Residential | Res ¦ Energy Star Room Air Conditioner | 2032 | Technical | MW | Before Competition Groups | 59.1984 | 0 | 0 | 2694.9791 | 0.021966 | 21 | Residential_2032_Technical_MW_Before Competition Groups_21 | Energy Star Room Air Conditioner | 2.197% | 0 | 59.1984 | Residential_2032_Technical_MW_Before Competition Groups_Energy Star Room Air Conditioner
Residential | Res ¦ Smart Power Bar | 2032 | Achievable | MW | Before Competition Groups | 12.3541 | 0 | 0 | 568.4549 | 0.021733 | 12 | Residential_2032_Achievable_MW_Before Competition Groups_12 | Smart Power Bar | 2.173% | 0 | 12.3541 | Residential_2032_Achievable_MW_Before Competition Groups_Smart Power Bar
Residential | Res ¦ Occupancy Sensors MF | 2032 | Achievable | MW | Before Competition Groups | 11.2529 | 0 | 0 | 568.4549 | 0.019796 | 13 | Residential_2032_Achievable_MW_Before Competition Groups_13 | Occupancy Sensors MF | 1.98% | 0 | 11.2529 | Residential_2032_Achievable_MW_Before Competition Groups_Occupancy Sensors MF
Residential | Res ¦ Advanced BAS/Controllers | 2032 | Achievable | MW | Before Competition Groups | 11.1322 | 0 | 0 | 568.4549 | 0.019583 | 14 | Residential_2032_Achievable_MW_Before Competition Groups_14 | Advanced BAS/Controllers | 1.958% | 0 | 11.1322 | Residential_2032_Achievable_MW_Before Competition Groups_Advanced BAS/Controllers
Residential | Res ¦ Attic Insulation | 2032 | Achievable | MW | Before Competition Groups | 10.7006 | 0 | 0 | 568.4549 | 0.018824 | 15 | Residential_2032_Achievable_MW_Before Competition Groups_15 | Attic Insulation | 1.882% | 0 | 10.7006 | Residential_2032_Achievable_MW_Before Competition Groups_Attic Insulation
Residential | Res ¦ Energy Star A Line, PAR, MR Lamps | 2032 | Achievable | MW | Before Competition Groups | 10.3747 | 0 | 0 | 568.4549 | 0.018251 | 16 | Residential_2032_Achievable_MW_Before Competition Groups_16 | Energy Star A Line, PAR, MR Lamps | 1.825% | 0 | 10.3747 | Residential_2032_Achievable_MW_Before Competition Groups_Energy Star A Line, PAR, MR Lamps
Residential | Res ¦ Networked/ Connected - Indoor LED Lamp | 2032 | Technical | MW | Before Competition Groups | 48.9816 | 0 | 0 | 2694.9791 | 0.018175 | 22 | Residential_2032_Technical_MW_Before Competition Groups_22 | Networked/ Connected - Indoor LED Lamp | 1.818% | 0 | 48.9816 | Residential_2032_Technical_MW_Before Competition Groups_Networked/ Connected - Indoor LED Lamp
Residential | Res ¦ Wall Insulation | 2032 | Technical | MW | Before Competition Groups | 48.8908 | 0 | 0 | 2694.9791 | 0.018141 | 23 | Residential_2032_Technical_MW_Before Competition Groups_23 | Wall Insulation | 1.814% | 0 | 48.8908 | Residential_2032_Technical_MW_Before Competition Groups_Wall Insulation
Residential | Res ¦ Clothes Drying Racks | 2032 | Achievable | MW | Before Competition Groups | 10.1177 | 0 | 0 | 568.4549 | 0.017799 | 17 | Residential_2032_Achievable_MW_Before Competition Groups_17 | Clothes Drying Racks | 1.78% | 0 | 10.1177 | Residential_2032_Achievable_MW_Before Competition Groups_Clothes Drying Racks
Residential | Res ¦ Energy Star Clothes Dryer | 2032 | Technical | MW | Before Competition Groups | 43.9913 | 0 | 0 | 2694.9791 | 0.016323 | 24 | Residential_2032_Technical_MW_Before Competition Groups_24 | Energy Star Clothes Dryer | 1.632% | 0 | 43.9913 | Residential_2032_Technical_MW_Before Competition Groups_Energy Star Clothes Dryer
Residential | Res ¦ Refrigerator Recycling | 2032 | Achievable | MW | Before Competition Groups | 8.5774 | 0 | 0 | 568.4549 | 0.015089 | 18 | Residential_2032_Achievable_MW_Before Competition Groups_18 | Refrigerator Recycling | 1.509% | 0 | 8.5774 | Residential_2032_Achievable_MW_Before Competition Groups_Refrigerator Recycling
Residential | Res ¦ Energy Star Torchiere | 2032 | Achievable | MW | Before Competition Groups | 8.2747 | 0 | 0 | 568.4549 | 0.014556 | 19 | Residential_2032_Achievable_MW_Before Competition Groups_19 | Energy Star Torchiere | 1.456% | 0 | 8.2747 | Residential_2032_Achievable_MW_Before Competition Groups_Energy Star Torchiere
Residential | Res ¦ Freezer Recycling | 2032 | Achievable | MW | Before Competition Groups | 7.9753 | 0 | 0 | 568.4549 | 0.01403 | 20 | Residential_2032_Achievable_MW_Before Competition Groups_20 | Freezer Recycling | 1.403% | 0 | 7.9753 | Residential_2032_Achievable_MW_Before Competition Groups_Freezer Recycling
Residential | Res ¦ Duct Insulation | 2032 | Economic | MW | Before Competition Groups | 19.916 | 0 | 0 | 1469.7569 | 0.013551 | 15 | Residential_2032_Economic_MW_Before Competition Groups_15 | Duct Insulation | 1.355% | 0 | 19.916 | Residential_2032_Economic_MW_Before Competition Groups_Duct Insulation
Residential | Res ¦ High Efficiency Chiller (avg of water and air cooled) | 2032 | Achievable | MW | Before Competition Groups | 7.4822 | 0 | 0 | 568.4549 | 0.013162 | 21 | Residential_2032_Achievable_MW_Before Competition Groups_21 | High Efficiency Chiller (avg of water and air cooled) | 1.316% | 0 | 7.4822 | Residential_2032_Achievable_MW_Before Competition Groups_High Efficiency Chiller (avg of water and air cooled)
Residential | Res ¦ Lighting Motion Sensors, Timers, Dimmers | 2032 | Technical | MW | Before Competition Groups | 35.044 | 0 | 0 | 2694.9791 | 0.013003 | 25 | Residential_2032_Technical_MW_Before Competition Groups_25 | Lighting Motion Sensors, Timers, Dimmers | 1.3% | 0 | 35.044 | Residential_2032_Technical_MW_Before Competition Groups_Lighting Motion Sensors, Timers, Dimmers
Residential | Res ¦ Air Sealing | 2032 | Economic | MW | Before Competition Groups | 17.2303 | 0 | 0 | 1469.7569 | 0.011723 | 16 | Residential_2032_Economic_MW_Before Competition Groups_16 | Air Sealing | 1.172% | 0 | 17.2303 | Residential_2032_Economic_MW_Before Competition Groups_Air Sealing
Residential | Res ¦ Energy Star Light Fixture | 2032 | Achievable | MW | Before Competition Groups | 6.4367 | 0 | 0 | 568.4549 | 0.011323 | 22 | Residential_2032_Achievable_MW_Before Competition Groups_22 | Energy Star Light Fixture | 1.132% | 0 | 6.4367 | Residential_2032_Achievable_MW_Before Competition Groups_Energy Star Light Fixture
Residential | Res ¦ Variable Refrigerant Flow Heat Pump | 2032 | Technical | MW | Before Competition Groups | 30.1085 | 0 | 0 | 2694.9791 | 0.011172 | 26 | Residential_2032_Technical_MW_Before Competition Groups_26 | Variable Refrigerant Flow Heat Pump | 1.117% | 0 | 30.1085 | Residential_2032_Technical_MW_Before Competition Groups_Variable Refrigerant Flow Heat Pump
Residential | Res ¦ Energy Star Clothes Dryer | 2032 | Achievable | MW | Before Competition Groups | 6.3405 | 0 | 0 | 568.4549 | 0.011154 | 23 | Residential_2032_Achievable_MW_Before Competition Groups_23 | Energy Star Clothes Dryer | 1.115% | 0 | 6.3405 | Residential_2032_Achievable_MW_Before Competition Groups_Energy Star Clothes Dryer
Residential | Res ¦ Floor Insulation | 2032 | Economic | MW | Before Competition Groups | 16.3796 | 0 | 0 | 1469.7569 | 0.011144 | 17 | Residential_2032_Economic_MW_Before Competition Groups_17 | Floor Insulation | 1.114% | 0 | 16.3796 | Residential_2032_Economic_MW_Before Competition Groups_Floor Insulation
Residential | Res ¦ Energy Star Torchiere | 2032 | Economic | MW | Before Competition Groups | 15.0873 | 0 | 0 | 1469.7569 | 0.010265 | 18 | Residential_2032_Economic_MW_Before Competition Groups_18 | Energy Star Torchiere | 1.027% | 0 | 15.0873 | Residential_2032_Economic_MW_Before Competition Groups_Energy Star Torchiere
Residential | Res ¦ Energy Star Clothes Dryer | 2032 | Economic | MW | Before Competition Groups | 14.7913 | 0 | 0 | 1469.7569 | 0.010064 | 19 | Residential_2032_Economic_MW_Before Competition Groups_19 | Energy Star Clothes Dryer | 1.006% | 0 | 14.7913 | Residential_2032_Economic_MW_Before Competition Groups_Energy Star Clothes Dryer
Residential | Res ¦ Occupancy Sensors MF | 2032 | Economic | MW | Before Competition Groups | 13.7823 | 0 | 0 | 1469.7569 | 0.0093773 | 20 | Residential_2032_Economic_MW_Before Competition Groups_20 | Occupancy Sensors MF | 0.9377% | 0 | 13.7823 | Residential_2032_Economic_MW_Before Competition Groups_Occupancy Sensors MF
Residential | Res ¦ Advanced BAS/Controllers | 2032 | Economic | MW | Before Competition Groups | 13.2822 | 0 | 0 | 1469.7569 | 0.009037 | 21 | Residential_2032_Economic_MW_Before Competition Groups_21 | Advanced BAS/Controllers | 0.9037% | 0 | 13.2822 | Residential_2032_Economic_MW_Before Competition Groups_Advanced BAS/Controllers
Residential | Res ¦ Ceiling Insulation | 2032 | Technical | MW | Before Competition Groups | 24.353 | 0 | 0 | 2694.9791 | 0.0090364 | 27 | Residential_2032_Technical_MW_Before Competition Groups_27 | Ceiling Insulation | 0.9036% | 0 | 24.353 | Residential_2032_Technical_MW_Before Competition Groups_Ceiling Insulation
Residential | Res ¦ Wall Insulation | 2032 | Economic | MW | Before Competition Groups | 12.4321 | 0 | 0 | 1469.7569 | 0.0084586 | 22 | Residential_2032_Economic_MW_Before Competition Groups_22 | Wall Insulation | 0.8459% | 0 | 12.4321 | Residential_2032_Economic_MW_Before Competition Groups_Wall Insulation
Residential | Res ¦ Energy Star Light Fixture | 2032 | Economic | MW | Before Competition Groups | 12.4188 | 0 | 0 | 1469.7569 | 0.0084495 | 23 | Residential_2032_Economic_MW_Before Competition Groups_23 | Energy Star Light Fixture | 0.845% | 0 | 12.4188 | Residential_2032_Economic_MW_Before Competition Groups_Energy Star Light Fixture
Residential | Res ¦ Clothes Drying Racks | 2032 | Economic | MW | Before Competition Groups | 12.075 | 0 | 0 | 1469.7569 | 0.0082156 | 24 | Residential_2032_Economic_MW_Before Competition Groups_24 | Clothes Drying Racks | 0.8216% | 0 | 12.075 | Residential_2032_Economic_MW_Before Competition Groups_Clothes Drying Racks
Residential | Res ¦ Air Source Heat Pump | 2032 | Technical | MW | Before Competition Groups | 21.791 | 0 | 0 | 2694.9791 | 0.0080858 | 28 | Residential_2032_Technical_MW_Before Competition Groups_28 | Air Source Heat Pump | 0.8086% | 0 | 21.791 | Residential_2032_Technical_MW_Before Competition Groups_Air Source Heat Pump
Residential | Res ¦ Duct Insulation | 2032 | Technical | MW | Before Competition Groups | 20.3057 | 0 | 0 | 2694.9791 | 0.0075346 | 29 | Residential_2032_Technical_MW_Before Competition Groups_29 | Duct Insulation | 0.7535% | 0 | 20.3057 | Residential_2032_Technical_MW_Before Competition Groups_Duct Insulation
Residential | Res ¦ Energy Star Light Fixture | 2032 | Technical | MW | Before Competition Groups | 20.0115 | 0 | 0 | 2694.9791 | 0.0074255 | 30 | Residential_2032_Technical_MW_Before Competition Groups_30 | Energy Star Light Fixture | 0.7425% | 0 | 20.0115 | Residential_2032_Technical_MW_Before Competition Groups_Energy Star Light Fixture
Residential | Res ¦ Refrigerator Recycling | 2032 | Economic | MW | Before Competition Groups | 10.2338 | 0 | 0 | 1469.7569 | 0.0069629 | 25 | Residential_2032_Economic_MW_Before Competition Groups_25 | Refrigerator Recycling | 0.6963% | 0 | 10.2338 | Residential_2032_Economic_MW_Before Competition Groups_Refrigerator Recycling
Residential | Res ¦ Home Energy Reports | 2032 | Technical | MW | Before Competition Groups | 18.2155 | 0 | 0 | 2694.9791 | 0.0067591 | 31 | Residential_2032_Technical_MW_Before Competition Groups_31 | Home Energy Reports | 0.6759% | 0 | 18.2155 | Residential_2032_Technical_MW_Before Competition Groups_Home Energy Reports
Residential | Res ¦ Freezer Recycling | 2032 | Economic | MW | Before Competition Groups | 9.5327 | 0 | 0 | 1469.7569 | 0.0064859 | 26 | Residential_2032_Economic_MW_Before Competition Groups_26 | Freezer Recycling | 0.6486% | 0 | 9.5327 | Residential_2032_Economic_MW_Before Competition Groups_Freezer Recycling
Residential | Res ¦ Air Sealing | 2032 | Technical | MW | Before Competition Groups | 17.2303 | 0 | 0 | 2694.9791 | 0.0063935 | 32 | Residential_2032_Technical_MW_Before Competition Groups_32 | Air Sealing | 0.6393% | 0 | 17.2303 | Residential_2032_Technical_MW_Before Competition Groups_Air Sealing
Residential | Res ¦ Basement or Crawlspace Insulation | 2032 | Economic | MW | Before Competition Groups | 9.2001 | 0 | 0 | 1469.7569 | 0.0062596 | 27 | Residential_2032_Economic_MW_Before Competition Groups_27 | Basement or Crawlspace Insulation | 0.626% | 0 | 9.2001 | Residential_2032_Economic_MW_Before Competition Groups_Basement or Crawlspace Insulation
Residential | Res ¦ Central Air Conditioner Maintenance | 2032 | Technical | MW | Before Competition Groups | 16.6368 | 0 | 0 | 2694.9791 | 0.0061733 | 33 | Residential_2032_Technical_MW_Before Competition Groups_33 | Central Air Conditioner Maintenance | 0.6173% | 0 | 16.6368 | Residential_2032_Technical_MW_Before Competition Groups_Central Air Conditioner Maintenance
Residential | Res ¦ Floor Insulation | 2032 | Technical | MW | Before Competition Groups | 16.3796 | 0 | 0 | 2694.9791 | 0.0060778 | 34 | Residential_2032_Technical_MW_Before Competition Groups_34 | Floor Insulation | 0.6078% | 0 | 16.3796 | Residential_2032_Technical_MW_Before Competition Groups_Floor Insulation
Residential | Res ¦ Duct Insulation | 2032 | Achievable | MW | Before Competition Groups | 3.3313 | 0 | 0 | 568.4549 | 0.0058603 | 24 | Residential_2032_Achievable_MW_Before Competition Groups_24 | Duct Insulation | 0.586% | 0 | 3.3313 | Residential_2032_Achievable_MW_Before Competition Groups_Duct Insulation
Residential | Res ¦ High Efficiency Chiller (avg of water and air cooled) | 2032 | Economic | MW | Before Competition Groups | 8.4058 | 0 | 0 | 1469.7569 | 0.0057192 | 28 | Residential_2032_Economic_MW_Before Competition Groups_28 | High Efficiency Chiller (avg of water and air cooled) | 0.5719% | 0 | 8.4058 | Residential_2032_Economic_MW_Before Competition Groups_High Efficiency Chiller (avg of water and air cooled)
Residential | Res ¦ Dehumidifier Recycling | 2032 | Technical | MW | Before Competition Groups | 15.1895 | 0 | 0 | 2694.9791 | 0.0056362 | 35 | Residential_2032_Technical_MW_Before Competition Groups_35 | Dehumidifier Recycling | 0.5636% | 0 | 15.1895 | Residential_2032_Technical_MW_Before Competition Groups_Dehumidifier Recycling
Residential | Res ¦ Energy Star Torchiere | 2032 | Technical | MW | Before Competition Groups | 15.0873 | 0 | 0 | 2694.9791 | 0.0055983 | 36 | Residential_2032_Technical_MW_Before Competition Groups_36 | Energy Star Torchiere | 0.5598% | 0 | 15.0873 | Residential_2032_Technical_MW_Before Competition Groups_Energy Star Torchiere
Residential | Res ¦ Duct Insulation MF | 2032 | Economic | MW | Before Competition Groups | 7.6726 | 0 | 0 | 1469.7569 | 0.0052203 | 29 | Residential_2032_Economic_MW_Before Competition Groups_29 | Duct Insulation MF | 0.522% | 0 | 7.6726 | Residential_2032_Economic_MW_Before Competition Groups_Duct Insulation MF
Residential | Res ¦ Air Sealing | 2032 | Achievable | MW | Before Competition Groups | 2.9557 | 0 | 0 | 568.4549 | 0.0051996 | 25 | Residential_2032_Achievable_MW_Before Competition Groups_25 | Air Sealing | 0.52% | 0 | 2.9557 | Residential_2032_Achievable_MW_Before Competition Groups_Air Sealing
Residential | Res ¦ Outside Air Economizer | 2032 | Achievable | MW | Before Competition Groups | 2.9461 | 0 | 0 | 568.4549 | 0.0051827 | 26 | Residential_2032_Achievable_MW_Before Competition Groups_26 | Outside Air Economizer | 0.5183% | 0 | 2.9461 | Residential_2032_Achievable_MW_Before Competition Groups_Outside Air Economizer
Residential | Res ¦ Occupancy Sensors MF | 2032 | Technical | MW | Before Competition Groups | 13.7823 | 0 | 0 | 2694.9791 | 0.0051141 | 37 | Residential_2032_Technical_MW_Before Competition Groups_37 | Occupancy Sensors MF | 0.5114% | 0 | 13.7823 | Residential_2032_Technical_MW_Before Competition Groups_Occupancy Sensors MF
Residential | Res ¦ Floor Insulation | 2032 | Achievable | MW | Before Competition Groups | 2.8084 | 0 | 0 | 568.4549 | 0.0049404 | 27 | Residential_2032_Achievable_MW_Before Competition Groups_27 | Floor Insulation | 0.494% | 0 | 2.8084 | Residential_2032_Achievable_MW_Before Competition Groups_Floor Insulation
Residential | Res ¦ Advanced BAS/Controllers | 2032 | Technical | MW | Before Competition Groups | 13.2822 | 0 | 0 | 2694.9791 | 0.0049285 | 38 | Residential_2032_Technical_MW_Before Competition Groups_38 | Advanced BAS/Controllers | 0.4928% | 0 | 13.2822 | Residential_2032_Technical_MW_Before Competition Groups_Advanced BAS/Controllers
Residential | Res ¦ Furnace with ECM | 2032 | Economic | MW | Before Competition Groups | 6.638 | 0 | 0 | 1469.7569 | 0.0045164 | 30 | Residential_2032_Economic_MW_Before Competition Groups_30 | Furnace with ECM | 0.4516% | 0 | 6.638 | Residential_2032_Economic_MW_Before Competition Groups_Furnace with ECM
Residential | Res ¦ Clothes Drying Racks | 2032 | Technical | MW | Before Competition Groups | 12.075 | 0 | 0 | 2694.9791 | 0.0044805 | 39 | Residential_2032_Technical_MW_Before Competition Groups_39 | Clothes Drying Racks | 0.4481% | 0 | 12.075 | Residential_2032_Technical_MW_Before Competition Groups_Clothes Drying Racks
Residential | Res ¦ Energy Star Freezer | 2032 | Achievable | MW | Before Competition Groups | 2.3539 | 0 | 0 | 568.4549 | 0.0041408 | 28 | Residential_2032_Achievable_MW_Before Competition Groups_28 | Energy Star Freezer | 0.4141% | 0 | 2.3539 | Residential_2032_Achievable_MW_Before Competition Groups_Energy Star Freezer
Residential | Res ¦ Home Energy Reports | 2032 | Achievable | MW | Before Competition Groups | 2.3396 | 0 | 0 | 568.4549 | 0.0041158 | 29 | Residential_2032_Achievable_MW_Before Competition Groups_29 | Home Energy Reports | 0.4116% | 0 | 2.3396 | Residential_2032_Achievable_MW_Before Competition Groups_Home Energy Reports
Residential | Res ¦ LED Tube Re-Lamp | 2032 | Achievable | MW | Before Competition Groups | 2.2697 | 0 | 0 | 568.4549 | 0.0039928 | 30 | Residential_2032_Achievable_MW_Before Competition Groups_30 | LED Tube Re-Lamp | 0.3993% | 0 | 2.2697 | Residential_2032_Achievable_MW_Before Competition Groups_LED Tube Re-Lamp
Residential | Res ¦ Refrigerator Recycling | 2032 | Technical | MW | Before Competition Groups | 10.2338 | 0 | 0 | 2694.9791 | 0.0037974 | 40 | Residential_2032_Technical_MW_Before Competition Groups_40 | Refrigerator Recycling | 0.3797% | 0 | 10.2338 | Residential_2032_Technical_MW_Before Competition Groups_Refrigerator Recycling
Residential | Res ¦ Minimize Hot and Warm Clothes Wash | 2032 | Achievable | MW | Before Competition Groups | 2.1489 | 0 | 0 | 568.4549 | 0.0037803 | 31 | Residential_2032_Achievable_MW_Before Competition Groups_31 | Minimize Hot and Warm Clothes Wash | 0.378% | 0 | 2.1489 | Residential_2032_Achievable_MW_Before Competition Groups_Minimize Hot and Warm Clothes Wash
Residential | Res ¦ ENERGY STAR LED LAMPS (REFLECTOR LAMPs/MR16/PAR 16) | 2032 | Achievable | MW | Before Competition Groups | 2.104 | 0 | 0 | 568.4549 | 0.0037012 | 32 | Residential_2032_Achievable_MW_Before Competition Groups_32 | ENERGY STAR LED LAMPS (REFLECTOR LAMPs/MR16/PAR 16) | 0.3701% | 0 | 2.104 | Residential_2032_Achievable_MW_Before Competition Groups_ENERGY STAR LED LAMPS (REFLECTOR LAMPs/MR16/PAR 16)
Residential | Res ¦ Wall Insulation | 2032 | Achievable | MW | Before Competition Groups | 2.049 | 0 | 0 | 568.4549 | 0.0036044 | 33 | Residential_2032_Achievable_MW_Before Competition Groups_33 | Wall Insulation | 0.3604% | 0 | 2.049 | Residential_2032_Achievable_MW_Before Competition Groups_Wall Insulation
Residential | Res ¦ Home Energy Reports | 2032 | Economic | MW | Before Competition Groups | 5.2097 | 0 | 0 | 1469.7569 | 0.0035446 | 31 | Residential_2032_Economic_MW_Before Competition Groups_31 | Home Energy Reports | 0.3545% | 0 | 5.2097 | Residential_2032_Economic_MW_Before Competition Groups_Home Energy Reports
Residential | Res ¦ Freezer Recycling | 2032 | Technical | MW | Before Competition Groups | 9.5327 | 0 | 0 | 2694.9791 | 0.0035372 | 41 | Residential_2032_Technical_MW_Before Competition Groups_41 | Freezer Recycling | 0.3537% | 0 | 9.5327 | Residential_2032_Technical_MW_Before Competition Groups_Freezer Recycling
Residential | Res ¦ Minimize Hot and Warm Clothes Wash | 2032 | Economic | MW | Before Competition Groups | 5.0398 | 0 | 0 | 1469.7569 | 0.003429 | 32 | Residential_2032_Economic_MW_Before Competition Groups_32 | Minimize Hot and Warm Clothes Wash | 0.3429% | 0 | 5.0398 | Residential_2032_Economic_MW_Before Competition Groups_Minimize Hot and Warm Clothes Wash
Residential | Res ¦ Duct Insulation MF | 2032 | Technical | MW | Before Competition Groups | 9.1496 | 0 | 0 | 2694.9791 | 0.003395 | 42 | Residential_2032_Technical_MW_Before Competition Groups_42 | Duct Insulation MF | 0.3395% | 0 | 9.1496 | Residential_2032_Technical_MW_Before Competition Groups_Duct Insulation MF
Residential | Res ¦ Energy Star Dehumidifier | 2032 | Technical | MW | Before Competition Groups | 8.9297 | 0 | 0 | 2694.9791 | 0.0033135 | 43 | Residential_2032_Technical_MW_Before Competition Groups_43 | Energy Star Dehumidifier | 0.3313% | 0 | 8.9297 | Residential_2032_Technical_MW_Before Competition Groups_Energy Star Dehumidifier
Residential | Res ¦ Furnace Whistle | 2032 | Achievable | MW | Before Competition Groups | 1.8297 | 0 | 0 | 568.4549 | 0.0032188 | 34 | Residential_2032_Achievable_MW_Before Competition Groups_34 | Furnace Whistle | 0.3219% | 0 | 1.8297 | Residential_2032_Achievable_MW_Before Competition Groups_Furnace Whistle
Residential | Res ¦ Energy Star Freezer | 2032 | Technical | MW | Before Competition Groups | 8.5771 | 0 | 0 | 2694.9791 | 0.0031826 | 44 | Residential_2032_Technical_MW_Before Competition Groups_44 | Energy Star Freezer | 0.3183% | 0 | 8.5771 | Residential_2032_Technical_MW_Before Competition Groups_Energy Star Freezer
Residential | Res ¦ High Efficiency Chiller (avg of water and air cooled) | 2032 | Technical | MW | Before Competition Groups | 8.4058 | 0 | 0 | 2694.9791 | 0.0031191 | 45 | Residential_2032_Technical_MW_Before Competition Groups_45 | High Efficiency Chiller (avg of water and air cooled) | 0.3119% | 0 | 8.4058 | Residential_2032_Technical_MW_Before Competition Groups_High Efficiency Chiller (avg of water and air cooled)
Residential | Res ¦ LED Downlight | 2032 | Achievable | MW | Before Competition Groups | 1.6829 | 0 | 0 | 568.4549 | 0.0029604 | 35 | Residential_2032_Achievable_MW_Before Competition Groups_35 | LED Downlight | 0.296% | 0 | 1.6829 | Residential_2032_Achievable_MW_Before Competition Groups_LED Downlight
Residential | Res ¦ Ceiling Insulation | 2032 | Economic | MW | Before Competition Groups | 4.1836 | 0 | 0 | 1469.7569 | 0.0028465 | 33 | Residential_2032_Economic_MW_Before Competition Groups_33 | Ceiling Insulation | 0.2846% | 0 | 4.1836 | Residential_2032_Economic_MW_Before Competition Groups_Ceiling Insulation
Residential | Res ¦ INTEGRAL LED TROFFERS | 2032 | Technical | MW | Before Competition Groups | 7.5507 | 0 | 0 | 2694.9791 | 0.0028018 | 46 | Residential_2032_Technical_MW_Before Competition Groups_46 | INTEGRAL LED TROFFERS | 0.2802% | 0 | 7.5507 | Residential_2032_Technical_MW_Before Competition Groups_INTEGRAL LED TROFFERS
Residential | Res ¦ Comprehensive Draft Proofing | 2032 | Achievable | MW | Before Competition Groups | 1.5807 | 0 | 0 | 568.4549 | 0.0027806 | 36 | Residential_2032_Achievable_MW_Before Competition Groups_36 | Comprehensive Draft Proofing | 0.2781% | 0 | 1.5807 | Residential_2032_Achievable_MW_Before Competition Groups_Comprehensive Draft Proofing
Residential | Res ¦ CO Sensors for parking garage exhaust fans | 2032 | Achievable | MW | Before Competition Groups | 1.5403 | 0 | 0 | 568.4549 | 0.0027096 | 37 | Residential_2032_Achievable_MW_Before Competition Groups_37 | CO Sensors for parking garage exhaust fans | 0.271% | 0 | 1.5403 | Residential_2032_Achievable_MW_Before Competition Groups_CO Sensors for parking garage exhaust fans
Residential | Res ¦ Variable Frequency Drive (VFD) | 2032 | Achievable | MW | Before Competition Groups | 1.5329 | 0 | 0 | 568.4549 | 0.0026966 | 38 | Residential_2032_Achievable_MW_Before Competition Groups_38 | Variable Frequency Drive (VFD) | 0.2697% | 0 | 1.5329 | Residential_2032_Achievable_MW_Before Competition Groups_Variable Frequency Drive (VFD)
Residential | Res ¦ Energy Star Windows | 2032 | Technical | MW | Before Competition Groups | 6.9758 | 0 | 0 | 2694.9791 | 0.0025884 | 47 | Residential_2032_Technical_MW_Before Competition Groups_47 | Energy Star Windows | 0.2588% | 0 | 6.9758 | Residential_2032_Technical_MW_Before Competition Groups_Energy Star Windows
Residential | Res ¦ Furnace with ECM | 2032 | Technical | MW | Before Competition Groups | 6.638 | 0 | 0 | 2694.9791 | 0.0024631 | 48 | Residential_2032_Technical_MW_Before Competition Groups_48 | Furnace with ECM | 0.2463% | 0 | 6.638 | Residential_2032_Technical_MW_Before Competition Groups_Furnace with ECM
Residential | Res ¦ Heat Recovery Ventilator | 2032 | Economic | MW | Before Competition Groups | 3.4521 | 0 | 0 | 1469.7569 | 0.0023488 | 34 | Residential_2032_Economic_MW_Before Competition Groups_34 | Heat Recovery Ventilator | 0.2349% | 0 | 3.4521 | Residential_2032_Economic_MW_Before Competition Groups_Heat Recovery Ventilator
Residential | Res ¦ Outside Air Economizer | 2032 | Economic | MW | Before Competition Groups | 3.376 | 0 | 0 | 1469.7569 | 0.002297 | 35 | Residential_2032_Economic_MW_Before Competition Groups_35 | Outside Air Economizer | 0.2297% | 0 | 3.376 | Residential_2032_Economic_MW_Before Competition Groups_Outside Air Economizer
Residential | Res ¦ Early Hot Water Heater Replacement | 2032 | Economic | MW | Before Competition Groups | 3.2595 | 0 | 0 | 1469.7569 | 0.0022177 | 36 | Residential_2032_Economic_MW_Before Competition Groups_36 | Early Hot Water Heater Replacement | 0.2218% | 0 | 3.2595 | Residential_2032_Economic_MW_Before Competition Groups_Early Hot Water Heater Replacement
Residential | Res ¦ Duct Insulation MF | 2032 | Achievable | MW | Before Competition Groups | 1.2579 | 0 | 0 | 568.4549 | 0.0022128 | 39 | Residential_2032_Achievable_MW_Before Competition Groups_39 | Duct Insulation MF | 0.2213% | 0 | 1.2579 | Residential_2032_Achievable_MW_Before Competition Groups_Duct Insulation MF
Residential | Res ¦ Networked/ Connected - Indoor LED Luminaire | 2032 | Technical | MW | Before Competition Groups | 5.4265 | 0 | 0 | 2694.9791 | 0.0020135 | 49 | Residential_2032_Technical_MW_Before Competition Groups_49 | Networked/ Connected - Indoor LED Luminaire | 0.2014% | 0 | 5.4265 | Residential_2032_Technical_MW_Before Competition Groups_Networked/ Connected - Indoor LED Luminaire
Residential | Res ¦ Demand Control Ventilation | 2032 | Achievable | MW | Before Competition Groups | 1.0995 | 0 | 0 | 568.4549 | 0.0019341 | 40 | Residential_2032_Achievable_MW_Before Competition Groups_40 | Demand Control Ventilation | 0.1934% | 0 | 1.0995 | Residential_2032_Achievable_MW_Before Competition Groups_Demand Control Ventilation
Residential | Res ¦ Minimize Hot and Warm Clothes Wash | 2032 | Technical | MW | Before Competition Groups | 5.0398 | 0 | 0 | 2694.9791 | 0.0018701 | 50 | Residential_2032_Technical_MW_Before Competition Groups_50 | Minimize Hot and Warm Clothes Wash | 0.187% | 0 | 5.0398 | Residential_2032_Technical_MW_Before Competition Groups_Minimize Hot and Warm Clothes Wash
Residential | Res ¦ Central Lighting Control System | 2032 | Technical | MW | Before Competition Groups | 5.0091 | 0 | 0 | 2694.9791 | 0.0018587 | 51 | Residential_2032_Technical_MW_Before Competition Groups_51 | Central Lighting Control System | 0.1859% | 0 | 5.0091 | Residential_2032_Technical_MW_Before Competition Groups_Central Lighting Control System
Residential | Res ¦ Heat Pump Water Heater | 2032 | Technical | MW | Before Competition Groups | 4.7252 | 0 | 0 | 2694.9791 | 0.0017533 | 52 | Residential_2032_Technical_MW_Before Competition Groups_52 | Heat Pump Water Heater | 0.1753% | 0 | 4.7252 | Residential_2032_Technical_MW_Before Competition Groups_Heat Pump Water Heater
Residential | Res ¦ LED Downlight | 2032 | Technical | MW | Before Competition Groups | 4.5619 | 0 | 0 | 2694.9791 | 0.0016927 | 53 | Residential_2032_Technical_MW_Before Competition Groups_53 | LED Downlight | 0.1693% | 0 | 4.5619 | Residential_2032_Technical_MW_Before Competition Groups_LED Downlight
Residential | Res ¦ Water Heater Temperature Setback | 2032 | Achievable | MW | Before Competition Groups | 0.95873 | 0 | 0 | 568.4549 | 0.0016865 | 41 | Residential_2032_Achievable_MW_Before Competition Groups_41 | Water Heater Temperature Setback | 0.1687% | 0 | 0.95873 | Residential_2032_Achievable_MW_Before Competition Groups_Water Heater Temperature Setback
Residential | Res ¦ LED Parking Lot Fixture | 2032 | Achievable | MW | Before Competition Groups | 0.95264 | 0 | 0 | 568.4549 | 0.0016758 | 42 | Residential_2032_Achievable_MW_Before Competition Groups_42 | LED Parking Lot Fixture | 0.1676% | 0 | 0.95264 | Residential_2032_Achievable_MW_Before Competition Groups_LED Parking Lot Fixture
Residential | Res ¦ LED Tube Re-Lamp | 2032 | Economic | MW | Before Competition Groups | 2.402 | 0 | 0 | 1469.7569 | 0.0016343 | 37 | Residential_2032_Economic_MW_Before Competition Groups_37 | LED Tube Re-Lamp | 0.1634% | 0 | 2.402 | Residential_2032_Economic_MW_Before Competition Groups_LED Tube Re-Lamp
Residential | Res ¦ Passive Attic Ventilation | 2032 | Technical | MW | Before Competition Groups | 4.3152 | 0 | 0 | 2694.9791 | 0.0016012 | 54 | Residential_2032_Technical_MW_Before Competition Groups_54 | Passive Attic Ventilation | 0.1601% | 0 | 4.3152 | Residential_2032_Technical_MW_Before Competition Groups_Passive Attic Ventilation
Residential | Res ¦ ENERGY STAR LED LAMPS (REFLECTOR LAMPs/MR16/PAR 16) | 2032 | Economic | MW | Before Competition Groups | 2.3458 | 0 | 0 | 1469.7569 | 0.0015961 | 38 | Residential_2032_Economic_MW_Before Competition Groups_38 | ENERGY STAR LED LAMPS (REFLECTOR LAMPs/MR16/PAR 16) | 0.1596% | 0 | 2.3458 | Residential_2032_Economic_MW_Before Competition Groups_ENERGY STAR LED LAMPS (REFLECTOR LAMPs/MR16/PAR 16)
Residential | Res ¦ Tankless Water Heater | 2032 | Technical | MW | Before Competition Groups | 4.2746 | 0 | 0 | 2694.9791 | 0.0015861 | 55 | Residential_2032_Technical_MW_Before Competition Groups_55 | Tankless Water Heater | 0.1586% | 0 | 4.2746 | Residential_2032_Technical_MW_Before Competition Groups_Tankless Water Heater
Residential | Res ¦ Demand Control Ventilation | 2032 | Economic | MW | Before Competition Groups | 2.3277 | 0 | 0 | 1469.7569 | 0.0015837 | 39 | Residential_2032_Economic_MW_Before Competition Groups_39 | Demand Control Ventilation | 0.1584% | 0 | 2.3277 | Residential_2032_Economic_MW_Before Competition Groups_Demand Control Ventilation
Residential | Res ¦ Tankless Water Heater | 2032 | Economic | MW | Before Competition Groups | 2.3038 | 0 | 0 | 1469.7569 | 0.0015675 | 40 | Residential_2032_Economic_MW_Before Competition Groups_40 | Tankless Water Heater | 0.1568% | 0 | 2.3038 | Residential_2032_Economic_MW_Before Competition Groups_Tankless Water Heater
Residential | Res ¦ Basement or Crawlspace Insulation | 2032 | Achievable | MW | Before Competition Groups | 0.85817 | 0 | 0 | 568.4549 | 0.0015097 | 43 | Residential_2032_Achievable_MW_Before Competition Groups_43 | Basement or Crawlspace Insulation | 0.151% | 0 | 0.85817 | Residential_2032_Achievable_MW_Before Competition Groups_Basement or Crawlspace Insulation
Residential | Res ¦ Drain Water Heat Recovery | 2032 | Economic | MW | Before Competition Groups | 2.188 | 0 | 0 | 1469.7569 | 0.0014887 | 41 | Residential_2032_Economic_MW_Before Competition Groups_41 | Drain Water Heat Recovery | 0.1489% | 0 | 2.188 | Residential_2032_Economic_MW_Before Competition Groups_Drain Water Heat Recovery
Residential | Res ¦ Furnace Whistle | 2032 | Economic | MW | Before Competition Groups | 2.1829 | 0 | 0 | 1469.7569 | 0.0014852 | 42 | Residential_2032_Economic_MW_Before Competition Groups_42 | Furnace Whistle | 0.1485% | 0 | 2.1829 | Residential_2032_Economic_MW_Before Competition Groups_Furnace Whistle
Residential | Res ¦ LED Tube Re-Lamp | 2032 | Technical | MW | Before Competition Groups | 3.9925 | 0 | 0 | 2694.9791 | 0.0014815 | 56 | Residential_2032_Technical_MW_Before Competition Groups_56 | LED Tube Re-Lamp | 0.1481% | 0 | 3.9925 | Residential_2032_Technical_MW_Before Competition Groups_LED Tube Re-Lamp
Residential | Res ¦ CO Sensors for parking garage exhaust fans | 2032 | Economic | MW | Before Competition Groups | 2.13 | 0 | 0 | 1469.7569 | 0.0014492 | 43 | Residential_2032_Economic_MW_Before Competition Groups_43 | CO Sensors for parking garage exhaust fans | 0.1449% | 0 | 2.13 | Residential_2032_Economic_MW_Before Competition Groups_CO Sensors for parking garage exhaust fans
Residential | Res ¦ Condensing Make Up Air Unit | 2032 | Achievable | MW | Before Competition Groups | 0.78844 | 0 | 0 | 568.4549 | 0.001387 | 44 | Residential_2032_Achievable_MW_Before Competition Groups_44 | Condensing Make Up Air Unit | 0.1387% | 0 | 0.78844 | Residential_2032_Achievable_MW_Before Competition Groups_Condensing Make Up Air Unit
Residential | Res ¦ Energy Star Ceiling Fan/Lighting | 2032 | Technical | MW | Before Competition Groups | 3.7221 | 0 | 0 | 2694.9791 | 0.0013811 | 57 | Residential_2032_Technical_MW_Before Competition Groups_57 | Energy Star Ceiling Fan/Lighting | 0.1381% | 0 | 3.7221 | Residential_2032_Technical_MW_Before Competition Groups_Energy Star Ceiling Fan/Lighting
Residential | Res ¦ Energy Star Freezer | 2032 | Economic | MW | Before Competition Groups | 1.9918 | 0 | 0 | 1469.7569 | 0.0013552 | 44 | Residential_2032_Economic_MW_Before Competition Groups_44 | Energy Star Freezer | 0.1355% | 0 | 1.9918 | Residential_2032_Economic_MW_Before Competition Groups_Energy Star Freezer
Residential | Res ¦ Tankless Water Heater | 2032 | Achievable | MW | Before Competition Groups | 0.75983 | 0 | 0 | 568.4549 | 0.0013367 | 45 | Residential_2032_Achievable_MW_Before Competition Groups_45 | Tankless Water Heater | 0.1337% | 0 | 0.75983 | Residential_2032_Achievable_MW_Before Competition Groups_Tankless Water Heater
Residential | Res ¦ Heat Recovery Ventilator | 2032 | Technical | MW | Before Competition Groups | 3.5673 | 0 | 0 | 2694.9791 | 0.0013237 | 58 | Residential_2032_Technical_MW_Before Competition Groups_58 | Heat Recovery Ventilator | 0.1324% | 0 | 3.5673 | Residential_2032_Technical_MW_Before Competition Groups_Heat Recovery Ventilator
Residential | Res ¦ Comprehensive Draft Proofing | 2032 | Economic | MW | Before Competition Groups | 1.8858 | 0 | 0 | 1469.7569 | 0.0012831 | 45 | Residential_2032_Economic_MW_Before Competition Groups_45 | Comprehensive Draft Proofing | 0.1283% | 0 | 1.8858 | Residential_2032_Economic_MW_Before Competition Groups_Comprehensive Draft Proofing
Residential | Res ¦ Outside Air Economizer | 2032 | Technical | MW | Before Competition Groups | 3.376 | 0 | 0 | 2694.9791 | 0.0012527 | 59 | Residential_2032_Technical_MW_Before Competition Groups_59 | Outside Air Economizer | 0.1253% | 0 | 3.376 | Residential_2032_Technical_MW_Before Competition Groups_Outside Air Economizer
Residential | Res ¦ Variable Frequency Drive (VFD) | 2032 | Economic | MW | Before Competition Groups | 1.8288 | 0 | 0 | 1469.7569 | 0.0012443 | 46 | Residential_2032_Economic_MW_Before Competition Groups_46 | Variable Frequency Drive (VFD) | 0.1244% | 0 | 1.8288 | Residential_2032_Economic_MW_Before Competition Groups_Variable Frequency Drive (VFD)
Residential | Res ¦ Early Hot Water Heater Replacement | 2032 | Technical | MW | Before Competition Groups | 3.2595 | 0 | 0 | 2694.9791 | 0.0012095 | 60 | Residential_2032_Technical_MW_Before Competition Groups_60 | Early Hot Water Heater Replacement | 0.1209% | 0 | 3.2595 | Residential_2032_Technical_MW_Before Competition Groups_Early Hot Water Heater Replacement
Residential | Res ¦ Energy Star Windows | 2032 | Economic | MW | Before Competition Groups | 1.6401 | 0 | 0 | 1469.7569 | 0.0011159 | 47 | Residential_2032_Economic_MW_Before Competition Groups_47 | Energy Star Windows | 0.1116% | 0 | 1.6401 | Residential_2032_Economic_MW_Before Competition Groups_Energy Star Windows
Residential | Res ¦ Air Source Heat Pump Maintenance | 2032 | Technical | MW | Before Competition Groups | 2.8832 | 0 | 0 | 2694.9791 | 0.0010699 | 61 | Residential_2032_Technical_MW_Before Competition Groups_61 | Air Source Heat Pump Maintenance | 0.107% | 0 | 2.8832 | Residential_2032_Technical_MW_Before Competition Groups_Air Source Heat Pump Maintenance
Residential | Res ¦ Condensing Make Up Air Unit | 2032 | Economic | MW | Before Competition Groups | 1.5007 | 0 | 0 | 1469.7569 | 0.001021 | 48 | Residential_2032_Economic_MW_Before Competition Groups_48 | Condensing Make Up Air Unit | 0.1021% | 0 | 1.5007 | Residential_2032_Economic_MW_Before Competition Groups_Condensing Make Up Air Unit
Residential | Res ¦ ENERGY STAR LED LAMPS (REFLECTOR LAMPs/MR16/PAR 16) | 2032 | Technical | MW | Before Competition Groups | 2.3458 | 0 | 0 | 2694.9791 | 0.00087044 | 62 | Residential_2032_Technical_MW_Before Competition Groups_62 | ENERGY STAR LED LAMPS (REFLECTOR LAMPs/MR16/PAR 16) | 0.08704% | 0 | 2.3458 | Residential_2032_Technical_MW_Before Competition Groups_ENERGY STAR LED LAMPS (REFLECTOR LAMPs/MR16/PAR 16)
Residential | Res ¦ Solar Water Heating System | 2032 | Technical | MW | Before Competition Groups | 2.3295 | 0 | 0 | 2694.9791 | 0.00086439 | 63 | Residential_2032_Technical_MW_Before Competition Groups_63 | Solar Water Heating System | 0.08644% | 0 | 2.3295 | Residential_2032_Technical_MW_Before Competition Groups_Solar Water Heating System
Residential | Res ¦ Demand Control Ventilation | 2032 | Technical | MW | Before Competition Groups | 2.3277 | 0 | 0 | 2694.9791 | 0.00086371 | 64 | Residential_2032_Technical_MW_Before Competition Groups_64 | Demand Control Ventilation | 0.08637% | 0 | 2.3277 | Residential_2032_Technical_MW_Before Competition Groups_Demand Control Ventilation
Residential | Res ¦ Energy Star Dishwasher | 2032 | Technical | MW | Before Competition Groups | 2.2817 | 0 | 0 | 2694.9791 | 0.00084663 | 65 | Residential_2032_Technical_MW_Before Competition Groups_65 | Energy Star Dishwasher | 0.08466% | 0 | 2.2817 | Residential_2032_Technical_MW_Before Competition Groups_Energy Star Dishwasher
Residential | Res ¦ VFD on Pumps | 2032 | Achievable | MW | Before Competition Groups | 0.47137 | 0 | 0 | 568.4549 | 0.00082921 | 46 | Residential_2032_Achievable_MW_Before Competition Groups_46 | VFD on Pumps | 0.08292% | 0 | 0.47137 | Residential_2032_Achievable_MW_Before Competition Groups_VFD on Pumps
Residential | Res ¦ Furnace with ECM | 2032 | Achievable | MW | Before Competition Groups | 0.47019 | 0 | 0 | 568.4549 | 0.00082714 | 47 | Residential_2032_Achievable_MW_Before Competition Groups_47 | Furnace with ECM | 0.08271% | 0 | 0.47019 | Residential_2032_Achievable_MW_Before Competition Groups_Furnace with ECM
Residential | Res ¦ Drain Water Heat Recovery | 2032 | Technical | MW | Before Competition Groups | 2.188 | 0 | 0 | 2694.9791 | 0.00081186 | 66 | Residential_2032_Technical_MW_Before Competition Groups_66 | Drain Water Heat Recovery | 0.08119% | 0 | 2.188 | Residential_2032_Technical_MW_Before Competition Groups_Drain Water Heat Recovery
Residential | Res ¦ Furnace Whistle | 2032 | Technical | MW | Before Competition Groups | 2.1829 | 0 | 0 | 2694.9791 | 0.00081 | 67 | Residential_2032_Technical_MW_Before Competition Groups_67 | Furnace Whistle | 0.081% | 0 | 2.1829 | Residential_2032_Technical_MW_Before Competition Groups_Furnace Whistle
Residential | Res ¦ Energy Star Windows | 2032 | Achievable | MW | Before Competition Groups | 0.45734 | 0 | 0 | 568.4549 | 0.00080453 | 48 | Residential_2032_Achievable_MW_Before Competition Groups_48 | Energy Star Windows | 0.08045% | 0 | 0.45734 | Residential_2032_Achievable_MW_Before Competition Groups_Energy Star Windows
Residential | Res ¦ CO Sensors for parking garage exhaust fans | 2032 | Technical | MW | Before Competition Groups | 2.13 | 0 | 0 | 2694.9791 | 0.00079036 | 68 | Residential_2032_Technical_MW_Before Competition Groups_68 | CO Sensors for parking garage exhaust fans | 0.07904% | 0 | 2.13 | Residential_2032_Technical_MW_Before Competition Groups_CO Sensors for parking garage exhaust fans
Residential | Res ¦ Water Heater Temperature Setback | 2032 | Economic | MW | Before Competition Groups | 1.1438 | 0 | 0 | 1469.7569 | 0.00077822 | 49 | Residential_2032_Economic_MW_Before Competition Groups_49 | Water Heater Temperature Setback | 0.07782% | 0 | 1.1438 | Residential_2032_Economic_MW_Before Competition Groups_Water Heater Temperature Setback
Residential | Res ¦ LED Exterior Area Lights - LED Fixture (200W) | 2032 | Achievable | MW | Before Competition Groups | 0.44235 | 0 | 0 | 568.4549 | 0.00077817 | 49 | Residential_2032_Achievable_MW_Before Competition Groups_49 | LED Exterior Area Lights - LED Fixture (200W) | 0.07782% | 0 | 0.44235 | Residential_2032_Achievable_MW_Before Competition Groups_LED Exterior Area Lights - LED Fixture (200W)
Residential | Res ¦ High Efficiency Storage Water Heater | 2032 | Technical | MW | Before Competition Groups | 2.0568 | 0 | 0 | 2694.9791 | 0.00076321 | 69 | Residential_2032_Technical_MW_Before Competition Groups_69 | High Efficiency Storage Water Heater | 0.07632% | 0 | 2.0568 | Residential_2032_Technical_MW_Before Competition Groups_High Efficiency Storage Water Heater
Residential | Res ¦ Heat Recovery Ventilator | 2032 | Achievable | MW | Before Competition Groups | 0.42663 | 0 | 0 | 568.4549 | 0.0007505 | 50 | Residential_2032_Achievable_MW_Before Competition Groups_50 | Heat Recovery Ventilator | 0.07505% | 0 | 0.42663 | Residential_2032_Achievable_MW_Before Competition Groups_Heat Recovery Ventilator
Residential | Res ¦ Window Film | 2032 | Technical | MW | Before Competition Groups | 2.0221 | 0 | 0 | 2694.9791 | 0.00075033 | 70 | Residential_2032_Technical_MW_Before Competition Groups_70 | Window Film | 0.07503% | 0 | 2.0221 | Residential_2032_Technical_MW_Before Competition Groups_Window Film
Residential | Res ¦ LED Parking Lot Fixture | 2032 | Economic | MW | Before Competition Groups | 1.0855 | 0 | 0 | 1469.7569 | 0.00073853 | 50 | Residential_2032_Economic_MW_Before Competition Groups_50 | LED Parking Lot Fixture | 0.07385% | 0 | 1.0855 | Residential_2032_Economic_MW_Before Competition Groups_LED Parking Lot Fixture
Residential | Res ¦ Comprehensive Draft Proofing | 2032 | Technical | MW | Before Competition Groups | 1.8858 | 0 | 0 | 2694.9791 | 0.00069974 | 71 | Residential_2032_Technical_MW_Before Competition Groups_71 | Comprehensive Draft Proofing | 0.06997% | 0 | 1.8858 | Residential_2032_Technical_MW_Before Competition Groups_Comprehensive Draft Proofing
Residential | Res ¦ Variable Frequency Drive (VFD) | 2032 | Technical | MW | Before Competition Groups | 1.8288 | 0 | 0 | 2694.9791 | 0.0006786 | 72 | Residential_2032_Technical_MW_Before Competition Groups_72 | Variable Frequency Drive (VFD) | 0.06786% | 0 | 1.8288 | Residential_2032_Technical_MW_Before Competition Groups_Variable Frequency Drive (VFD)
Residential | Res ¦ ENERGY STAR LED Lamps (General Service Lamps) | 2032 | Achievable | MW | Before Competition Groups | 0.36292 | 0 | 0 | 568.4549 | 0.00063843 | 51 | Residential_2032_Achievable_MW_Before Competition Groups_51 | ENERGY STAR LED Lamps (General Service Lamps) | 0.06384% | 0 | 0.36292 | Residential_2032_Achievable_MW_Before Competition Groups_ENERGY STAR LED Lamps (General Service Lamps)
Residential | Res ¦ Condensing Make Up Air Unit | 2032 | Technical | MW | Before Competition Groups | 1.5007 | 0 | 0 | 2694.9791 | 0.00055684 | 73 | Residential_2032_Technical_MW_Before Competition Groups_73 | Condensing Make Up Air Unit | 0.05568% | 0 | 1.5007 | Residential_2032_Technical_MW_Before Competition Groups_Condensing Make Up Air Unit
Residential | Res ¦ DHW Recirculation Systems | 2032 | Technical | MW | Before Competition Groups | 1.4168 | 0 | 0 | 2694.9791 | 0.00052573 | 74 | Residential_2032_Technical_MW_Before Competition Groups_74 | DHW Recirculation Systems | 0.05257% | 0 | 1.4168 | Residential_2032_Technical_MW_Before Competition Groups_DHW Recirculation Systems
Residential | Res ¦ Drain Water Heat Recovery | 2032 | Achievable | MW | Before Competition Groups | 0.27867 | 0 | 0 | 568.4549 | 0.00049022 | 52 | Residential_2032_Achievable_MW_Before Competition Groups_52 | Drain Water Heat Recovery | 0.04902% | 0 | 0.27867 | Residential_2032_Achievable_MW_Before Competition Groups_Drain Water Heat Recovery
Residential | Res ¦ Early Hot Water Heater Replacement | 2032 | Achievable | MW | Before Competition Groups | 0.27732 | 0 | 0 | 568.4549 | 0.00048786 | 53 | Residential_2032_Achievable_MW_Before Competition Groups_53 | Early Hot Water Heater Replacement | 0.04879% | 0 | 0.27732 | Residential_2032_Achievable_MW_Before Competition Groups_Early Hot Water Heater Replacement
Residential | Res ¦ Solar Powered Attic Fan | 2032 | Technical | MW | Before Competition Groups | 1.196 | 0 | 0 | 2694.9791 | 0.0004438 | 75 | Residential_2032_Technical_MW_Before Competition Groups_75 | Solar Powered Attic Fan | 0.04438% | 0 | 1.196 | Residential_2032_Technical_MW_Before Competition Groups_Solar Powered Attic Fan
Residential | Res ¦ ECM MOTORS FOR HVAC APPLICATION (FAN-POWERED VAV BOX) | 2032 | Achievable | MW | Before Competition Groups | 0.25025 | 0 | 0 | 568.4549 | 0.00044022 | 54 | Residential_2032_Achievable_MW_Before Competition Groups_54 | ECM MOTORS FOR HVAC APPLICATION (FAN-POWERED VAV BOX) | 0.04402% | 0 | 0.25025 | Residential_2032_Achievable_MW_Before Competition Groups_ECM MOTORS FOR HVAC APPLICATION (FAN-POWERED VAV BOX)
Residential | Res ¦ Water Heater Temperature Setback | 2032 | Technical | MW | Before Competition Groups | 1.1438 | 0 | 0 | 2694.9791 | 0.00042441 | 76 | Residential_2032_Technical_MW_Before Competition Groups_76 | Water Heater Temperature Setback | 0.04244% | 0 | 1.1438 | Residential_2032_Technical_MW_Before Competition Groups_Water Heater Temperature Setback
Residential | Res ¦ LED Parking Lot Fixture | 2032 | Technical | MW | Before Competition Groups | 1.0855 | 0 | 0 | 2694.9791 | 0.00040277 | 77 | Residential_2032_Technical_MW_Before Competition Groups_77 | LED Parking Lot Fixture | 0.04028% | 0 | 1.0855 | Residential_2032_Technical_MW_Before Competition Groups_LED Parking Lot Fixture
Residential | Res ¦ VFD on Pumps | 2032 | Economic | MW | Before Competition Groups | 0.56238 | 0 | 0 | 1469.7569 | 0.00038264 | 51 | Residential_2032_Economic_MW_Before Competition Groups_51 | VFD on Pumps | 0.03826% | 0 | 0.56238 | Residential_2032_Economic_MW_Before Competition Groups_VFD on Pumps
Residential | Res ¦ Ceiling Insulation | 2032 | Achievable | MW | Before Competition Groups | 0.20832 | 0 | 0 | 568.4549 | 0.00036647 | 55 | Residential_2032_Achievable_MW_Before Competition Groups_55 | Ceiling Insulation | 0.03665% | 0 | 0.20832 | Residential_2032_Achievable_MW_Before Competition Groups_Ceiling Insulation
Residential | Res ¦ LED Exterior Area Lights - LED Fixture (200W) | 2032 | Economic | MW | Before Competition Groups | 0.50753 | 0 | 0 | 1469.7569 | 0.00034531 | 52 | Residential_2032_Economic_MW_Before Competition Groups_52 | LED Exterior Area Lights - LED Fixture (200W) | 0.03453% | 0 | 0.50753 | Residential_2032_Economic_MW_Before Competition Groups_LED Exterior Area Lights - LED Fixture (200W)
Residential | Res ¦ HVAC Optimization | 2032 | Technical | MW | Before Competition Groups | 0.83301 | 0 | 0 | 2694.9791 | 0.0003091 | 78 | Residential_2032_Technical_MW_Before Competition Groups_78 | HVAC Optimization | 0.03091% | 0 | 0.83301 | Residential_2032_Technical_MW_Before Competition Groups_HVAC Optimization
Residential | Res ¦ ENERGY STAR LED Lamps (General Service Lamps) | 2032 | Economic | MW | Before Competition Groups | 0.41281 | 0 | 0 | 1469.7569 | 0.00028087 | 53 | Residential_2032_Economic_MW_Before Competition Groups_53 | ENERGY STAR LED Lamps (General Service Lamps) | 0.02809% | 0 | 0.41281 | Residential_2032_Economic_MW_Before Competition Groups_ENERGY STAR LED Lamps (General Service Lamps)
Residential | Res ¦ Beverage Vending Machine Controls | 2032 | Achievable | MW | Before Competition Groups | 0.15908 | 0 | 0 | 568.4549 | 0.00027985 | 56 | Residential_2032_Achievable_MW_Before Competition Groups_56 | Beverage Vending Machine Controls | 0.02799% | 0 | 0.15908 | Residential_2032_Achievable_MW_Before Competition Groups_Beverage Vending Machine Controls
Residential | Res ¦ ECM MOTORS FOR HVAC APPLICATION (FAN-POWERED VAV BOX) | 2032 | Economic | MW | Before Competition Groups | 0.35474 | 0 | 0 | 1469.7569 | 0.00024136 | 54 | Residential_2032_Economic_MW_Before Competition Groups_54 | ECM MOTORS FOR HVAC APPLICATION (FAN-POWERED VAV BOX) | 0.02414% | 0 | 0.35474 | Residential_2032_Economic_MW_Before Competition Groups_ECM MOTORS FOR HVAC APPLICATION (FAN-POWERED VAV BOX)
Residential | Res ¦ VFD on Pumps | 2032 | Technical | MW | Before Competition Groups | 0.56238 | 0 | 0 | 2694.9791 | 0.00020868 | 79 | Residential_2032_Technical_MW_Before Competition Groups_79 | VFD on Pumps | 0.02087% | 0 | 0.56238 | Residential_2032_Technical_MW_Before Competition Groups_VFD on Pumps
Residential | Res ¦ Chilled Water Optimization | 2032 | Achievable | MW | Before Competition Groups | 0.11708 | 0 | 0 | 568.4549 | 0.00020597 | 57 | Residential_2032_Achievable_MW_Before Competition Groups_57 | Chilled Water Optimization | 0.0206% | 0 | 0.11708 | Residential_2032_Achievable_MW_Before Competition Groups_Chilled Water Optimization
Residential | Res ¦ LED Exterior Area Lights - LED Fixture (200W) | 2032 | Technical | MW | Before Competition Groups | 0.50753 | 0 | 0 | 2694.9791 | 0.00018832 | 80 | Residential_2032_Technical_MW_Before Competition Groups_80 | LED Exterior Area Lights - LED Fixture (200W) | 0.01883% | 0 | 0.50753 | Residential_2032_Technical_MW_Before Competition Groups_LED Exterior Area Lights - LED Fixture (200W)
Residential | Res ¦ Beverage Vending Machine Controls | 2032 | Economic | MW | Before Competition Groups | 0.25216 | 0 | 0 | 1469.7569 | 0.00017156 | 55 | Residential_2032_Economic_MW_Before Competition Groups_55 | Beverage Vending Machine Controls | 0.01716% | 0 | 0.25216 | Residential_2032_Economic_MW_Before Competition Groups_Beverage Vending Machine Controls
Residential | Res ¦ ENERGY STAR LED Lamps (General Service Lamps) | 2032 | Technical | MW | Before Competition Groups | 0.41281 | 0 | 0 | 2694.9791 | 0.00015318 | 81 | Residential_2032_Technical_MW_Before Competition Groups_81 | ENERGY STAR LED Lamps (General Service Lamps) | 0.01532% | 0 | 0.41281 | Residential_2032_Technical_MW_Before Competition Groups_ENERGY STAR LED Lamps (General Service Lamps)
Residential | Res ¦ Chilled Water Optimization | 2032 | Economic | MW | Before Competition Groups | 0.21504 | 0 | 0 | 1469.7569 | 0.00014631 | 56 | Residential_2032_Economic_MW_Before Competition Groups_56 | Chilled Water Optimization | 0.01463% | 0 | 0.21504 | Residential_2032_Economic_MW_Before Competition Groups_Chilled Water Optimization
Residential | Res ¦ LED Downlight | 2032 | Economic | MW | Before Competition Groups | 0.20458 | 0 | 0 | 1469.7569 | 0.00013919 | 57 | Residential_2032_Economic_MW_Before Competition Groups_57 | LED Downlight | 0.01392% | 0 | 0.20458 | Residential_2032_Economic_MW_Before Competition Groups_LED Downlight
Residential | Res ¦ ECM MOTORS FOR HVAC APPLICATION (FAN-POWERED VAV BOX) | 2032 | Technical | MW | Before Competition Groups | 0.35474 | 0 | 0 | 2694.9791 | 0.00013163 | 82 | Residential_2032_Technical_MW_Before Competition Groups_82 | ECM MOTORS FOR HVAC APPLICATION (FAN-POWERED VAV BOX) | 0.01316% | 0 | 0.35474 | Residential_2032_Technical_MW_Before Competition Groups_ECM MOTORS FOR HVAC APPLICATION (FAN-POWERED VAV BOX)
Residential | Res ¦ Air Source Heat Pump | 2032 | Economic | MW | Before Competition Groups | 0.19038 | 0 | 0 | 1469.7569 | 0.00012953 | 58 | Residential_2032_Economic_MW_Before Competition Groups_58 | Air Source Heat Pump | 0.01295% | 0 | 0.19038 | Residential_2032_Economic_MW_Before Competition Groups_Air Source Heat Pump
Residential | Res ¦ Heat Pump Water Heater | 2032 | Economic | MW | Before Competition Groups | 0.1417 | 0 | 0 | 1469.7569 | 9.6409e-05 | 59 | Residential_2032_Economic_MW_Before Competition Groups_59 | Heat Pump Water Heater | 0.009641% | 0 | 0.1417 | Residential_2032_Economic_MW_Before Competition Groups_Heat Pump Water Heater
Residential | Res ¦ Beverage Vending Machine Controls | 2032 | Technical | MW | Before Competition Groups | 0.25216 | 0 | 0 | 2694.9791 | 9.3565e-05 | 83 | Residential_2032_Technical_MW_Before Competition Groups_83 | Beverage Vending Machine Controls | 0.009357% | 0 | 0.25216 | Residential_2032_Technical_MW_Before Competition Groups_Beverage Vending Machine Controls
Residential | Res ¦ Chilled Water Optimization | 2032 | Technical | MW | Before Competition Groups | 0.21504 | 0 | 0 | 2694.9791 | 7.9795e-05 | 84 | Residential_2032_Technical_MW_Before Competition Groups_84 | Chilled Water Optimization | 0.007979% | 0 | 0.21504 | Residential_2032_Technical_MW_Before Competition Groups_Chilled Water Optimization
Residential | Res ¦ Wall Insulation MF | 2032 | Technical | MW | Before Competition Groups | 0.17955 | 0 | 0 | 2694.9791 | 6.6624e-05 | 85 | Residential_2032_Technical_MW_Before Competition Groups_85 | Wall Insulation MF | 0.006662% | 0 | 0.17955 | Residential_2032_Technical_MW_Before Competition Groups_Wall Insulation MF
Residential | Res ¦ LED High Bay Fixture | 2032 | Achievable | MW | Before Competition Groups | 0.014477 | 0 | 0 | 568.4549 | 2.5468e-05 | 58 | Residential_2032_Achievable_MW_Before Competition Groups_58 | LED High Bay Fixture | 0.002547% | 0 | 0.014477 | Residential_2032_Achievable_MW_Before Competition Groups_LED High Bay Fixture
Residential | Res ¦ LED High Bay Fixture | 2032 | Economic | MW | Before Competition Groups | 0.034791 | 0 | 0 | 1469.7569 | 2.3671e-05 | 60 | Residential_2032_Economic_MW_Before Competition Groups_60 | LED High Bay Fixture | 0.002367% | 0 | 0.034791 | Residential_2032_Economic_MW_Before Competition Groups_LED High Bay Fixture
Residential | Res ¦ Heat Pump Water Heater | 2032 | Achievable | MW | Before Competition Groups | 0.011248 | 0 | 0 | 568.4549 | 1.9787e-05 | 59 | Residential_2032_Achievable_MW_Before Competition Groups_59 | Heat Pump Water Heater | 0.001979% | 0 | 0.011248 | Residential_2032_Achievable_MW_Before Competition Groups_Heat Pump Water Heater
Residential | Res ¦ LED Recessed Downlights | 2032 | Technical | MW | Before Competition Groups | 0.040473 | 0 | 0 | 2694.9791 | 1.5018e-05 | 86 | Residential_2032_Technical_MW_Before Competition Groups_86 | LED Recessed Downlights | 0.001502% | 0 | 0.040473 | Residential_2032_Technical_MW_Before Competition Groups_LED Recessed Downlights
Residential | Res ¦ LED High Bay Fixture | 2032 | Technical | MW | Before Competition Groups | 0.034791 | 0 | 0 | 2694.9791 | 1.291e-05 | 87 | Residential_2032_Technical_MW_Before Competition Groups_87 | LED High Bay Fixture | 0.001291% | 0 | 0.034791 | Residential_2032_Technical_MW_Before Competition Groups_LED High Bay Fixture
Residential | Res ¦ Wall Insulation MF | 2032 | Economic | MW | Before Competition Groups | 0.014738 | 0 | 0 | 1469.7569 | 1.0028e-05 | 61 | Residential_2032_Economic_MW_Before Competition Groups_61 | Wall Insulation MF | 0.001003% | 0 | 0.014738 | Residential_2032_Economic_MW_Before Competition Groups_Wall Insulation MF
Residential | Res ¦ Radiant Barrier | 2032 | Technical | MW | Before Competition Groups | 0.013728 | 0 | 0 | 2694.9791 | 5.0939e-06 | 88 | Residential_2032_Technical_MW_Before Competition Groups_88 | Radiant Barrier | 0.0005094% | 0 | 0.013728 | Residential_2032_Technical_MW_Before Competition Groups_Radiant Barrier
Residential | Res ¦ Wall Insulation MF | 2032 | Achievable | MW | Before Competition Groups | 0.0025286 | 0 | 0 | 568.4549 | 4.4482e-06 | 60 | Residential_2032_Achievable_MW_Before Competition Groups_60 | Wall Insulation MF | 0.0004448% | 0 | 0.0025286 | Residential_2032_Achievable_MW_Before Competition Groups_Wall Insulation MF
Residential | Res ¦ Air Source Heat Pump | 2032 | Achievable | MW | Before Competition Groups | 0.0020609 | 0 | 0 | 568.4549 | 3.6255e-06 | 61 | Residential_2032_Achievable_MW_Before Competition Groups_61 | Air Source Heat Pump | 0.0003626% | 0 | 0.0020609 | Residential_2032_Achievable_MW_Before Competition Groups_Air Source Heat Pump
Residential | Res ¦ Solar Water Preheat (Pools/DHW) | 2032 | Technical | MW | Before Competition Groups | 0.0078027 | 0 | 0 | 2694.9791 | 2.8953e-06 | 89 | Residential_2032_Technical_MW_Before Competition Groups_89 | Solar Water Preheat (Pools/DHW) | 0.0002895% | 0 | 0.0078027 | Residential_2032_Technical_MW_Before Competition Groups_Solar Water Preheat (Pools/DHW)
Residential | Res ¦ Photocell Controls (Outdoor) | 2032 | Technical | MW | Before Competition Groups | 8.1553e-05 | 0 | 0 | 2694.9791 | 3.0261e-08 | 90 | Residential_2032_Technical_MW_Before Competition Groups_90 | Photocell Controls (Outdoor) | 3.026e-06% | 0 | 8.1553e-05 | Residential_2032_Technical_MW_Before Competition Groups_Photocell Controls (Outdoor)
Residential | Res ¦ DHW Recirculation Systems | 2032 | Achievable | MW | Before Competition Groups | 0 | 0 | 0 | 568.4549 | 0 | 62 | Residential_2032_Achievable_MW_Before Competition Groups_62 | DHW Recirculation Systems | 0% | 0 | 0 | Residential_2032_Achievable_MW_Before Competition Groups_DHW Recirculation Systems
Residential | Res ¦ DHW Recirculation Systems | 2032 | Economic | MW | Before Competition Groups | 0 | 0 | 0 | 1469.7569 | 0 | 62 | Residential_2032_Economic_MW_Before Competition Groups_62 | DHW Recirculation Systems | 0% | 0 | 0 | Residential_2032_Economic_MW_Before Competition Groups_DHW Recirculation Systems
Residential | Res ¦ Energy Star Dehumidifier | 2032 | Achievable | MW | Before Competition Groups | 0 | 0 | 0 | 568.4549 | 0 | 63 | Residential_2032_Achievable_MW_Before Competition Groups_63 | Energy Star Dehumidifier | 0% | 0 | 0 | Residential_2032_Achievable_MW_Before Competition Groups_Energy Star Dehumidifier
Residential | Res ¦ Energy Star Dehumidifier | 2032 | Economic | MW | Before Competition Groups | 0 | 0 | 0 | 1469.7569 | 0 | 63 | Residential_2032_Economic_MW_Before Competition Groups_63 | Energy Star Dehumidifier | 0% | 0 | 0 | Residential_2032_Economic_MW_Before Competition Groups_Energy Star Dehumidifier
Residential | Res ¦ Lighting Motion Sensors, Timers, Dimmers | 2032 | Achievable | MW | Before Competition Groups | 0 | 0 | 0 | 568.4549 | 0 | 64 | Residential_2032_Achievable_MW_Before Competition Groups_64 | Lighting Motion Sensors, Timers, Dimmers | 0% | 0 | 0 | Residential_2032_Achievable_MW_Before Competition Groups_Lighting Motion Sensors, Timers, Dimmers
Residential | Res ¦ Lighting Motion Sensors, Timers, Dimmers | 2032 | Economic | MW | Before Competition Groups | 0 | 0 | 0 | 1469.7569 | 0 | 64 | Residential_2032_Economic_MW_Before Competition Groups_64 | Lighting Motion Sensors, Timers, Dimmers | 0% | 0 | 0 | Residential_2032_Economic_MW_Before Competition Groups_Lighting Motion Sensors, Timers, Dimmers
Residential | Res ¦ Networked/ Connected - Indoor LED Luminaire | 2032 | Achievable | MW | Before Competition Groups | 0 | 0 | 0 | 568.4549 | 0 | 65 | Residential_2032_Achievable_MW_Before Competition Groups_65 | Networked/ Connected - Indoor LED Luminaire | 0% | 0 | 0 | Residential_2032_Achievable_MW_Before Competition Groups_Networked/ Connected - Indoor LED Luminaire
Residential | Res ¦ Networked/ Connected - Indoor LED Luminaire | 2032 | Economic | MW | Before Competition Groups | 0 | 0 | 0 | 1469.7569 | 0 | 65 | Residential_2032_Economic_MW_Before Competition Groups_65 | Networked/ Connected - Indoor LED Luminaire | 0% | 0 | 0 | Residential_2032_Economic_MW_Before Competition Groups_Networked/ Connected - Indoor LED Luminaire
Residential | Res ¦ Radiant Barrier | 2032 | Achievable | MW | Before Competition Groups | 0 | 0 | 0 | 568.4549 | 0 | 66 | Residential_2032_Achievable_MW_Before Competition Groups_66 | Radiant Barrier | 0% | 0 | 0 | Residential_2032_Achievable_MW_Before Competition Groups_Radiant Barrier
Residential | Res ¦ Radiant Barrier | 2032 | Economic | MW | Before Competition Groups | 0 | 0 | 0 | 1469.7569 | 0 | 66 | Residential_2032_Economic_MW_Before Competition Groups_66 | Radiant Barrier | 0% | 0 | 0 | Residential_2032_Economic_MW_Before Competition Groups_Radiant Barrier
Residential | Res ¦ Variable Refrigerant Flow Heat Pump | 2032 | Achievable | MW | Before Competition Groups | 0 | 0 | 0 | 568.4549 | 0 | 67 | Residential_2032_Achievable_MW_Before Competition Groups_67 | Variable Refrigerant Flow Heat Pump | 0% | 0 | 0 | Residential_2032_Achievable_MW_Before Competition Groups_Variable Refrigerant Flow Heat Pump
Residential | Res ¦ Variable Refrigerant Flow Heat Pump | 2032 | Economic | MW | Before Competition Groups | 0 | 0 | 0 | 1469.7569 | 0 | 67 | Residential_2032_Economic_MW_Before Competition Groups_67 | Variable Refrigerant Flow Heat Pump | 0% | 0 | 0 | Residential_2032_Economic_MW_Before Competition Groups_Variable Refrigerant Flow Heat Pump
Residential | Res ¦ Ductless Mini-Split Heat Pump | 2033 | Achievable | MW | Before Competition Groups | 88.6694 | 0 | 0 | 639.9856 | 0.13855 | 1 | Residential_2033_Achievable_MW_Before Competition Groups_1 | Ductless Mini-Split Heat Pump | 13.85% | 0 | 88.6694 | Residential_2033_Achievable_MW_Before Competition Groups_Ductless Mini-Split Heat Pump
Residential | Res ¦ Adaptive Thermostat | 2033 | Economic | MW | Before Competition Groups | 204.8212 | 0 | 0 | 1536.9931 | 0.13326 | 1 | Residential_2033_Economic_MW_Before Competition Groups_1 | Adaptive Thermostat | 13.33% | 0 | 204.8212 | Residential_2033_Economic_MW_Before Competition Groups_Adaptive Thermostat
Residential | Res ¦ Building Recommissioning, Operations and Maintenance (O&M) Improvements | 2033 | Achievable | MW | Before Competition Groups | 80.9389 | 0 | 0 | 639.9856 | 0.12647 | 2 | Residential_2033_Achievable_MW_Before Competition Groups_2 | Building Recommissioning, Operations and Maintenance (O&M) Improvements | 12.65% | 0 | 80.9389 | Residential_2033_Achievable_MW_Before Competition Groups_Building Recommissioning, Operations and Maintenance (O&M) Improvements
Residential | Res ¦ Ductless Mini-Split Heat Pump | 2033 | Economic | MW | Before Competition Groups | 163.3635 | 0 | 0 | 1536.9931 | 0.10629 | 2 | Residential_2033_Economic_MW_Before Competition Groups_2 | Ductless Mini-Split Heat Pump | 10.63% | 0 | 163.3635 | Residential_2033_Economic_MW_Before Competition Groups_Ductless Mini-Split Heat Pump
Residential | Res ¦ Energy Star Clothes Washer | 2033 | Achievable | MW | Before Competition Groups | 59.4746 | 0 | 0 | 639.9856 | 0.092931 | 3 | Residential_2033_Achievable_MW_Before Competition Groups_3 | Energy Star Clothes Washer | 9.293% | 0 | 59.4746 | Residential_2033_Achievable_MW_Before Competition Groups_Energy Star Clothes Washer
Residential | Res ¦ Energy Star Central Air Conditioner | 2033 | Technical | MW | Before Competition Groups | 258.6413 | 0 | 0 | 2788.5132 | 0.092752 | 1 | Residential_2033_Technical_MW_Before Competition Groups_1 | Energy Star Central Air Conditioner | 9.275% | 0 | 258.6413 | Residential_2033_Technical_MW_Before Competition Groups_Energy Star Central Air Conditioner
Residential | Res ¦ Variable Speed Pool Pump Motor | 2033 | Achievable | MW | Before Competition Groups | 57.0505 | 0 | 0 | 639.9856 | 0.089143 | 4 | Residential_2033_Achievable_MW_Before Competition Groups_4 | Variable Speed Pool Pump Motor | 8.914% | 0 | 57.0505 | Residential_2033_Achievable_MW_Before Competition Groups_Variable Speed Pool Pump Motor
Residential | Res ¦ Adaptive Thermostat | 2033 | Achievable | MW | Before Competition Groups | 55.9398 | 0 | 0 | 639.9856 | 0.087408 | 5 | Residential_2033_Achievable_MW_Before Competition Groups_5 | Adaptive Thermostat | 8.741% | 0 | 55.9398 | Residential_2033_Achievable_MW_Before Competition Groups_Adaptive Thermostat
Residential | Res ¦ Adaptive Thermostat | 2033 | Technical | MW | Before Competition Groups | 204.8212 | 0 | 0 | 2788.5132 | 0.073452 | 2 | Residential_2033_Technical_MW_Before Competition Groups_2 | Adaptive Thermostat | 7.345% | 0 | 204.8212 | Residential_2033_Technical_MW_Before Competition Groups_Adaptive Thermostat
Residential | Res ¦ Energy Star Air Source Heat Pump | 2033 | Economic | MW | Before Competition Groups | 90.4343 | 0 | 0 | 1536.9931 | 0.058838 | 3 | Residential_2033_Economic_MW_Before Competition Groups_3 | Energy Star Air Source Heat Pump | 5.884% | 0 | 90.4343 | Residential_2033_Economic_MW_Before Competition Groups_Energy Star Air Source Heat Pump
Residential | Res ¦ Ductless Mini-Split Air Conditioner | 2033 | Technical | MW | Before Competition Groups | 163.3855 | 0 | 0 | 2788.5132 | 0.058592 | 3 | Residential_2033_Technical_MW_Before Competition Groups_3 | Ductless Mini-Split Air Conditioner | 5.859% | 0 | 163.3855 | Residential_2033_Technical_MW_Before Competition Groups_Ductless Mini-Split Air Conditioner
Residential | Res ¦ Ductless Mini-Split Heat Pump | 2033 | Technical | MW | Before Competition Groups | 163.3635 | 0 | 0 | 2788.5132 | 0.058584 | 4 | Residential_2033_Technical_MW_Before Competition Groups_4 | Ductless Mini-Split Heat Pump | 5.858% | 0 | 163.3635 | Residential_2033_Technical_MW_Before Competition Groups_Ductless Mini-Split Heat Pump
Residential | Res ¦ Building Recommissioning, Operations and Maintenance (O&M) Improvements | 2033 | Economic | MW | Before Competition Groups | 89.4898 | 0 | 0 | 1536.9931 | 0.058224 | 4 | Residential_2033_Economic_MW_Before Competition Groups_4 | Building Recommissioning, Operations and Maintenance (O&M) Improvements | 5.822% | 0 | 89.4898 | Residential_2033_Economic_MW_Before Competition Groups_Building Recommissioning, Operations and Maintenance (O&M) Improvements
Residential | Res ¦ Energy Star Ground Source Heat Pump | 2033 | Technical | MW | Before Competition Groups | 160.0009 | 0 | 0 | 2788.5132 | 0.057379 | 5 | Residential_2033_Technical_MW_Before Competition Groups_5 | Energy Star Ground Source Heat Pump | 5.738% | 0 | 160.0009 | Residential_2033_Technical_MW_Before Competition Groups_Energy Star Ground Source Heat Pump
Residential | Res ¦ Energy Star A Line, PAR, MR Lamps | 2033 | Economic | MW | Before Competition Groups | 84.0752 | 0 | 0 | 1536.9931 | 0.054701 | 5 | Residential_2033_Economic_MW_Before Competition Groups_5 | Energy Star A Line, PAR, MR Lamps | 5.47% | 0 | 84.0752 | Residential_2033_Economic_MW_Before Competition Groups_Energy Star A Line, PAR, MR Lamps
Residential | Res ¦ Basement Wall Insulation | 2033 | Economic | MW | Before Competition Groups | 79.5458 | 0 | 0 | 1536.9931 | 0.051754 | 6 | Residential_2033_Economic_MW_Before Competition Groups_6 | Basement Wall Insulation | 5.175% | 0 | 79.5458 | Residential_2033_Economic_MW_Before Competition Groups_Basement Wall Insulation
Residential | Res ¦ Energy Star Clothes Washer | 2033 | Economic | MW | Before Competition Groups | 76.9412 | 0 | 0 | 1536.9931 | 0.05006 | 7 | Residential_2033_Economic_MW_Before Competition Groups_7 | Energy Star Clothes Washer | 5.006% | 0 | 76.9412 | Residential_2033_Economic_MW_Before Competition Groups_Energy Star Clothes Washer
Residential | Res ¦ Energy Star LED Bulbs General Purpose LEDs | 2033 | Economic | MW | Before Competition Groups | 75.3037 | 0 | 0 | 1536.9931 | 0.048994 | 8 | Residential_2033_Economic_MW_Before Competition Groups_8 | Energy Star LED Bulbs General Purpose LEDs | 4.899% | 0 | 75.3037 | Residential_2033_Economic_MW_Before Competition Groups_Energy Star LED Bulbs General Purpose LEDs
Residential | Res ¦ Smart Burners | 2033 | Economic | MW | Before Competition Groups | 74.2601 | 0 | 0 | 1536.9931 | 0.048315 | 9 | Residential_2033_Economic_MW_Before Competition Groups_9 | Smart Burners | 4.832% | 0 | 74.2601 | Residential_2033_Economic_MW_Before Competition Groups_Smart Burners
Residential | Res ¦ Energy Star LED Specialty Bulbs | 2033 | Economic | MW | Before Competition Groups | 66.321 | 0 | 0 | 1536.9931 | 0.04315 | 10 | Residential_2033_Economic_MW_Before Competition Groups_10 | Energy Star LED Specialty Bulbs | 4.315% | 0 | 66.321 | Residential_2033_Economic_MW_Before Competition Groups_Energy Star LED Specialty Bulbs
Residential | Res ¦ Smart Power Bar | 2033 | Economic | MW | Before Competition Groups | 65.0569 | 0 | 0 | 1536.9931 | 0.042327 | 11 | Residential_2033_Economic_MW_Before Competition Groups_11 | Smart Power Bar | 4.233% | 0 | 65.0569 | Residential_2033_Economic_MW_Before Competition Groups_Smart Power Bar
Residential | Res ¦ Variable Speed Pool Pump Motor | 2033 | Economic | MW | Before Competition Groups | 63.0808 | 0 | 0 | 1536.9931 | 0.041042 | 12 | Residential_2033_Economic_MW_Before Competition Groups_12 | Variable Speed Pool Pump Motor | 4.104% | 0 | 63.0808 | Residential_2033_Economic_MW_Before Competition Groups_Variable Speed Pool Pump Motor
Residential | Res ¦ Energy Star Room Air Conditioner | 2033 | Economic | MW | Before Competition Groups | 62.3106 | 0 | 0 | 1536.9931 | 0.040541 | 13 | Residential_2033_Economic_MW_Before Competition Groups_13 | Energy Star Room Air Conditioner | 4.054% | 0 | 62.3106 | Residential_2033_Economic_MW_Before Competition Groups_Energy Star Room Air Conditioner
Residential | Res ¦ Attic Insulation | 2033 | Economic | MW | Before Competition Groups | 61.3998 | 0 | 0 | 1536.9931 | 0.039948 | 14 | Residential_2033_Economic_MW_Before Competition Groups_14 | Attic Insulation | 3.995% | 0 | 61.3998 | Residential_2033_Economic_MW_Before Competition Groups_Attic Insulation
Residential | Res ¦ Smart Burners | 2033 | Technical | MW | Before Competition Groups | 108.2745 | 0 | 0 | 2788.5132 | 0.038829 | 6 | Residential_2033_Technical_MW_Before Competition Groups_6 | Smart Burners | 3.883% | 0 | 108.2745 | Residential_2033_Technical_MW_Before Competition Groups_Smart Burners
Residential | Res ¦ Energy Star Air Source Heat Pump | 2033 | Achievable | MW | Before Competition Groups | 23.8763 | 0 | 0 | 639.9856 | 0.037308 | 6 | Residential_2033_Achievable_MW_Before Competition Groups_6 | Energy Star Air Source Heat Pump | 3.731% | 0 | 23.8763 | Residential_2033_Achievable_MW_Before Competition Groups_Energy Star Air Source Heat Pump
Residential | Res ¦ Smart Burners | 2033 | Achievable | MW | Before Competition Groups | 23.0082 | 0 | 0 | 639.9856 | 0.035951 | 7 | Residential_2033_Achievable_MW_Before Competition Groups_7 | Smart Burners | 3.595% | 0 | 23.0082 | Residential_2033_Achievable_MW_Before Competition Groups_Smart Burners
Residential | Res ¦ Energy Star Room Air Conditioner | 2033 | Achievable | MW | Before Competition Groups | 21.9079 | 0 | 0 | 639.9856 | 0.034232 | 8 | Residential_2033_Achievable_MW_Before Competition Groups_8 | Energy Star Room Air Conditioner | 3.423% | 0 | 21.9079 | Residential_2033_Achievable_MW_Before Competition Groups_Energy Star Room Air Conditioner
Residential | Res ¦ Energy Star Refrigerator | 2033 | Technical | MW | Before Competition Groups | 91.8538 | 0 | 0 | 2788.5132 | 0.03294 | 7 | Residential_2033_Technical_MW_Before Competition Groups_7 | Energy Star Refrigerator | 3.294% | 0 | 91.8538 | Residential_2033_Technical_MW_Before Competition Groups_Energy Star Refrigerator
Residential | Res ¦ Energy Star Air Source Heat Pump | 2033 | Technical | MW | Before Competition Groups | 90.4343 | 0 | 0 | 2788.5132 | 0.032431 | 8 | Residential_2033_Technical_MW_Before Competition Groups_8 | Energy Star Air Source Heat Pump | 3.243% | 0 | 90.4343 | Residential_2033_Technical_MW_Before Competition Groups_Energy Star Air Source Heat Pump
Residential | Res ¦ Building Recommissioning, Operations and Maintenance (O&M) Improvements | 2033 | Technical | MW | Before Competition Groups | 89.4898 | 0 | 0 | 2788.5132 | 0.032092 | 9 | Residential_2033_Technical_MW_Before Competition Groups_9 | Building Recommissioning, Operations and Maintenance (O&M) Improvements | 3.209% | 0 | 89.4898 | Residential_2033_Technical_MW_Before Competition Groups_Building Recommissioning, Operations and Maintenance (O&M) Improvements
Residential | Res ¦ Energy Star A Line, PAR, MR Lamps | 2033 | Technical | MW | Before Competition Groups | 84.0752 | 0 | 0 | 2788.5132 | 0.030151 | 10 | Residential_2033_Technical_MW_Before Competition Groups_10 | Energy Star A Line, PAR, MR Lamps | 3.015% | 0 | 84.0752 | Residential_2033_Technical_MW_Before Competition Groups_Energy Star A Line, PAR, MR Lamps
Residential | Res ¦ Heat Pump Clothes Dryer | 2033 | Technical | MW | Before Competition Groups | 82.5126 | 0 | 0 | 2788.5132 | 0.02959 | 11 | Residential_2033_Technical_MW_Before Competition Groups_11 | Heat Pump Clothes Dryer | 2.959% | 0 | 82.5126 | Residential_2033_Technical_MW_Before Competition Groups_Heat Pump Clothes Dryer
Residential | Res ¦ Basement Wall Insulation | 2033 | Technical | MW | Before Competition Groups | 79.5458 | 0 | 0 | 2788.5132 | 0.028526 | 12 | Residential_2033_Technical_MW_Before Competition Groups_12 | Basement Wall Insulation | 2.853% | 0 | 79.5458 | Residential_2033_Technical_MW_Before Competition Groups_Basement Wall Insulation
Residential | Res ¦ Smart Power Bar | 2033 | Achievable | MW | Before Competition Groups | 18.138 | 0 | 0 | 639.9856 | 0.028341 | 9 | Residential_2033_Achievable_MW_Before Competition Groups_9 | Smart Power Bar | 2.834% | 0 | 18.138 | Residential_2033_Achievable_MW_Before Competition Groups_Smart Power Bar
Residential | Res ¦ Energy Star LED Bulbs General Purpose LEDs | 2033 | Achievable | MW | Before Competition Groups | 18.0481 | 0 | 0 | 639.9856 | 0.028201 | 10 | Residential_2033_Achievable_MW_Before Competition Groups_10 | Energy Star LED Bulbs General Purpose LEDs | 2.82% | 0 | 18.0481 | Residential_2033_Achievable_MW_Before Competition Groups_Energy Star LED Bulbs General Purpose LEDs
Residential | Res ¦ Energy Star Clothes Washer | 2033 | Technical | MW | Before Competition Groups | 76.9412 | 0 | 0 | 2788.5132 | 0.027592 | 13 | Residential_2033_Technical_MW_Before Competition Groups_13 | Energy Star Clothes Washer | 2.759% | 0 | 76.9412 | Residential_2033_Technical_MW_Before Competition Groups_Energy Star Clothes Washer
Residential | Res ¦ Energy Star LED Bulbs General Purpose LEDs | 2033 | Technical | MW | Before Competition Groups | 75.3037 | 0 | 0 | 2788.5132 | 0.027005 | 14 | Residential_2033_Technical_MW_Before Competition Groups_14 | Energy Star LED Bulbs General Purpose LEDs | 2.7% | 0 | 75.3037 | Residential_2033_Technical_MW_Before Competition Groups_Energy Star LED Bulbs General Purpose LEDs
Residential | Res ¦ Energy Star LED Specialty Bulbs | 2033 | Achievable | MW | Before Competition Groups | 16.0548 | 0 | 0 | 639.9856 | 0.025086 | 11 | Residential_2033_Achievable_MW_Before Competition Groups_11 | Energy Star LED Specialty Bulbs | 2.509% | 0 | 16.0548 | Residential_2033_Achievable_MW_Before Competition Groups_Energy Star LED Specialty Bulbs
Residential | Res ¦ Basement Wall Insulation | 2033 | Achievable | MW | Before Competition Groups | 15.8837 | 0 | 0 | 639.9856 | 0.024819 | 12 | Residential_2033_Achievable_MW_Before Competition Groups_12 | Basement Wall Insulation | 2.482% | 0 | 15.8837 | Residential_2033_Achievable_MW_Before Competition Groups_Basement Wall Insulation
Residential | Res ¦ Induction Cooking Stove Top | 2033 | Technical | MW | Before Competition Groups | 66.6971 | 0 | 0 | 2788.5132 | 0.023919 | 15 | Residential_2033_Technical_MW_Before Competition Groups_15 | Induction Cooking Stove Top | 2.392% | 0 | 66.6971 | Residential_2033_Technical_MW_Before Competition Groups_Induction Cooking Stove Top
Residential | Res ¦ Energy Star LED Specialty Bulbs | 2033 | Technical | MW | Before Competition Groups | 66.321 | 0 | 0 | 2788.5132 | 0.023784 | 16 | Residential_2033_Technical_MW_Before Competition Groups_16 | Energy Star LED Specialty Bulbs | 2.378% | 0 | 66.321 | Residential_2033_Technical_MW_Before Competition Groups_Energy Star LED Specialty Bulbs
Residential | Res ¦ Basement or Crawlspace Insulation | 2033 | Technical | MW | Before Competition Groups | 66.1922 | 0 | 0 | 2788.5132 | 0.023737 | 17 | Residential_2033_Technical_MW_Before Competition Groups_17 | Basement or Crawlspace Insulation | 2.374% | 0 | 66.1922 | Residential_2033_Technical_MW_Before Competition Groups_Basement or Crawlspace Insulation
Residential | Res ¦ Smart Power Bar | 2033 | Technical | MW | Before Competition Groups | 65.0569 | 0 | 0 | 2788.5132 | 0.02333 | 18 | Residential_2033_Technical_MW_Before Competition Groups_18 | Smart Power Bar | 2.333% | 0 | 65.0569 | Residential_2033_Technical_MW_Before Competition Groups_Smart Power Bar
Residential | Res ¦ Energy Star Room Air Conditioner | 2033 | Technical | MW | Before Competition Groups | 63.1394 | 0 | 0 | 2788.5132 | 0.022643 | 19 | Residential_2033_Technical_MW_Before Competition Groups_19 | Energy Star Room Air Conditioner | 2.264% | 0 | 63.1394 | Residential_2033_Technical_MW_Before Competition Groups_Energy Star Room Air Conditioner
Residential | Res ¦ Variable Speed Pool Pump Motor | 2033 | Technical | MW | Before Competition Groups | 63.0808 | 0 | 0 | 2788.5132 | 0.022622 | 20 | Residential_2033_Technical_MW_Before Competition Groups_20 | Variable Speed Pool Pump Motor | 2.262% | 0 | 63.0808 | Residential_2033_Technical_MW_Before Competition Groups_Variable Speed Pool Pump Motor
Residential | Res ¦ Attic Insulation | 2033 | Technical | MW | Before Competition Groups | 61.3998 | 0 | 0 | 2788.5132 | 0.022019 | 21 | Residential_2033_Technical_MW_Before Competition Groups_21 | Attic Insulation | 2.202% | 0 | 61.3998 | Residential_2033_Technical_MW_Before Competition Groups_Attic Insulation
Residential | Res ¦ Attic Insulation | 2033 | Achievable | MW | Before Competition Groups | 12.258 | 0 | 0 | 639.9856 | 0.019154 | 13 | Residential_2033_Achievable_MW_Before Competition Groups_13 | Attic Insulation | 1.915% | 0 | 12.258 | Residential_2033_Achievable_MW_Before Competition Groups_Attic Insulation
Residential | Res ¦ Occupancy Sensors MF | 2033 | Achievable | MW | Before Competition Groups | 11.9707 | 0 | 0 | 639.9856 | 0.018705 | 14 | Residential_2033_Achievable_MW_Before Competition Groups_14 | Occupancy Sensors MF | 1.87% | 0 | 11.9707 | Residential_2033_Achievable_MW_Before Competition Groups_Occupancy Sensors MF
Residential | Res ¦ Advanced BAS/Controllers | 2033 | Achievable | MW | Before Competition Groups | 11.8224 | 0 | 0 | 639.9856 | 0.018473 | 15 | Residential_2033_Achievable_MW_Before Competition Groups_15 | Advanced BAS/Controllers | 1.847% | 0 | 11.8224 | Residential_2033_Achievable_MW_Before Competition Groups_Advanced BAS/Controllers
Residential | Res ¦ Energy Star A Line, PAR, MR Lamps | 2033 | Achievable | MW | Before Competition Groups | 11.7134 | 0 | 0 | 639.9856 | 0.018303 | 16 | Residential_2033_Achievable_MW_Before Competition Groups_16 | Energy Star A Line, PAR, MR Lamps | 1.83% | 0 | 11.7134 | Residential_2033_Achievable_MW_Before Competition Groups_Energy Star A Line, PAR, MR Lamps
Residential | Res ¦ Networked/ Connected - Indoor LED Lamp | 2033 | Technical | MW | Before Competition Groups | 50.8341 | 0 | 0 | 2788.5132 | 0.01823 | 22 | Residential_2033_Technical_MW_Before Competition Groups_22 | Networked/ Connected - Indoor LED Lamp | 1.823% | 0 | 50.8341 | Residential_2033_Technical_MW_Before Competition Groups_Networked/ Connected - Indoor LED Lamp
Residential | Res ¦ Wall Insulation | 2033 | Technical | MW | Before Competition Groups | 48.1183 | 0 | 0 | 2788.5132 | 0.017256 | 23 | Residential_2033_Technical_MW_Before Competition Groups_23 | Wall Insulation | 1.726% | 0 | 48.1183 | Residential_2033_Technical_MW_Before Competition Groups_Wall Insulation
Residential | Res ¦ Energy Star Clothes Dryer | 2033 | Technical | MW | Before Competition Groups | 47.1286 | 0 | 0 | 2788.5132 | 0.016901 | 24 | Residential_2033_Technical_MW_Before Competition Groups_24 | Energy Star Clothes Dryer | 1.69% | 0 | 47.1286 | Residential_2033_Technical_MW_Before Competition Groups_Energy Star Clothes Dryer
Residential | Res ¦ Clothes Drying Racks | 2033 | Achievable | MW | Before Competition Groups | 10.7454 | 0 | 0 | 639.9856 | 0.01679 | 17 | Residential_2033_Achievable_MW_Before Competition Groups_17 | Clothes Drying Racks | 1.679% | 0 | 10.7454 | Residential_2033_Achievable_MW_Before Competition Groups_Clothes Drying Racks
Residential | Res ¦ Energy Star Torchiere | 2033 | Achievable | MW | Before Competition Groups | 9.5234 | 0 | 0 | 639.9856 | 0.014881 | 18 | Residential_2033_Achievable_MW_Before Competition Groups_18 | Energy Star Torchiere | 1.488% | 0 | 9.5234 | Residential_2033_Achievable_MW_Before Competition Groups_Energy Star Torchiere
Residential | Res ¦ Ceiling Insulation | 2033 | Economic | MW | Before Competition Groups | 22.1982 | 0 | 0 | 1536.9931 | 0.014443 | 15 | Residential_2033_Economic_MW_Before Competition Groups_15 | Ceiling Insulation | 1.444% | 0 | 22.1982 | Residential_2033_Economic_MW_Before Competition Groups_Ceiling Insulation
Residential | Res ¦ Refrigerator Recycling | 2033 | Achievable | MW | Before Competition Groups | 9.1092 | 0 | 0 | 639.9856 | 0.014233 | 19 | Residential_2033_Achievable_MW_Before Competition Groups_19 | Refrigerator Recycling | 1.423% | 0 | 9.1092 | Residential_2033_Achievable_MW_Before Competition Groups_Refrigerator Recycling
Residential | Res ¦ Lighting Motion Sensors, Timers, Dimmers | 2033 | Technical | MW | Before Competition Groups | 37.4272 | 0 | 0 | 2788.5132 | 0.013422 | 25 | Residential_2033_Technical_MW_Before Competition Groups_25 | Lighting Motion Sensors, Timers, Dimmers | 1.342% | 0 | 37.4272 | Residential_2033_Technical_MW_Before Competition Groups_Lighting Motion Sensors, Timers, Dimmers
Residential | Res ¦ Freezer Recycling | 2033 | Achievable | MW | Before Competition Groups | 8.4721 | 0 | 0 | 639.9856 | 0.013238 | 20 | Residential_2033_Achievable_MW_Before Competition Groups_20 | Freezer Recycling | 1.324% | 0 | 8.4721 | Residential_2033_Achievable_MW_Before Competition Groups_Freezer Recycling
Residential | Res ¦ High Efficiency Chiller (avg of water and air cooled) | 2033 | Achievable | MW | Before Competition Groups | 8.181 | 0 | 0 | 639.9856 | 0.012783 | 21 | Residential_2033_Achievable_MW_Before Competition Groups_21 | High Efficiency Chiller (avg of water and air cooled) | 1.278% | 0 | 8.181 | Residential_2033_Achievable_MW_Before Competition Groups_High Efficiency Chiller (avg of water and air cooled)
Residential | Res ¦ Duct Insulation | 2033 | Economic | MW | Before Competition Groups | 19.6013 | 0 | 0 | 1536.9931 | 0.012753 | 16 | Residential_2033_Economic_MW_Before Competition Groups_16 | Duct Insulation | 1.275% | 0 | 19.6013 | Residential_2033_Economic_MW_Before Competition Groups_Duct Insulation
Residential | Res ¦ Energy Star Clothes Dryer | 2033 | Achievable | MW | Before Competition Groups | 7.8283 | 0 | 0 | 639.9856 | 0.012232 | 22 | Residential_2033_Achievable_MW_Before Competition Groups_22 | Energy Star Clothes Dryer | 1.223% | 0 | 7.8283 | Residential_2033_Achievable_MW_Before Competition Groups_Energy Star Clothes Dryer
Residential | Res ¦ Energy Star Light Fixture | 2033 | Achievable | MW | Before Competition Groups | 7.3346 | 0 | 0 | 639.9856 | 0.011461 | 23 | Residential_2033_Achievable_MW_Before Competition Groups_23 | Energy Star Light Fixture | 1.146% | 0 | 7.3346 | Residential_2033_Achievable_MW_Before Competition Groups_Energy Star Light Fixture
Residential | Res ¦ Energy Star Clothes Dryer | 2033 | Economic | MW | Before Competition Groups | 17.2786 | 0 | 0 | 1536.9931 | 0.011242 | 17 | Residential_2033_Economic_MW_Before Competition Groups_17 | Energy Star Clothes Dryer | 1.124% | 0 | 17.2786 | Residential_2033_Economic_MW_Before Competition Groups_Energy Star Clothes Dryer
Residential | Res ¦ Variable Refrigerant Flow Heat Pump | 2033 | Technical | MW | Before Competition Groups | 31.0264 | 0 | 0 | 2788.5132 | 0.011127 | 26 | Residential_2033_Technical_MW_Before Competition Groups_26 | Variable Refrigerant Flow Heat Pump | 1.113% | 0 | 31.0264 | Residential_2033_Technical_MW_Before Competition Groups_Variable Refrigerant Flow Heat Pump
Residential | Res ¦ Air Sealing | 2033 | Economic | MW | Before Competition Groups | 16.9581 | 0 | 0 | 1536.9931 | 0.011033 | 18 | Residential_2033_Economic_MW_Before Competition Groups_18 | Air Sealing | 1.103% | 0 | 16.9581 | Residential_2033_Economic_MW_Before Competition Groups_Air Sealing
Residential | Res ¦ Floor Insulation | 2033 | Economic | MW | Before Competition Groups | 16.1208 | 0 | 0 | 1536.9931 | 0.010489 | 19 | Residential_2033_Economic_MW_Before Competition Groups_19 | Floor Insulation | 1.049% | 0 | 16.1208 | Residential_2033_Economic_MW_Before Competition Groups_Floor Insulation
Residential | Res ¦ Energy Star Torchiere | 2033 | Economic | MW | Before Competition Groups | 15.999 | 0 | 0 | 1536.9931 | 0.010409 | 20 | Residential_2033_Economic_MW_Before Competition Groups_20 | Energy Star Torchiere | 1.041% | 0 | 15.999 | Residential_2033_Economic_MW_Before Competition Groups_Energy Star Torchiere
Residential | Res ¦ Occupancy Sensors MF | 2033 | Economic | MW | Before Competition Groups | 13.5976 | 0 | 0 | 1536.9931 | 0.0088469 | 21 | Residential_2033_Economic_MW_Before Competition Groups_21 | Occupancy Sensors MF | 0.8847% | 0 | 13.5976 | Residential_2033_Economic_MW_Before Competition Groups_Occupancy Sensors MF
Residential | Res ¦ Ceiling Insulation | 2033 | Technical | MW | Before Competition Groups | 23.9682 | 0 | 0 | 2788.5132 | 0.0085954 | 27 | Residential_2033_Technical_MW_Before Competition Groups_27 | Ceiling Insulation | 0.8595% | 0 | 23.9682 | Residential_2033_Technical_MW_Before Competition Groups_Ceiling Insulation
Residential | Res ¦ Energy Star Light Fixture | 2033 | Economic | MW | Before Competition Groups | 13.2054 | 0 | 0 | 1536.9931 | 0.0085917 | 22 | Residential_2033_Economic_MW_Before Competition Groups_22 | Energy Star Light Fixture | 0.8592% | 0 | 13.2054 | Residential_2033_Economic_MW_Before Competition Groups_Energy Star Light Fixture
Residential | Res ¦ Advanced BAS/Controllers | 2033 | Economic | MW | Before Competition Groups | 13.0723 | 0 | 0 | 1536.9931 | 0.0085051 | 23 | Residential_2033_Economic_MW_Before Competition Groups_23 | Advanced BAS/Controllers | 0.8505% | 0 | 13.0723 | Residential_2033_Economic_MW_Before Competition Groups_Advanced BAS/Controllers
Residential | Res ¦ Air Source Heat Pump | 2033 | Technical | MW | Before Competition Groups | 23.512 | 0 | 0 | 2788.5132 | 0.0084317 | 28 | Residential_2033_Technical_MW_Before Competition Groups_28 | Air Source Heat Pump | 0.8432% | 0 | 23.512 | Residential_2033_Technical_MW_Before Competition Groups_Air Source Heat Pump
Residential | Res ¦ Wall Insulation | 2033 | Economic | MW | Before Competition Groups | 12.2357 | 0 | 0 | 1536.9931 | 0.0079608 | 24 | Residential_2033_Economic_MW_Before Competition Groups_24 | Wall Insulation | 0.7961% | 0 | 12.2357 | Residential_2033_Economic_MW_Before Competition Groups_Wall Insulation
Residential | Res ¦ Clothes Drying Racks | 2033 | Economic | MW | Before Competition Groups | 11.8842 | 0 | 0 | 1536.9931 | 0.0077321 | 25 | Residential_2033_Economic_MW_Before Competition Groups_25 | Clothes Drying Racks | 0.7732% | 0 | 11.8842 | Residential_2033_Economic_MW_Before Competition Groups_Clothes Drying Racks
Residential | Res ¦ Energy Star Light Fixture | 2033 | Technical | MW | Before Competition Groups | 20.7981 | 0 | 0 | 2788.5132 | 0.0074585 | 29 | Residential_2033_Technical_MW_Before Competition Groups_29 | Energy Star Light Fixture | 0.7459% | 0 | 20.7981 | Residential_2033_Technical_MW_Before Competition Groups_Energy Star Light Fixture
Residential | Res ¦ Duct Insulation | 2033 | Technical | MW | Before Competition Groups | 19.9848 | 0 | 0 | 2788.5132 | 0.0071668 | 30 | Residential_2033_Technical_MW_Before Competition Groups_30 | Duct Insulation | 0.7167% | 0 | 19.9848 | Residential_2033_Technical_MW_Before Competition Groups_Duct Insulation
Residential | Res ¦ Home Energy Reports | 2033 | Technical | MW | Before Competition Groups | 19.8518 | 0 | 0 | 2788.5132 | 0.0071191 | 31 | Residential_2033_Technical_MW_Before Competition Groups_31 | Home Energy Reports | 0.7119% | 0 | 19.8518 | Residential_2033_Technical_MW_Before Competition Groups_Home Energy Reports
Residential | Res ¦ Refrigerator Recycling | 2033 | Economic | MW | Before Competition Groups | 10.0721 | 0 | 0 | 1536.9931 | 0.0065531 | 26 | Residential_2033_Economic_MW_Before Competition Groups_26 | Refrigerator Recycling | 0.6553% | 0 | 10.0721 | Residential_2033_Economic_MW_Before Competition Groups_Refrigerator Recycling
Residential | Res ¦ Freezer Recycling | 2033 | Economic | MW | Before Competition Groups | 9.3821 | 0 | 0 | 1536.9931 | 0.0061042 | 27 | Residential_2033_Economic_MW_Before Competition Groups_27 | Freezer Recycling | 0.6104% | 0 | 9.3821 | Residential_2033_Economic_MW_Before Competition Groups_Freezer Recycling
Residential | Res ¦ Air Sealing | 2033 | Technical | MW | Before Competition Groups | 16.9581 | 0 | 0 | 2788.5132 | 0.0060814 | 32 | Residential_2033_Technical_MW_Before Competition Groups_32 | Air Sealing | 0.6081% | 0 | 16.9581 | Residential_2033_Technical_MW_Before Competition Groups_Air Sealing
Residential | Res ¦ Duct Insulation | 2033 | Achievable | MW | Before Competition Groups | 3.8216 | 0 | 0 | 639.9856 | 0.0059714 | 24 | Residential_2033_Achievable_MW_Before Competition Groups_24 | Duct Insulation | 0.5971% | 0 | 3.8216 | Residential_2033_Achievable_MW_Before Competition Groups_Duct Insulation
Residential | Res ¦ High Efficiency Chiller (avg of water and air cooled) | 2033 | Economic | MW | Before Competition Groups | 9.1424 | 0 | 0 | 1536.9931 | 0.0059482 | 28 | Residential_2033_Economic_MW_Before Competition Groups_28 | High Efficiency Chiller (avg of water and air cooled) | 0.5948% | 0 | 9.1424 | Residential_2033_Economic_MW_Before Competition Groups_High Efficiency Chiller (avg of water and air cooled)
Residential | Res ¦ Basement or Crawlspace Insulation | 2033 | Economic | MW | Before Competition Groups | 9.0547 | 0 | 0 | 1536.9931 | 0.0058912 | 29 | Residential_2033_Economic_MW_Before Competition Groups_29 | Basement or Crawlspace Insulation | 0.5891% | 0 | 9.0547 | Residential_2033_Economic_MW_Before Competition Groups_Basement or Crawlspace Insulation
Residential | Res ¦ Central Air Conditioner Maintenance | 2033 | Technical | MW | Before Competition Groups | 16.3739 | 0 | 0 | 2788.5132 | 0.0058719 | 33 | Residential_2033_Technical_MW_Before Competition Groups_33 | Central Air Conditioner Maintenance | 0.5872% | 0 | 16.3739 | Residential_2033_Technical_MW_Before Competition Groups_Central Air Conditioner Maintenance
Residential | Res ¦ Duct Insulation MF | 2033 | Economic | MW | Before Competition Groups | 9.005 | 0 | 0 | 1536.9931 | 0.0058588 | 30 | Residential_2033_Economic_MW_Before Competition Groups_30 | Duct Insulation MF | 0.5859% | 0 | 9.005 | Residential_2033_Economic_MW_Before Competition Groups_Duct Insulation MF
Residential | Res ¦ Floor Insulation | 2033 | Technical | MW | Before Competition Groups | 16.1208 | 0 | 0 | 2788.5132 | 0.0057812 | 34 | Residential_2033_Technical_MW_Before Competition Groups_34 | Floor Insulation | 0.5781% | 0 | 16.1208 | Residential_2033_Technical_MW_Before Competition Groups_Floor Insulation
Residential | Res ¦ Energy Star Torchiere | 2033 | Technical | MW | Before Competition Groups | 15.999 | 0 | 0 | 2788.5132 | 0.0057375 | 35 | Residential_2033_Technical_MW_Before Competition Groups_35 | Energy Star Torchiere | 0.5737% | 0 | 15.999 | Residential_2033_Technical_MW_Before Competition Groups_Energy Star Torchiere
Residential | Res ¦ Dehumidifier Recycling | 2033 | Technical | MW | Before Competition Groups | 14.9495 | 0 | 0 | 2788.5132 | 0.0053611 | 36 | Residential_2033_Technical_MW_Before Competition Groups_36 | Dehumidifier Recycling | 0.5361% | 0 | 14.9495 | Residential_2033_Technical_MW_Before Competition Groups_Dehumidifier Recycling
Residential | Res ¦ Air Sealing | 2033 | Achievable | MW | Before Competition Groups | 3.386 | 0 | 0 | 639.9856 | 0.0052907 | 25 | Residential_2033_Achievable_MW_Before Competition Groups_25 | Air Sealing | 0.5291% | 0 | 3.386 | Residential_2033_Achievable_MW_Before Competition Groups_Air Sealing
Residential | Res ¦ Floor Insulation | 2033 | Achievable | MW | Before Competition Groups | 3.2171 | 0 | 0 | 639.9856 | 0.0050269 | 26 | Residential_2033_Achievable_MW_Before Competition Groups_26 | Floor Insulation | 0.5027% | 0 | 3.2171 | Residential_2033_Achievable_MW_Before Competition Groups_Floor Insulation
Residential | Res ¦ Outside Air Economizer | 2033 | Achievable | MW | Before Competition Groups | 3.1644 | 0 | 0 | 639.9856 | 0.0049445 | 27 | Residential_2033_Achievable_MW_Before Competition Groups_27 | Outside Air Economizer | 0.4944% | 0 | 3.1644 | Residential_2033_Achievable_MW_Before Competition Groups_Outside Air Economizer
Residential | Res ¦ Energy Star Freezer | 2033 | Achievable | MW | Before Competition Groups | 3.1569 | 0 | 0 | 639.9856 | 0.0049328 | 28 | Residential_2033_Achievable_MW_Before Competition Groups_28 | Energy Star Freezer | 0.4933% | 0 | 3.1569 | Residential_2033_Achievable_MW_Before Competition Groups_Energy Star Freezer
Residential | Res ¦ Occupancy Sensors MF | 2033 | Technical | MW | Before Competition Groups | 13.5976 | 0 | 0 | 2788.5132 | 0.0048763 | 37 | Residential_2033_Technical_MW_Before Competition Groups_37 | Occupancy Sensors MF | 0.4876% | 0 | 13.5976 | Residential_2033_Technical_MW_Before Competition Groups_Occupancy Sensors MF
Residential | Res ¦ Advanced BAS/Controllers | 2033 | Technical | MW | Before Competition Groups | 13.0723 | 0 | 0 | 2788.5132 | 0.0046879 | 38 | Residential_2033_Technical_MW_Before Competition Groups_38 | Advanced BAS/Controllers | 0.4688% | 0 | 13.0723 | Residential_2033_Technical_MW_Before Competition Groups_Advanced BAS/Controllers
Residential | Res ¦ Home Energy Reports | 2033 | Achievable | MW | Before Competition Groups | 2.8267 | 0 | 0 | 639.9856 | 0.0044167 | 29 | Residential_2033_Achievable_MW_Before Competition Groups_29 | Home Energy Reports | 0.4417% | 0 | 2.8267 | Residential_2033_Achievable_MW_Before Competition Groups_Home Energy Reports
Residential | Res ¦ Clothes Drying Racks | 2033 | Technical | MW | Before Competition Groups | 11.8842 | 0 | 0 | 2788.5132 | 0.0042618 | 39 | Residential_2033_Technical_MW_Before Competition Groups_39 | Clothes Drying Racks | 0.4262% | 0 | 11.8842 | Residential_2033_Technical_MW_Before Competition Groups_Clothes Drying Racks
Residential | Res ¦ Furnace with ECM | 2033 | Economic | MW | Before Competition Groups | 6.5331 | 0 | 0 | 1536.9931 | 0.0042506 | 31 | Residential_2033_Economic_MW_Before Competition Groups_31 | Furnace with ECM | 0.4251% | 0 | 6.5331 | Residential_2033_Economic_MW_Before Competition Groups_Furnace with ECM
Residential | Res ¦ LED Tube Re-Lamp | 2033 | Achievable | MW | Before Competition Groups | 2.4823 | 0 | 0 | 639.9856 | 0.0038787 | 30 | Residential_2033_Achievable_MW_Before Competition Groups_30 | LED Tube Re-Lamp | 0.3879% | 0 | 2.4823 | Residential_2033_Achievable_MW_Before Competition Groups_LED Tube Re-Lamp
Residential | Res ¦ Home Energy Reports | 2033 | Economic | MW | Before Competition Groups | 5.7199 | 0 | 0 | 1536.9931 | 0.0037215 | 32 | Residential_2033_Economic_MW_Before Competition Groups_32 | Home Energy Reports | 0.3722% | 0 | 5.7199 | Residential_2033_Economic_MW_Before Competition Groups_Home Energy Reports
Residential | Res ¦ Minimize Hot and Warm Clothes Wash | 2033 | Achievable | MW | Before Competition Groups | 2.3638 | 0 | 0 | 639.9856 | 0.0036935 | 31 | Residential_2033_Achievable_MW_Before Competition Groups_31 | Minimize Hot and Warm Clothes Wash | 0.3694% | 0 | 2.3638 | Residential_2033_Achievable_MW_Before Competition Groups_Minimize Hot and Warm Clothes Wash
Residential | Res ¦ Wall Insulation | 2033 | Achievable | MW | Before Competition Groups | 2.3534 | 0 | 0 | 639.9856 | 0.0036773 | 32 | Residential_2033_Achievable_MW_Before Competition Groups_32 | Wall Insulation | 0.3677% | 0 | 2.3534 | Residential_2033_Achievable_MW_Before Competition Groups_Wall Insulation
Residential | Res ¦ Refrigerator Recycling | 2033 | Technical | MW | Before Competition Groups | 10.0721 | 0 | 0 | 2788.5132 | 0.003612 | 40 | Residential_2033_Technical_MW_Before Competition Groups_40 | Refrigerator Recycling | 0.3612% | 0 | 10.0721 | Residential_2033_Technical_MW_Before Competition Groups_Refrigerator Recycling
Residential | Res ¦ ENERGY STAR LED LAMPS (REFLECTOR LAMPs/MR16/PAR 16) | 2033 | Achievable | MW | Before Competition Groups | 2.1939 | 0 | 0 | 639.9856 | 0.0034281 | 33 | Residential_2033_Achievable_MW_Before Competition Groups_33 | ENERGY STAR LED LAMPS (REFLECTOR LAMPs/MR16/PAR 16) | 0.3428% | 0 | 2.1939 | Residential_2033_Achievable_MW_Before Competition Groups_ENERGY STAR LED LAMPS (REFLECTOR LAMPs/MR16/PAR 16)
Residential | Res ¦ Freezer Recycling | 2033 | Technical | MW | Before Competition Groups | 9.3821 | 0 | 0 | 2788.5132 | 0.0033646 | 41 | Residential_2033_Technical_MW_Before Competition Groups_41 | Freezer Recycling | 0.3365% | 0 | 9.3821 | Residential_2033_Technical_MW_Before Competition Groups_Freezer Recycling
Residential | Res ¦ Energy Star Freezer | 2033 | Technical | MW | Before Competition Groups | 9.1647 | 0 | 0 | 2788.5132 | 0.0032866 | 42 | Residential_2033_Technical_MW_Before Competition Groups_42 | Energy Star Freezer | 0.3287% | 0 | 9.1647 | Residential_2033_Technical_MW_Before Competition Groups_Energy Star Freezer
Residential | Res ¦ High Efficiency Chiller (avg of water and air cooled) | 2033 | Technical | MW | Before Competition Groups | 9.1424 | 0 | 0 | 2788.5132 | 0.0032786 | 43 | Residential_2033_Technical_MW_Before Competition Groups_43 | High Efficiency Chiller (avg of water and air cooled) | 0.3279% | 0 | 9.1424 | Residential_2033_Technical_MW_Before Competition Groups_High Efficiency Chiller (avg of water and air cooled)
Residential | Res ¦ Duct Insulation MF | 2033 | Technical | MW | Before Competition Groups | 9.005 | 0 | 0 | 2788.5132 | 0.0032293 | 44 | Residential_2033_Technical_MW_Before Competition Groups_44 | Duct Insulation MF | 0.3229% | 0 | 9.005 | Residential_2033_Technical_MW_Before Competition Groups_Duct Insulation MF
Residential | Res ¦ Minimize Hot and Warm Clothes Wash | 2033 | Economic | MW | Before Competition Groups | 4.9602 | 0 | 0 | 1536.9931 | 0.0032272 | 33 | Residential_2033_Economic_MW_Before Competition Groups_33 | Minimize Hot and Warm Clothes Wash | 0.3227% | 0 | 4.9602 | Residential_2033_Economic_MW_Before Competition Groups_Minimize Hot and Warm Clothes Wash
Residential | Res ¦ LED Downlight | 2033 | Achievable | MW | Before Competition Groups | 2.0419 | 0 | 0 | 639.9856 | 0.0031905 | 34 | Residential_2033_Achievable_MW_Before Competition Groups_34 | LED Downlight | 0.3191% | 0 | 2.0419 | Residential_2033_Achievable_MW_Before Competition Groups_LED Downlight
Residential | Res ¦ Energy Star Dehumidifier | 2033 | Technical | MW | Before Competition Groups | 8.7886 | 0 | 0 | 2788.5132 | 0.0031517 | 45 | Residential_2033_Technical_MW_Before Competition Groups_45 | Energy Star Dehumidifier | 0.3152% | 0 | 8.7886 | Residential_2033_Technical_MW_Before Competition Groups_Energy Star Dehumidifier
Residential | Res ¦ Furnace Whistle | 2033 | Achievable | MW | Before Competition Groups | 1.9432 | 0 | 0 | 639.9856 | 0.0030363 | 35 | Residential_2033_Achievable_MW_Before Competition Groups_35 | Furnace Whistle | 0.3036% | 0 | 1.9432 | Residential_2033_Achievable_MW_Before Competition Groups_Furnace Whistle
Residential | Res ¦ INTEGRAL LED TROFFERS | 2033 | Technical | MW | Before Competition Groups | 7.448 | 0 | 0 | 2788.5132 | 0.002671 | 46 | Residential_2033_Technical_MW_Before Competition Groups_46 | INTEGRAL LED TROFFERS | 0.2671% | 0 | 7.448 | Residential_2033_Technical_MW_Before Competition Groups_INTEGRAL LED TROFFERS
Residential | Res ¦ Comprehensive Draft Proofing | 2033 | Achievable | MW | Before Competition Groups | 1.6786 | 0 | 0 | 639.9856 | 0.0026229 | 36 | Residential_2033_Achievable_MW_Before Competition Groups_36 | Comprehensive Draft Proofing | 0.2623% | 0 | 1.6786 | Residential_2033_Achievable_MW_Before Competition Groups_Comprehensive Draft Proofing
Residential | Res ¦ CO Sensors for parking garage exhaust fans | 2033 | Achievable | MW | Before Competition Groups | 1.6694 | 0 | 0 | 639.9856 | 0.0026086 | 37 | Residential_2033_Achievable_MW_Before Competition Groups_37 | CO Sensors for parking garage exhaust fans | 0.2609% | 0 | 1.6694 | Residential_2033_Achievable_MW_Before Competition Groups_CO Sensors for parking garage exhaust fans
Residential | Res ¦ Variable Frequency Drive (VFD) | 2033 | Achievable | MW | Before Competition Groups | 1.6279 | 0 | 0 | 639.9856 | 0.0025436 | 38 | Residential_2033_Achievable_MW_Before Competition Groups_38 | Variable Frequency Drive (VFD) | 0.2544% | 0 | 1.6279 | Residential_2033_Achievable_MW_Before Competition Groups_Variable Frequency Drive (VFD)
Residential | Res ¦ Energy Star Windows | 2033 | Technical | MW | Before Competition Groups | 6.8655 | 0 | 0 | 2788.5132 | 0.0024621 | 47 | Residential_2033_Technical_MW_Before Competition Groups_47 | Energy Star Windows | 0.2462% | 0 | 6.8655 | Residential_2033_Technical_MW_Before Competition Groups_Energy Star Windows
Residential | Res ¦ Heat Recovery Ventilator | 2033 | Economic | MW | Before Competition Groups | 3.7627 | 0 | 0 | 1536.9931 | 0.0024481 | 34 | Residential_2033_Economic_MW_Before Competition Groups_34 | Heat Recovery Ventilator | 0.2448% | 0 | 3.7627 | Residential_2033_Economic_MW_Before Competition Groups_Heat Recovery Ventilator
Residential | Res ¦ Furnace with ECM | 2033 | Technical | MW | Before Competition Groups | 6.5331 | 0 | 0 | 2788.5132 | 0.0023429 | 48 | Residential_2033_Technical_MW_Before Competition Groups_48 | Furnace with ECM | 0.2343% | 0 | 6.5331 | Residential_2033_Technical_MW_Before Competition Groups_Furnace with ECM
Residential | Res ¦ Duct Insulation MF | 2033 | Achievable | MW | Before Competition Groups | 1.4617 | 0 | 0 | 639.9856 | 0.002284 | 39 | Residential_2033_Achievable_MW_Before Competition Groups_39 | Duct Insulation MF | 0.2284% | 0 | 1.4617 | Residential_2033_Achievable_MW_Before Competition Groups_Duct Insulation MF
Residential | Res ¦ Outside Air Economizer | 2033 | Economic | MW | Before Competition Groups | 3.4289 | 0 | 0 | 1536.9931 | 0.0022309 | 35 | Residential_2033_Economic_MW_Before Competition Groups_35 | Outside Air Economizer | 0.2231% | 0 | 3.4289 | Residential_2033_Economic_MW_Before Competition Groups_Outside Air Economizer
Residential | Res ¦ Early Hot Water Heater Replacement | 2033 | Economic | MW | Before Competition Groups | 3.208 | 0 | 0 | 1536.9931 | 0.0020872 | 36 | Residential_2033_Economic_MW_Before Competition Groups_36 | Early Hot Water Heater Replacement | 0.2087% | 0 | 3.208 | Residential_2033_Economic_MW_Before Competition Groups_Early Hot Water Heater Replacement
Residential | Res ¦ Networked/ Connected - Indoor LED Luminaire | 2033 | Technical | MW | Before Competition Groups | 5.6425 | 0 | 0 | 2788.5132 | 0.0020235 | 49 | Residential_2033_Technical_MW_Before Competition Groups_49 | Networked/ Connected - Indoor LED Luminaire | 0.2023% | 0 | 5.6425 | Residential_2033_Technical_MW_Before Competition Groups_Networked/ Connected - Indoor LED Luminaire
Residential | Res ¦ Central Lighting Control System | 2033 | Technical | MW | Before Competition Groups | 5.3239 | 0 | 0 | 2788.5132 | 0.0019092 | 50 | Residential_2033_Technical_MW_Before Competition Groups_50 | Central Lighting Control System | 0.1909% | 0 | 5.3239 | Residential_2033_Technical_MW_Before Competition Groups_Central Lighting Control System
Residential | Res ¦ Demand Control Ventilation | 2033 | Achievable | MW | Before Competition Groups | 1.2079 | 0 | 0 | 639.9856 | 0.0018874 | 40 | Residential_2033_Achievable_MW_Before Competition Groups_40 | Demand Control Ventilation | 0.1887% | 0 | 1.2079 | Residential_2033_Achievable_MW_Before Competition Groups_Demand Control Ventilation
Residential | Res ¦ Heat Pump Water Heater | 2033 | Technical | MW | Before Competition Groups | 5.0677 | 0 | 0 | 2788.5132 | 0.0018173 | 51 | Residential_2033_Technical_MW_Before Competition Groups_51 | Heat Pump Water Heater | 0.1817% | 0 | 5.0677 | Residential_2033_Technical_MW_Before Competition Groups_Heat Pump Water Heater
Residential | Res ¦ Minimize Hot and Warm Clothes Wash | 2033 | Technical | MW | Before Competition Groups | 4.9602 | 0 | 0 | 2788.5132 | 0.0017788 | 52 | Residential_2033_Technical_MW_Before Competition Groups_52 | Minimize Hot and Warm Clothes Wash | 0.1779% | 0 | 4.9602 | Residential_2033_Technical_MW_Before Competition Groups_Minimize Hot and Warm Clothes Wash
Residential | Res ¦ LED Tube Re-Lamp | 2033 | Economic | MW | Before Competition Groups | 2.6211 | 0 | 0 | 1536.9931 | 0.0017053 | 37 | Residential_2033_Economic_MW_Before Competition Groups_37 | LED Tube Re-Lamp | 0.1705% | 0 | 2.6211 | Residential_2033_Economic_MW_Before Competition Groups_LED Tube Re-Lamp
Residential | Res ¦ Tankless Water Heater | 2033 | Economic | MW | Before Competition Groups | 2.6142 | 0 | 0 | 1536.9931 | 0.0017008 | 38 | Residential_2033_Economic_MW_Before Competition Groups_38 | Tankless Water Heater | 0.1701% | 0 | 2.6142 | Residential_2033_Economic_MW_Before Competition Groups_Tankless Water Heater
Residential | Res ¦ Energy Star Freezer | 2033 | Economic | MW | Before Competition Groups | 2.5795 | 0 | 0 | 1536.9931 | 0.0016782 | 39 | Residential_2033_Economic_MW_Before Competition Groups_39 | Energy Star Freezer | 0.1678% | 0 | 2.5795 | Residential_2033_Economic_MW_Before Competition Groups_Energy Star Freezer
Residential | Res ¦ LED Downlight | 2033 | Technical | MW | Before Competition Groups | 4.6611 | 0 | 0 | 2788.5132 | 0.0016715 | 53 | Residential_2033_Technical_MW_Before Competition Groups_53 | LED Downlight | 0.1672% | 0 | 4.6611 | Residential_2033_Technical_MW_Before Competition Groups_LED Downlight
Residential | Res ¦ Tankless Water Heater | 2033 | Technical | MW | Before Competition Groups | 4.5849 | 0 | 0 | 2788.5132 | 0.0016442 | 54 | Residential_2033_Technical_MW_Before Competition Groups_54 | Tankless Water Heater | 0.1644% | 0 | 4.5849 | Residential_2033_Technical_MW_Before Competition Groups_Tankless Water Heater
Residential | Res ¦ Basement or Crawlspace Insulation | 2033 | Achievable | MW | Before Competition Groups | 1.0324 | 0 | 0 | 639.9856 | 0.0016132 | 41 | Residential_2033_Achievable_MW_Before Competition Groups_41 | Basement or Crawlspace Insulation | 0.1613% | 0 | 1.0324 | Residential_2033_Achievable_MW_Before Competition Groups_Basement or Crawlspace Insulation
Residential | Res ¦ Water Heater Temperature Setback | 2033 | Achievable | MW | Before Competition Groups | 1.0182 | 0 | 0 | 639.9856 | 0.0015909 | 42 | Residential_2033_Achievable_MW_Before Competition Groups_42 | Water Heater Temperature Setback | 0.1591% | 0 | 1.0182 | Residential_2033_Achievable_MW_Before Competition Groups_Water Heater Temperature Setback
Residential | Res ¦ LED Parking Lot Fixture | 2033 | Achievable | MW | Before Competition Groups | 1.0026 | 0 | 0 | 639.9856 | 0.0015666 | 43 | Residential_2033_Achievable_MW_Before Competition Groups_43 | LED Parking Lot Fixture | 0.1567% | 0 | 1.0026 | Residential_2033_Achievable_MW_Before Competition Groups_LED Parking Lot Fixture
Residential | Res ¦ Furnace with ECM | 2033 | Achievable | MW | Before Competition Groups | 0.9959 | 0 | 0 | 639.9856 | 0.0015561 | 44 | Residential_2033_Achievable_MW_Before Competition Groups_44 | Furnace with ECM | 0.1556% | 0 | 0.9959 | Residential_2033_Achievable_MW_Before Competition Groups_Furnace with ECM
Residential | Res ¦ ENERGY STAR LED LAMPS (REFLECTOR LAMPs/MR16/PAR 16) | 2033 | Economic | MW | Before Competition Groups | 2.3688 | 0 | 0 | 1536.9931 | 0.0015412 | 40 | Residential_2033_Economic_MW_Before Competition Groups_40 | ENERGY STAR LED LAMPS (REFLECTOR LAMPs/MR16/PAR 16) | 0.1541% | 0 | 2.3688 | Residential_2033_Economic_MW_Before Competition Groups_ENERGY STAR LED LAMPS (REFLECTOR LAMPs/MR16/PAR 16)
Residential | Res ¦ Passive Attic Ventilation | 2033 | Technical | MW | Before Competition Groups | 4.247 | 0 | 0 | 2788.5132 | 0.001523 | 55 | Residential_2033_Technical_MW_Before Competition Groups_55 | Passive Attic Ventilation | 0.1523% | 0 | 4.247 | Residential_2033_Technical_MW_Before Competition Groups_Passive Attic Ventilation
Residential | Res ¦ LED Tube Re-Lamp | 2033 | Technical | MW | Before Competition Groups | 4.2115 | 0 | 0 | 2788.5132 | 0.0015103 | 56 | Residential_2033_Technical_MW_Before Competition Groups_56 | LED Tube Re-Lamp | 0.151% | 0 | 4.2115 | Residential_2033_Technical_MW_Before Competition Groups_LED Tube Re-Lamp
Residential | Res ¦ Variable Refrigerant Flow Heat Pump | 2033 | Achievable | MW | Before Competition Groups | 0.96055 | 0 | 0 | 639.9856 | 0.0015009 | 45 | Residential_2033_Achievable_MW_Before Competition Groups_45 | Variable Refrigerant Flow Heat Pump | 0.1501% | 0 | 0.96055 | Residential_2033_Achievable_MW_Before Competition Groups_Variable Refrigerant Flow Heat Pump
Residential | Res ¦ Demand Control Ventilation | 2033 | Economic | MW | Before Competition Groups | 2.2909 | 0 | 0 | 1536.9931 | 0.0014905 | 41 | Residential_2033_Economic_MW_Before Competition Groups_41 | Demand Control Ventilation | 0.1491% | 0 | 2.2909 | Residential_2033_Economic_MW_Before Competition Groups_Demand Control Ventilation
Residential | Res ¦ Tankless Water Heater | 2033 | Achievable | MW | Before Competition Groups | 0.94222 | 0 | 0 | 639.9856 | 0.0014722 | 46 | Residential_2033_Achievable_MW_Before Competition Groups_46 | Tankless Water Heater | 0.1472% | 0 | 0.94222 | Residential_2033_Achievable_MW_Before Competition Groups_Tankless Water Heater
Residential | Res ¦ Condensing Make Up Air Unit | 2033 | Achievable | MW | Before Competition Groups | 0.91392 | 0 | 0 | 639.9856 | 0.001428 | 47 | Residential_2033_Achievable_MW_Before Competition Groups_47 | Condensing Make Up Air Unit | 0.1428% | 0 | 0.91392 | Residential_2033_Achievable_MW_Before Competition Groups_Condensing Make Up Air Unit
Residential | Res ¦ Energy Star Ceiling Fan/Lighting | 2033 | Technical | MW | Before Competition Groups | 3.9675 | 0 | 0 | 2788.5132 | 0.0014228 | 57 | Residential_2033_Technical_MW_Before Competition Groups_57 | Energy Star Ceiling Fan/Lighting | 0.1423% | 0 | 3.9675 | Residential_2033_Technical_MW_Before Competition Groups_Energy Star Ceiling Fan/Lighting
Residential | Res ¦ CO Sensors for parking garage exhaust fans | 2033 | Economic | MW | Before Competition Groups | 2.1634 | 0 | 0 | 1536.9931 | 0.0014075 | 42 | Residential_2033_Economic_MW_Before Competition Groups_42 | CO Sensors for parking garage exhaust fans | 0.1408% | 0 | 2.1634 | Residential_2033_Economic_MW_Before Competition Groups_CO Sensors for parking garage exhaust fans
Residential | Res ¦ Drain Water Heat Recovery | 2033 | Economic | MW | Before Competition Groups | 2.1534 | 0 | 0 | 1536.9931 | 0.001401 | 43 | Residential_2033_Economic_MW_Before Competition Groups_43 | Drain Water Heat Recovery | 0.1401% | 0 | 2.1534 | Residential_2033_Economic_MW_Before Competition Groups_Drain Water Heat Recovery
Residential | Res ¦ Furnace Whistle | 2033 | Economic | MW | Before Competition Groups | 2.1484 | 0 | 0 | 1536.9931 | 0.0013978 | 44 | Residential_2033_Economic_MW_Before Competition Groups_44 | Furnace Whistle | 0.1398% | 0 | 2.1484 | Residential_2033_Economic_MW_Before Competition Groups_Furnace Whistle
Residential | Res ¦ Heat Recovery Ventilator | 2033 | Technical | MW | Before Competition Groups | 3.8889 | 0 | 0 | 2788.5132 | 0.0013946 | 58 | Residential_2033_Technical_MW_Before Competition Groups_58 | Heat Recovery Ventilator | 0.1395% | 0 | 3.8889 | Residential_2033_Technical_MW_Before Competition Groups_Heat Recovery Ventilator
Residential | Res ¦ Outside Air Economizer | 2033 | Technical | MW | Before Competition Groups | 3.4289 | 0 | 0 | 2788.5132 | 0.0012296 | 59 | Residential_2033_Technical_MW_Before Competition Groups_59 | Outside Air Economizer | 0.123% | 0 | 3.4289 | Residential_2033_Technical_MW_Before Competition Groups_Outside Air Economizer
Residential | Res ¦ Comprehensive Draft Proofing | 2033 | Economic | MW | Before Competition Groups | 1.856 | 0 | 0 | 1536.9931 | 0.0012075 | 45 | Residential_2033_Economic_MW_Before Competition Groups_45 | Comprehensive Draft Proofing | 0.1208% | 0 | 1.856 | Residential_2033_Economic_MW_Before Competition Groups_Comprehensive Draft Proofing
Residential | Res ¦ Variable Frequency Drive (VFD) | 2033 | Economic | MW | Before Competition Groups | 1.7999 | 0 | 0 | 1536.9931 | 0.0011711 | 46 | Residential_2033_Economic_MW_Before Competition Groups_46 | Variable Frequency Drive (VFD) | 0.1171% | 0 | 1.7999 | Residential_2033_Economic_MW_Before Competition Groups_Variable Frequency Drive (VFD)
Residential | Res ¦ Early Hot Water Heater Replacement | 2033 | Technical | MW | Before Competition Groups | 3.208 | 0 | 0 | 2788.5132 | 0.0011504 | 60 | Residential_2033_Technical_MW_Before Competition Groups_60 | Early Hot Water Heater Replacement | 0.115% | 0 | 3.208 | Residential_2033_Technical_MW_Before Competition Groups_Early Hot Water Heater Replacement
Residential | Res ¦ Air Source Heat Pump | 2033 | Economic | MW | Before Competition Groups | 1.7243 | 0 | 0 | 1536.9931 | 0.0011218 | 47 | Residential_2033_Economic_MW_Before Competition Groups_47 | Air Source Heat Pump | 0.1122% | 0 | 1.7243 | Residential_2033_Economic_MW_Before Competition Groups_Air Source Heat Pump
Residential | Res ¦ Condensing Make Up Air Unit | 2033 | Economic | MW | Before Competition Groups | 1.6248 | 0 | 0 | 1536.9931 | 0.0010571 | 48 | Residential_2033_Economic_MW_Before Competition Groups_48 | Condensing Make Up Air Unit | 0.1057% | 0 | 1.6248 | Residential_2033_Economic_MW_Before Competition Groups_Condensing Make Up Air Unit
Residential | Res ¦ Energy Star Windows | 2033 | Economic | MW | Before Competition Groups | 1.6142 | 0 | 0 | 1536.9931 | 0.0010503 | 49 | Residential_2033_Economic_MW_Before Competition Groups_49 | Energy Star Windows | 0.105% | 0 | 1.6142 | Residential_2033_Economic_MW_Before Competition Groups_Energy Star Windows
Residential | Res ¦ Air Source Heat Pump Maintenance | 2033 | Technical | MW | Before Competition Groups | 2.8377 | 0 | 0 | 2788.5132 | 0.0010176 | 61 | Residential_2033_Technical_MW_Before Competition Groups_61 | Air Source Heat Pump Maintenance | 0.1018% | 0 | 2.8377 | Residential_2033_Technical_MW_Before Competition Groups_Air Source Heat Pump Maintenance
Residential | Res ¦ Energy Star Windows | 2033 | Achievable | MW | Before Competition Groups | 0.59754 | 0 | 0 | 639.9856 | 0.00093368 | 48 | Residential_2033_Achievable_MW_Before Competition Groups_48 | Energy Star Windows | 0.09337% | 0 | 0.59754 | Residential_2033_Achievable_MW_Before Competition Groups_Energy Star Windows
Residential | Res ¦ Solar Water Heating System | 2033 | Technical | MW | Before Competition Groups | 2.4985 | 0 | 0 | 2788.5132 | 0.000896 | 62 | Residential_2033_Technical_MW_Before Competition Groups_62 | Solar Water Heating System | 0.0896% | 0 | 2.4985 | Residential_2033_Technical_MW_Before Competition Groups_Solar Water Heating System
Residential | Res ¦ Energy Star Dishwasher | 2033 | Technical | MW | Before Competition Groups | 2.4494 | 0 | 0 | 2788.5132 | 0.0008784 | 63 | Residential_2033_Technical_MW_Before Competition Groups_63 | Energy Star Dishwasher | 0.08784% | 0 | 2.4494 | Residential_2033_Technical_MW_Before Competition Groups_Energy Star Dishwasher
Residential | Res ¦ ENERGY STAR LED LAMPS (REFLECTOR LAMPs/MR16/PAR 16) | 2033 | Technical | MW | Before Competition Groups | 2.3688 | 0 | 0 | 2788.5132 | 0.00084949 | 64 | Residential_2033_Technical_MW_Before Competition Groups_64 | ENERGY STAR LED LAMPS (REFLECTOR LAMPs/MR16/PAR 16) | 0.08495% | 0 | 2.3688 | Residential_2033_Technical_MW_Before Competition Groups_ENERGY STAR LED LAMPS (REFLECTOR LAMPs/MR16/PAR 16)
Residential | Res ¦ Early Hot Water Heater Replacement | 2033 | Achievable | MW | Before Competition Groups | 0.53687 | 0 | 0 | 639.9856 | 0.00083888 | 49 | Residential_2033_Achievable_MW_Before Competition Groups_49 | Early Hot Water Heater Replacement | 0.08389% | 0 | 0.53687 | Residential_2033_Achievable_MW_Before Competition Groups_Early Hot Water Heater Replacement
Residential | Res ¦ Demand Control Ventilation | 2033 | Technical | MW | Before Competition Groups | 2.2909 | 0 | 0 | 2788.5132 | 0.00082155 | 65 | Residential_2033_Technical_MW_Before Competition Groups_65 | Demand Control Ventilation | 0.08216% | 0 | 2.2909 | Residential_2033_Technical_MW_Before Competition Groups_Demand Control Ventilation
Residential | Res ¦ Heat Recovery Ventilator | 2033 | Achievable | MW | Before Competition Groups | 0.52491 | 0 | 0 | 639.9856 | 0.00082019 | 50 | Residential_2033_Achievable_MW_Before Competition Groups_50 | Heat Recovery Ventilator | 0.08202% | 0 | 0.52491 | Residential_2033_Achievable_MW_Before Competition Groups_Heat Recovery Ventilator
Residential | Res ¦ High Efficiency Storage Water Heater | 2033 | Technical | MW | Before Competition Groups | 2.2046 | 0 | 0 | 2788.5132 | 0.00079058 | 66 | Residential_2033_Technical_MW_Before Competition Groups_66 | High Efficiency Storage Water Heater | 0.07906% | 0 | 2.2046 | Residential_2033_Technical_MW_Before Competition Groups_High Efficiency Storage Water Heater
Residential | Res ¦ VFD on Pumps | 2033 | Achievable | MW | Before Competition Groups | 0.50059 | 0 | 0 | 639.9856 | 0.00078219 | 51 | Residential_2033_Achievable_MW_Before Competition Groups_51 | VFD on Pumps | 0.07822% | 0 | 0.50059 | Residential_2033_Achievable_MW_Before Competition Groups_VFD on Pumps
Residential | Res ¦ CO Sensors for parking garage exhaust fans | 2033 | Technical | MW | Before Competition Groups | 2.1634 | 0 | 0 | 2788.5132 | 0.00077581 | 67 | Residential_2033_Technical_MW_Before Competition Groups_67 | CO Sensors for parking garage exhaust fans | 0.07758% | 0 | 2.1634 | Residential_2033_Technical_MW_Before Competition Groups_CO Sensors for parking garage exhaust fans
Residential | Res ¦ Drain Water Heat Recovery | 2033 | Technical | MW | Before Competition Groups | 2.1534 | 0 | 0 | 2788.5132 | 0.00077223 | 68 | Residential_2033_Technical_MW_Before Competition Groups_68 | Drain Water Heat Recovery | 0.07722% | 0 | 2.1534 | Residential_2033_Technical_MW_Before Competition Groups_Drain Water Heat Recovery
Residential | Res ¦ Furnace Whistle | 2033 | Technical | MW | Before Competition Groups | 2.1484 | 0 | 0 | 2788.5132 | 0.00077046 | 69 | Residential_2033_Technical_MW_Before Competition Groups_69 | Furnace Whistle | 0.07705% | 0 | 2.1484 | Residential_2033_Technical_MW_Before Competition Groups_Furnace Whistle
Residential | Res ¦ Variable Refrigerant Flow Heat Pump | 2033 | Economic | MW | Before Competition Groups | 1.1759 | 0 | 0 | 1536.9931 | 0.00076507 | 50 | Residential_2033_Economic_MW_Before Competition Groups_50 | Variable Refrigerant Flow Heat Pump | 0.07651% | 0 | 1.1759 | Residential_2033_Economic_MW_Before Competition Groups_Variable Refrigerant Flow Heat Pump
Residential | Res ¦ Water Heater Temperature Setback | 2033 | Economic | MW | Before Competition Groups | 1.1257 | 0 | 0 | 1536.9931 | 0.00073242 | 51 | Residential_2033_Economic_MW_Before Competition Groups_51 | Water Heater Temperature Setback | 0.07324% | 0 | 1.1257 | Residential_2033_Economic_MW_Before Competition Groups_Water Heater Temperature Setback
Residential | Res ¦ LED Exterior Area Lights - LED Fixture (200W) | 2033 | Achievable | MW | Before Competition Groups | 0.46749 | 0 | 0 | 639.9856 | 0.00073047 | 52 | Residential_2033_Achievable_MW_Before Competition Groups_52 | LED Exterior Area Lights - LED Fixture (200W) | 0.07305% | 0 | 0.46749 | Residential_2033_Achievable_MW_Before Competition Groups_LED Exterior Area Lights - LED Fixture (200W)
Residential | Res ¦ LED Parking Lot Fixture | 2033 | Economic | MW | Before Competition Groups | 1.1034 | 0 | 0 | 1536.9931 | 0.0007179 | 52 | Residential_2033_Economic_MW_Before Competition Groups_52 | LED Parking Lot Fixture | 0.07179% | 0 | 1.1034 | Residential_2033_Economic_MW_Before Competition Groups_LED Parking Lot Fixture
Residential | Res ¦ Window Film | 2033 | Technical | MW | Before Competition Groups | 1.9902 | 0 | 0 | 2788.5132 | 0.0007137 | 70 | Residential_2033_Technical_MW_Before Competition Groups_70 | Window Film | 0.07137% | 0 | 1.9902 | Residential_2033_Technical_MW_Before Competition Groups_Window Film
Residential | Res ¦ Ceiling Insulation | 2033 | Achievable | MW | Before Competition Groups | 0.45589 | 0 | 0 | 639.9856 | 0.00071234 | 53 | Residential_2033_Achievable_MW_Before Competition Groups_53 | Ceiling Insulation | 0.07123% | 0 | 0.45589 | Residential_2033_Achievable_MW_Before Competition Groups_Ceiling Insulation
Residential | Res ¦ Drain Water Heat Recovery | 2033 | Achievable | MW | Before Competition Groups | 0.4546 | 0 | 0 | 639.9856 | 0.00071033 | 54 | Residential_2033_Achievable_MW_Before Competition Groups_54 | Drain Water Heat Recovery | 0.07103% | 0 | 0.4546 | Residential_2033_Achievable_MW_Before Competition Groups_Drain Water Heat Recovery
Residential | Res ¦ Comprehensive Draft Proofing | 2033 | Technical | MW | Before Competition Groups | 1.856 | 0 | 0 | 2788.5132 | 0.00066558 | 71 | Residential_2033_Technical_MW_Before Competition Groups_71 | Comprehensive Draft Proofing | 0.06656% | 0 | 1.856 | Residential_2033_Technical_MW_Before Competition Groups_Comprehensive Draft Proofing
Residential | Res ¦ Variable Frequency Drive (VFD) | 2033 | Technical | MW | Before Competition Groups | 1.7999 | 0 | 0 | 2788.5132 | 0.00064548 | 72 | Residential_2033_Technical_MW_Before Competition Groups_72 | Variable Frequency Drive (VFD) | 0.06455% | 0 | 1.7999 | Residential_2033_Technical_MW_Before Competition Groups_Variable Frequency Drive (VFD)
Residential | Res ¦ ENERGY STAR LED Lamps (General Service Lamps) | 2033 | Achievable | MW | Before Competition Groups | 0.37992 | 0 | 0 | 639.9856 | 0.00059364 | 55 | Residential_2033_Achievable_MW_Before Competition Groups_55 | ENERGY STAR LED Lamps (General Service Lamps) | 0.05936% | 0 | 0.37992 | Residential_2033_Achievable_MW_Before Competition Groups_ENERGY STAR LED Lamps (General Service Lamps)
Residential | Res ¦ Condensing Make Up Air Unit | 2033 | Technical | MW | Before Competition Groups | 1.6248 | 0 | 0 | 2788.5132 | 0.00058266 | 73 | Residential_2033_Technical_MW_Before Competition Groups_73 | Condensing Make Up Air Unit | 0.05827% | 0 | 1.6248 | Residential_2033_Technical_MW_Before Competition Groups_Condensing Make Up Air Unit
Residential | Res ¦ DHW Recirculation Systems | 2033 | Technical | MW | Before Competition Groups | 1.3944 | 0 | 0 | 2788.5132 | 0.00050007 | 74 | Residential_2033_Technical_MW_Before Competition Groups_74 | DHW Recirculation Systems | 0.05001% | 0 | 1.3944 | Residential_2033_Technical_MW_Before Competition Groups_DHW Recirculation Systems
Residential | Res ¦ Solar Powered Attic Fan | 2033 | Technical | MW | Before Competition Groups | 1.3057 | 0 | 0 | 2788.5132 | 0.00046826 | 75 | Residential_2033_Technical_MW_Before Competition Groups_75 | Solar Powered Attic Fan | 0.04683% | 0 | 1.3057 | Residential_2033_Technical_MW_Before Competition Groups_Solar Powered Attic Fan
Residential | Res ¦ ECM MOTORS FOR HVAC APPLICATION (FAN-POWERED VAV BOX) | 2033 | Achievable | MW | Before Competition Groups | 0.27135 | 0 | 0 | 639.9856 | 0.00042399 | 56 | Residential_2033_Achievable_MW_Before Competition Groups_56 | ECM MOTORS FOR HVAC APPLICATION (FAN-POWERED VAV BOX) | 0.0424% | 0 | 0.27135 | Residential_2033_Achievable_MW_Before Competition Groups_ECM MOTORS FOR HVAC APPLICATION (FAN-POWERED VAV BOX)
Residential | Res ¦ Water Heater Temperature Setback | 2033 | Technical | MW | Before Competition Groups | 1.1257 | 0 | 0 | 2788.5132 | 0.0004037 | 76 | Residential_2033_Technical_MW_Before Competition Groups_76 | Water Heater Temperature Setback | 0.04037% | 0 | 1.1257 | Residential_2033_Technical_MW_Before Competition Groups_Water Heater Temperature Setback
Residential | Res ¦ LED Parking Lot Fixture | 2033 | Technical | MW | Before Competition Groups | 1.1034 | 0 | 0 | 2788.5132 | 0.0003957 | 77 | Residential_2033_Technical_MW_Before Competition Groups_77 | LED Parking Lot Fixture | 0.03957% | 0 | 1.1034 | Residential_2033_Technical_MW_Before Competition Groups_LED Parking Lot Fixture
Residential | Res ¦ VFD on Pumps | 2033 | Economic | MW | Before Competition Groups | 0.5535 | 0 | 0 | 1536.9931 | 0.00036012 | 53 | Residential_2033_Economic_MW_Before Competition Groups_53 | VFD on Pumps | 0.03601% | 0 | 0.5535 | Residential_2033_Economic_MW_Before Competition Groups_VFD on Pumps
Residential | Res ¦ LED Exterior Area Lights - LED Fixture (200W) | 2033 | Economic | MW | Before Competition Groups | 0.5177 | 0 | 0 | 1536.9931 | 0.00033683 | 54 | Residential_2033_Economic_MW_Before Competition Groups_54 | LED Exterior Area Lights - LED Fixture (200W) | 0.03368% | 0 | 0.5177 | Residential_2033_Economic_MW_Before Competition Groups_LED Exterior Area Lights - LED Fixture (200W)
Residential | Res ¦ HVAC Optimization | 2033 | Technical | MW | Before Competition Groups | 0.85494 | 0 | 0 | 2788.5132 | 0.00030659 | 78 | Residential_2033_Technical_MW_Before Competition Groups_78 | HVAC Optimization | 0.03066% | 0 | 0.85494 | Residential_2033_Technical_MW_Before Competition Groups_HVAC Optimization
Residential | Res ¦ Heat Pump Water Heater | 2033 | Economic | MW | Before Competition Groups | 0.46564 | 0 | 0 | 1536.9931 | 0.00030295 | 55 | Residential_2033_Economic_MW_Before Competition Groups_55 | Heat Pump Water Heater | 0.0303% | 0 | 0.46564 | Residential_2033_Economic_MW_Before Competition Groups_Heat Pump Water Heater
Residential | Res ¦ Beverage Vending Machine Controls | 2033 | Achievable | MW | Before Competition Groups | 0.1771 | 0 | 0 | 639.9856 | 0.00027672 | 57 | Residential_2033_Achievable_MW_Before Competition Groups_57 | Beverage Vending Machine Controls | 0.02767% | 0 | 0.1771 | Residential_2033_Achievable_MW_Before Competition Groups_Beverage Vending Machine Controls
Residential | Res ¦ ENERGY STAR LED Lamps (General Service Lamps) | 2033 | Economic | MW | Before Competition Groups | 0.41888 | 0 | 0 | 1536.9931 | 0.00027253 | 56 | Residential_2033_Economic_MW_Before Competition Groups_56 | ENERGY STAR LED Lamps (General Service Lamps) | 0.02725% | 0 | 0.41888 | Residential_2033_Economic_MW_Before Competition Groups_ENERGY STAR LED Lamps (General Service Lamps)
Residential | Res ¦ ECM MOTORS FOR HVAC APPLICATION (FAN-POWERED VAV BOX) | 2033 | Economic | MW | Before Competition Groups | 0.36028 | 0 | 0 | 1536.9931 | 0.00023441 | 57 | Residential_2033_Economic_MW_Before Competition Groups_57 | ECM MOTORS FOR HVAC APPLICATION (FAN-POWERED VAV BOX) | 0.02344% | 0 | 0.36028 | Residential_2033_Economic_MW_Before Competition Groups_ECM MOTORS FOR HVAC APPLICATION (FAN-POWERED VAV BOX)
Residential | Res ¦ Chilled Water Optimization | 2033 | Achievable | MW | Before Competition Groups | 0.13562 | 0 | 0 | 639.9856 | 0.00021191 | 58 | Residential_2033_Achievable_MW_Before Competition Groups_58 | Chilled Water Optimization | 0.02119% | 0 | 0.13562 | Residential_2033_Achievable_MW_Before Competition Groups_Chilled Water Optimization
Residential | Res ¦ VFD on Pumps | 2033 | Technical | MW | Before Competition Groups | 0.5535 | 0 | 0 | 2788.5132 | 0.00019849 | 79 | Residential_2033_Technical_MW_Before Competition Groups_79 | VFD on Pumps | 0.01985% | 0 | 0.5535 | Residential_2033_Technical_MW_Before Competition Groups_VFD on Pumps
Residential | Res ¦ LED Downlight | 2033 | Economic | MW | Before Competition Groups | 0.30378 | 0 | 0 | 1536.9931 | 0.00019764 | 58 | Residential_2033_Economic_MW_Before Competition Groups_58 | LED Downlight | 0.01976% | 0 | 0.30378 | Residential_2033_Economic_MW_Before Competition Groups_LED Downlight
Residential | Res ¦ LED Exterior Area Lights - LED Fixture (200W) | 2033 | Technical | MW | Before Competition Groups | 0.5177 | 0 | 0 | 2788.5132 | 0.00018566 | 80 | Residential_2033_Technical_MW_Before Competition Groups_80 | LED Exterior Area Lights - LED Fixture (200W) | 0.01857% | 0 | 0.5177 | Residential_2033_Technical_MW_Before Competition Groups_LED Exterior Area Lights - LED Fixture (200W)
Residential | Res ¦ Beverage Vending Machine Controls | 2033 | Economic | MW | Before Competition Groups | 0.25701 | 0 | 0 | 1536.9931 | 0.00016722 | 59 | Residential_2033_Economic_MW_Before Competition Groups_59 | Beverage Vending Machine Controls | 0.01672% | 0 | 0.25701 | Residential_2033_Economic_MW_Before Competition Groups_Beverage Vending Machine Controls
Residential | Res ¦ Chilled Water Optimization | 2033 | Economic | MW | Before Competition Groups | 0.23302 | 0 | 0 | 1536.9931 | 0.00015161 | 60 | Residential_2033_Economic_MW_Before Competition Groups_60 | Chilled Water Optimization | 0.01516% | 0 | 0.23302 | Residential_2033_Economic_MW_Before Competition Groups_Chilled Water Optimization
Residential | Res ¦ ENERGY STAR LED Lamps (General Service Lamps) | 2033 | Technical | MW | Before Competition Groups | 0.41888 | 0 | 0 | 2788.5132 | 0.00015022 | 81 | Residential_2033_Technical_MW_Before Competition Groups_81 | ENERGY STAR LED Lamps (General Service Lamps) | 0.01502% | 0 | 0.41888 | Residential_2033_Technical_MW_Before Competition Groups_ENERGY STAR LED Lamps (General Service Lamps)
Residential | Res ¦ ECM MOTORS FOR HVAC APPLICATION (FAN-POWERED VAV BOX) | 2033 | Technical | MW | Before Competition Groups | 0.36028 | 0 | 0 | 2788.5132 | 0.0001292 | 82 | Residential_2033_Technical_MW_Before Competition Groups_82 | ECM MOTORS FOR HVAC APPLICATION (FAN-POWERED VAV BOX) | 0.01292% | 0 | 0.36028 | Residential_2033_Technical_MW_Before Competition Groups_ECM MOTORS FOR HVAC APPLICATION (FAN-POWERED VAV BOX)
Residential | Res ¦ Beverage Vending Machine Controls | 2033 | Technical | MW | Before Competition Groups | 0.25701 | 0 | 0 | 2788.5132 | 9.2167e-05 | 83 | Residential_2033_Technical_MW_Before Competition Groups_83 | Beverage Vending Machine Controls | 0.009217% | 0 | 0.25701 | Residential_2033_Technical_MW_Before Competition Groups_Beverage Vending Machine Controls
Residential | Res ¦ Chilled Water Optimization | 2033 | Technical | MW | Before Competition Groups | 0.23302 | 0 | 0 | 2788.5132 | 8.3563e-05 | 84 | Residential_2033_Technical_MW_Before Competition Groups_84 | Chilled Water Optimization | 0.008356% | 0 | 0.23302 | Residential_2033_Technical_MW_Before Competition Groups_Chilled Water Optimization
Residential | Res ¦ Wall Insulation MF | 2033 | Technical | MW | Before Competition Groups | 0.17671 | 0 | 0 | 2788.5132 | 6.3372e-05 | 85 | Residential_2033_Technical_MW_Before Competition Groups_85 | Wall Insulation MF | 0.006337% | 0 | 0.17671 | Residential_2033_Technical_MW_Before Competition Groups_Wall Insulation MF
Residential | Res ¦ Heat Pump Water Heater | 2033 | Achievable | MW | Before Competition Groups | 0.028655 | 0 | 0 | 639.9856 | 4.4774e-05 | 59 | Residential_2033_Achievable_MW_Before Competition Groups_59 | Heat Pump Water Heater | 0.004477% | 0 | 0.028655 | Residential_2033_Achievable_MW_Before Competition Groups_Heat Pump Water Heater
Residential | Res ¦ Air Source Heat Pump | 2033 | Achievable | MW | Before Competition Groups | 0.022914 | 0 | 0 | 639.9856 | 3.5804e-05 | 60 | Residential_2033_Achievable_MW_Before Competition Groups_60 | Air Source Heat Pump | 0.00358% | 0 | 0.022914 | Residential_2033_Achievable_MW_Before Competition Groups_Air Source Heat Pump
Residential | Res ¦ Networked/ Connected - Indoor LED Luminaire | 2033 | Economic | MW | Before Competition Groups | 0.046266 | 0 | 0 | 1536.9931 | 3.0102e-05 | 61 | Residential_2033_Economic_MW_Before Competition Groups_61 | Networked/ Connected - Indoor LED Luminaire | 0.00301% | 0 | 0.046266 | Residential_2033_Economic_MW_Before Competition Groups_Networked/ Connected - Indoor LED Luminaire
Residential | Res ¦ LED High Bay Fixture | 2033 | Achievable | MW | Before Competition Groups | 0.017598 | 0 | 0 | 639.9856 | 2.7498e-05 | 61 | Residential_2033_Achievable_MW_Before Competition Groups_61 | LED High Bay Fixture | 0.00275% | 0 | 0.017598 | Residential_2033_Achievable_MW_Before Competition Groups_LED High Bay Fixture
Residential | Res ¦ LED High Bay Fixture | 2033 | Economic | MW | Before Competition Groups | 0.034324 | 0 | 0 | 1536.9931 | 2.2332e-05 | 62 | Residential_2033_Economic_MW_Before Competition Groups_62 | LED High Bay Fixture | 0.002233% | 0 | 0.034324 | Residential_2033_Economic_MW_Before Competition Groups_LED High Bay Fixture
Residential | Res ¦ LED Recessed Downlights | 2033 | Technical | MW | Before Competition Groups | 0.039928 | 0 | 0 | 2788.5132 | 1.4319e-05 | 86 | Residential_2033_Technical_MW_Before Competition Groups_86 | LED Recessed Downlights | 0.001432% | 0 | 0.039928 | Residential_2033_Technical_MW_Before Competition Groups_LED Recessed Downlights
Residential | Res ¦ LED High Bay Fixture | 2033 | Technical | MW | Before Competition Groups | 0.034324 | 0 | 0 | 2788.5132 | 1.2309e-05 | 87 | Residential_2033_Technical_MW_Before Competition Groups_87 | LED High Bay Fixture | 0.001231% | 0 | 0.034324 | Residential_2033_Technical_MW_Before Competition Groups_LED High Bay Fixture
Residential | Res ¦ Wall Insulation MF | 2033 | Economic | MW | Before Competition Groups | 0.014505 | 0 | 0 | 1536.9931 | 9.4375e-06 | 63 | Residential_2033_Economic_MW_Before Competition Groups_63 | Wall Insulation MF | 0.0009437% | 0 | 0.014505 | Residential_2033_Economic_MW_Before Competition Groups_Wall Insulation MF
Residential | Res ¦ Radiant Barrier | 2033 | Technical | MW | Before Competition Groups | 0.013511 | 0 | 0 | 2788.5132 | 4.8453e-06 | 88 | Residential_2033_Technical_MW_Before Competition Groups_88 | Radiant Barrier | 0.0004845% | 0 | 0.013511 | Residential_2033_Technical_MW_Before Competition Groups_Radiant Barrier
Residential | Res ¦ Wall Insulation MF | 2033 | Achievable | MW | Before Competition Groups | 0.0028967 | 0 | 0 | 639.9856 | 4.5261e-06 | 62 | Residential_2033_Achievable_MW_Before Competition Groups_62 | Wall Insulation MF | 0.0004526% | 0 | 0.0028967 | Residential_2033_Achievable_MW_Before Competition Groups_Wall Insulation MF
Residential | Res ¦ Solar Water Preheat (Pools/DHW) | 2033 | Technical | MW | Before Competition Groups | 0.0085744 | 0 | 0 | 2788.5132 | 3.0749e-06 | 89 | Residential_2033_Technical_MW_Before Competition Groups_89 | Solar Water Preheat (Pools/DHW) | 0.0003075% | 0 | 0.0085744 | Residential_2033_Technical_MW_Before Competition Groups_Solar Water Preheat (Pools/DHW)
Residential | Res ¦ Networked/ Connected - Indoor LED Luminaire | 2033 | Achievable | MW | Before Competition Groups | 0.00017063 | 0 | 0 | 639.9856 | 2.6661e-07 | 63 | Residential_2033_Achievable_MW_Before Competition Groups_63 | Networked/ Connected - Indoor LED Luminaire | 2.666e-05% | 0 | 0.00017063 | Residential_2033_Achievable_MW_Before Competition Groups_Networked/ Connected - Indoor LED Luminaire
Residential | Res ¦ Photocell Controls (Outdoor) | 2033 | Technical | MW | Before Competition Groups | 8.0461e-05 | 0 | 0 | 2788.5132 | 2.8854e-08 | 90 | Residential_2033_Technical_MW_Before Competition Groups_90 | Photocell Controls (Outdoor) | 2.885e-06% | 0 | 8.0461e-05 | Residential_2033_Technical_MW_Before Competition Groups_Photocell Controls (Outdoor)
Residential | Res ¦ DHW Recirculation Systems | 2033 | Achievable | MW | Before Competition Groups | 0 | 0 | 0 | 639.9856 | 0 | 64 | Residential_2033_Achievable_MW_Before Competition Groups_64 | DHW Recirculation Systems | 0% | 0 | 0 | Residential_2033_Achievable_MW_Before Competition Groups_DHW Recirculation Systems
Residential | Res ¦ DHW Recirculation Systems | 2033 | Economic | MW | Before Competition Groups | 0 | 0 | 0 | 1536.9931 | 0 | 64 | Residential_2033_Economic_MW_Before Competition Groups_64 | DHW Recirculation Systems | 0% | 0 | 0 | Residential_2033_Economic_MW_Before Competition Groups_DHW Recirculation Systems
Residential | Res ¦ Energy Star Dehumidifier | 2033 | Achievable | MW | Before Competition Groups | 0 | 0 | 0 | 639.9856 | 0 | 65 | Residential_2033_Achievable_MW_Before Competition Groups_65 | Energy Star Dehumidifier | 0% | 0 | 0 | Residential_2033_Achievable_MW_Before Competition Groups_Energy Star Dehumidifier
Residential | Res ¦ Energy Star Dehumidifier | 2033 | Economic | MW | Before Competition Groups | 0 | 0 | 0 | 1536.9931 | 0 | 65 | Residential_2033_Economic_MW_Before Competition Groups_65 | Energy Star Dehumidifier | 0% | 0 | 0 | Residential_2033_Economic_MW_Before Competition Groups_Energy Star Dehumidifier
Residential | Res ¦ Lighting Motion Sensors, Timers, Dimmers | 2033 | Achievable | MW | Before Competition Groups | 0 | 0 | 0 | 639.9856 | 0 | 66 | Residential_2033_Achievable_MW_Before Competition Groups_66 | Lighting Motion Sensors, Timers, Dimmers | 0% | 0 | 0 | Residential_2033_Achievable_MW_Before Competition Groups_Lighting Motion Sensors, Timers, Dimmers
Residential | Res ¦ Lighting Motion Sensors, Timers, Dimmers | 2033 | Economic | MW | Before Competition Groups | 0 | 0 | 0 | 1536.9931 | 0 | 66 | Residential_2033_Economic_MW_Before Competition Groups_66 | Lighting Motion Sensors, Timers, Dimmers | 0% | 0 | 0 | Residential_2033_Economic_MW_Before Competition Groups_Lighting Motion Sensors, Timers, Dimmers
Residential | Res ¦ Radiant Barrier | 2033 | Achievable | MW | Before Competition Groups | 0 | 0 | 0 | 639.9856 | 0 | 67 | Residential_2033_Achievable_MW_Before Competition Groups_67 | Radiant Barrier | 0% | 0 | 0 | Residential_2033_Achievable_MW_Before Competition Groups_Radiant Barrier
Residential | Res ¦ Radiant Barrier | 2033 | Economic | MW | Before Competition Groups | 0 | 0 | 0 | 1536.9931 | 0 | 67 | Residential_2033_Economic_MW_Before Competition Groups_67 | Radiant Barrier | 0% | 0 | 0 | Residential_2033_Economic_MW_Before Competition Groups_Radiant Barrier
Residential | Res ¦ Ductless Mini-Split Heat Pump | 2034 | Achievable | MW | Before Competition Groups | 100.0553 | 0 | 0 | 709.7826 | 0.14097 | 1 | Residential_2034_Achievable_MW_Before Competition Groups_1 | Ductless Mini-Split Heat Pump | 14.1% | 0 | 100.0553 | Residential_2034_Achievable_MW_Before Competition Groups_Ductless Mini-Split Heat Pump
Residential | Res ¦ Adaptive Thermostat | 2034 | Economic | MW | Before Competition Groups | 205.6807 | 0 | 0 | 1603.5511 | 0.12827 | 1 | Residential_2034_Economic_MW_Before Competition Groups_1 | Adaptive Thermostat | 12.83% | 0 | 205.6807 | Residential_2034_Economic_MW_Before Competition Groups_Adaptive Thermostat
Residential | Res ¦ Building Recommissioning, Operations and Maintenance (O&M) Improvements | 2034 | Achievable | MW | Before Competition Groups | 84.5594 | 0 | 0 | 709.7826 | 0.11913 | 2 | Residential_2034_Achievable_MW_Before Competition Groups_2 | Building Recommissioning, Operations and Maintenance (O&M) Improvements | 11.91% | 0 | 84.5594 | Residential_2034_Achievable_MW_Before Competition Groups_Building Recommissioning, Operations and Maintenance (O&M) Improvements
Residential | Res ¦ Ductless Mini-Split Heat Pump | 2034 | Economic | MW | Before Competition Groups | 175.3808 | 0 | 0 | 1603.5511 | 0.10937 | 2 | Residential_2034_Economic_MW_Before Competition Groups_2 | Ductless Mini-Split Heat Pump | 10.94% | 0 | 175.3808 | Residential_2034_Economic_MW_Before Competition Groups_Ductless Mini-Split Heat Pump
Residential | Res ¦ Energy Star Clothes Washer | 2034 | Achievable | MW | Before Competition Groups | 64.5271 | 0 | 0 | 709.7826 | 0.090911 | 3 | Residential_2034_Achievable_MW_Before Competition Groups_3 | Energy Star Clothes Washer | 9.091% | 0 | 64.5271 | Residential_2034_Achievable_MW_Before Competition Groups_Energy Star Clothes Washer
Residential | Res ¦ Energy Star Central Air Conditioner | 2034 | Technical | MW | Before Competition Groups | 260.5315 | 0 | 0 | 2876.759 | 0.090564 | 1 | Residential_2034_Technical_MW_Before Competition Groups_1 | Energy Star Central Air Conditioner | 9.056% | 0 | 260.5315 | Residential_2034_Technical_MW_Before Competition Groups_Energy Star Central Air Conditioner
Residential | Res ¦ Adaptive Thermostat | 2034 | Achievable | MW | Before Competition Groups | 62.8246 | 0 | 0 | 709.7826 | 0.088512 | 4 | Residential_2034_Achievable_MW_Before Competition Groups_4 | Adaptive Thermostat | 8.851% | 0 | 62.8246 | Residential_2034_Achievable_MW_Before Competition Groups_Adaptive Thermostat
Residential | Res ¦ Variable Speed Pool Pump Motor | 2034 | Achievable | MW | Before Competition Groups | 59.603 | 0 | 0 | 709.7826 | 0.083974 | 5 | Residential_2034_Achievable_MW_Before Competition Groups_5 | Variable Speed Pool Pump Motor | 8.397% | 0 | 59.603 | Residential_2034_Achievable_MW_Before Competition Groups_Variable Speed Pool Pump Motor
Residential | Res ¦ Adaptive Thermostat | 2034 | Technical | MW | Before Competition Groups | 205.6807 | 0 | 0 | 2876.759 | 0.071497 | 2 | Residential_2034_Technical_MW_Before Competition Groups_2 | Adaptive Thermostat | 7.15% | 0 | 205.6807 | Residential_2034_Technical_MW_Before Competition Groups_Adaptive Thermostat
Residential | Res ¦ Ductless Mini-Split Heat Pump | 2034 | Technical | MW | Before Competition Groups | 175.3808 | 0 | 0 | 2876.759 | 0.060965 | 3 | Residential_2034_Technical_MW_Before Competition Groups_3 | Ductless Mini-Split Heat Pump | 6.096% | 0 | 175.3808 | Residential_2034_Technical_MW_Before Competition Groups_Ductless Mini-Split Heat Pump
Residential | Res ¦ Energy Star Air Source Heat Pump | 2034 | Economic | MW | Before Competition Groups | 96.915 | 0 | 0 | 1603.5511 | 0.060438 | 3 | Residential_2034_Economic_MW_Before Competition Groups_3 | Energy Star Air Source Heat Pump | 6.044% | 0 | 96.915 | Residential_2034_Economic_MW_Before Competition Groups_Energy Star Air Source Heat Pump
Residential | Res ¦ Ductless Mini-Split Air Conditioner | 2034 | Technical | MW | Before Competition Groups | 172.9784 | 0 | 0 | 2876.759 | 0.06013 | 4 | Residential_2034_Technical_MW_Before Competition Groups_4 | Ductless Mini-Split Air Conditioner | 6.013% | 0 | 172.9784 | Residential_2034_Technical_MW_Before Competition Groups_Ductless Mini-Split Air Conditioner
Residential | Res ¦ Energy Star Ground Source Heat Pump | 2034 | Technical | MW | Before Competition Groups | 171.4772 | 0 | 0 | 2876.759 | 0.059608 | 5 | Residential_2034_Technical_MW_Before Competition Groups_5 | Energy Star Ground Source Heat Pump | 5.961% | 0 | 171.4772 | Residential_2034_Technical_MW_Before Competition Groups_Energy Star Ground Source Heat Pump
Residential | Res ¦ Building Recommissioning, Operations and Maintenance (O&M) Improvements | 2034 | Economic | MW | Before Competition Groups | 88.0758 | 0 | 0 | 1603.5511 | 0.054925 | 4 | Residential_2034_Economic_MW_Before Competition Groups_4 | Building Recommissioning, Operations and Maintenance (O&M) Improvements | 5.493% | 0 | 88.0758 | Residential_2034_Economic_MW_Before Competition Groups_Building Recommissioning, Operations and Maintenance (O&M) Improvements
Residential | Res ¦ Energy Star A Line, PAR, MR Lamps | 2034 | Economic | MW | Before Competition Groups | 86.8067 | 0 | 0 | 1603.5511 | 0.054134 | 5 | Residential_2034_Economic_MW_Before Competition Groups_5 | Energy Star A Line, PAR, MR Lamps | 5.413% | 0 | 86.8067 | Residential_2034_Economic_MW_Before Competition Groups_Energy Star A Line, PAR, MR Lamps
Residential | Res ¦ Smart Burners | 2034 | Economic | MW | Before Competition Groups | 82.2948 | 0 | 0 | 1603.5511 | 0.05132 | 6 | Residential_2034_Economic_MW_Before Competition Groups_6 | Smart Burners | 5.132% | 0 | 82.2948 | Residential_2034_Economic_MW_Before Competition Groups_Smart Burners
Residential | Res ¦ Energy Star Clothes Washer | 2034 | Economic | MW | Before Competition Groups | 81.5638 | 0 | 0 | 1603.5511 | 0.050864 | 7 | Residential_2034_Economic_MW_Before Competition Groups_7 | Energy Star Clothes Washer | 5.086% | 0 | 81.5638 | Residential_2034_Economic_MW_Before Competition Groups_Energy Star Clothes Washer
Residential | Res ¦ Basement Wall Insulation | 2034 | Economic | MW | Before Competition Groups | 78.289 | 0 | 0 | 1603.5511 | 0.048822 | 8 | Residential_2034_Economic_MW_Before Competition Groups_8 | Basement Wall Insulation | 4.882% | 0 | 78.289 | Residential_2034_Economic_MW_Before Competition Groups_Basement Wall Insulation
Residential | Res ¦ Energy Star LED Bulbs General Purpose LEDs | 2034 | Economic | MW | Before Competition Groups | 77.9686 | 0 | 0 | 1603.5511 | 0.048622 | 9 | Residential_2034_Economic_MW_Before Competition Groups_9 | Energy Star LED Bulbs General Purpose LEDs | 4.862% | 0 | 77.9686 | Residential_2034_Economic_MW_Before Competition Groups_Energy Star LED Bulbs General Purpose LEDs
Residential | Res ¦ Energy Star LED Specialty Bulbs | 2034 | Economic | MW | Before Competition Groups | 68.7474 | 0 | 0 | 1603.5511 | 0.042872 | 10 | Residential_2034_Economic_MW_Before Competition Groups_10 | Energy Star LED Specialty Bulbs | 4.287% | 0 | 68.7474 | Residential_2034_Economic_MW_Before Competition Groups_Energy Star LED Specialty Bulbs
Residential | Res ¦ Energy Star Room Air Conditioner | 2034 | Economic | MW | Before Competition Groups | 65.9655 | 0 | 0 | 1603.5511 | 0.041137 | 11 | Residential_2034_Economic_MW_Before Competition Groups_11 | Energy Star Room Air Conditioner | 4.114% | 0 | 65.9655 | Residential_2034_Economic_MW_Before Competition Groups_Energy Star Room Air Conditioner
Residential | Res ¦ Smart Burners | 2034 | Technical | MW | Before Competition Groups | 116.3093 | 0 | 0 | 2876.759 | 0.040431 | 6 | Residential_2034_Technical_MW_Before Competition Groups_6 | Smart Burners | 4.043% | 0 | 116.3093 | Residential_2034_Technical_MW_Before Competition Groups_Smart Burners
Residential | Res ¦ Smart Power Bar | 2034 | Economic | MW | Before Competition Groups | 64.029 | 0 | 0 | 1603.5511 | 0.03993 | 12 | Residential_2034_Economic_MW_Before Competition Groups_12 | Smart Power Bar | 3.993% | 0 | 64.029 | Residential_2034_Economic_MW_Before Competition Groups_Smart Power Bar
Residential | Res ¦ Energy Star Air Source Heat Pump | 2034 | Achievable | MW | Before Competition Groups | 27.9057 | 0 | 0 | 709.7826 | 0.039316 | 6 | Residential_2034_Achievable_MW_Before Competition Groups_6 | Energy Star Air Source Heat Pump | 3.932% | 0 | 27.9057 | Residential_2034_Achievable_MW_Before Competition Groups_Energy Star Air Source Heat Pump
Residential | Res ¦ Smart Burners | 2034 | Achievable | MW | Before Competition Groups | 27.8429 | 0 | 0 | 709.7826 | 0.039227 | 7 | Residential_2034_Achievable_MW_Before Competition Groups_7 | Smart Burners | 3.923% | 0 | 27.8429 | Residential_2034_Achievable_MW_Before Competition Groups_Smart Burners
Residential | Res ¦ Variable Speed Pool Pump Motor | 2034 | Economic | MW | Before Competition Groups | 62.0841 | 0 | 0 | 1603.5511 | 0.038717 | 13 | Residential_2034_Economic_MW_Before Competition Groups_13 | Variable Speed Pool Pump Motor | 3.872% | 0 | 62.0841 | Residential_2034_Economic_MW_Before Competition Groups_Variable Speed Pool Pump Motor
Residential | Res ¦ Attic Insulation | 2034 | Economic | MW | Before Competition Groups | 60.4297 | 0 | 0 | 1603.5511 | 0.037685 | 14 | Residential_2034_Economic_MW_Before Competition Groups_14 | Attic Insulation | 3.768% | 0 | 60.4297 | Residential_2034_Economic_MW_Before Competition Groups_Attic Insulation
Residential | Res ¦ Energy Star Room Air Conditioner | 2034 | Achievable | MW | Before Competition Groups | 24.7164 | 0 | 0 | 709.7826 | 0.034823 | 8 | Residential_2034_Achievable_MW_Before Competition Groups_8 | Energy Star Room Air Conditioner | 3.482% | 0 | 24.7164 | Residential_2034_Achievable_MW_Before Competition Groups_Energy Star Room Air Conditioner
Residential | Res ¦ Energy Star Refrigerator | 2034 | Technical | MW | Before Competition Groups | 98.0324 | 0 | 0 | 2876.759 | 0.034077 | 7 | Residential_2034_Technical_MW_Before Competition Groups_7 | Energy Star Refrigerator | 3.408% | 0 | 98.0324 | Residential_2034_Technical_MW_Before Competition Groups_Energy Star Refrigerator
Residential | Res ¦ Energy Star Air Source Heat Pump | 2034 | Technical | MW | Before Competition Groups | 96.915 | 0 | 0 | 2876.759 | 0.033689 | 8 | Residential_2034_Technical_MW_Before Competition Groups_8 | Energy Star Air Source Heat Pump | 3.369% | 0 | 96.915 | Residential_2034_Technical_MW_Before Competition Groups_Energy Star Air Source Heat Pump
Residential | Res ¦ Smart Power Bar | 2034 | Achievable | MW | Before Competition Groups | 23.313 | 0 | 0 | 709.7826 | 0.032845 | 9 | Residential_2034_Achievable_MW_Before Competition Groups_9 | Smart Power Bar | 3.285% | 0 | 23.313 | Residential_2034_Achievable_MW_Before Competition Groups_Smart Power Bar
Residential | Res ¦ Building Recommissioning, Operations and Maintenance (O&M) Improvements | 2034 | Technical | MW | Before Competition Groups | 88.0758 | 0 | 0 | 2876.759 | 0.030616 | 9 | Residential_2034_Technical_MW_Before Competition Groups_9 | Building Recommissioning, Operations and Maintenance (O&M) Improvements | 3.062% | 0 | 88.0758 | Residential_2034_Technical_MW_Before Competition Groups_Building Recommissioning, Operations and Maintenance (O&M) Improvements
Residential | Res ¦ Heat Pump Clothes Dryer | 2034 | Technical | MW | Before Competition Groups | 87.7046 | 0 | 0 | 2876.759 | 0.030487 | 10 | Residential_2034_Technical_MW_Before Competition Groups_10 | Heat Pump Clothes Dryer | 3.049% | 0 | 87.7046 | Residential_2034_Technical_MW_Before Competition Groups_Heat Pump Clothes Dryer
Residential | Res ¦ Energy Star A Line, PAR, MR Lamps | 2034 | Technical | MW | Before Competition Groups | 86.8067 | 0 | 0 | 2876.759 | 0.030175 | 11 | Residential_2034_Technical_MW_Before Competition Groups_11 | Energy Star A Line, PAR, MR Lamps | 3.018% | 0 | 86.8067 | Residential_2034_Technical_MW_Before Competition Groups_Energy Star A Line, PAR, MR Lamps
Residential | Res ¦ Energy Star Clothes Washer | 2034 | Technical | MW | Before Competition Groups | 81.5638 | 0 | 0 | 2876.759 | 0.028353 | 12 | Residential_2034_Technical_MW_Before Competition Groups_12 | Energy Star Clothes Washer | 2.835% | 0 | 81.5638 | Residential_2034_Technical_MW_Before Competition Groups_Energy Star Clothes Washer
Residential | Res ¦ Energy Star LED Bulbs General Purpose LEDs | 2034 | Achievable | MW | Before Competition Groups | 19.4415 | 0 | 0 | 709.7826 | 0.027391 | 10 | Residential_2034_Achievable_MW_Before Competition Groups_10 | Energy Star LED Bulbs General Purpose LEDs | 2.739% | 0 | 19.4415 | Residential_2034_Achievable_MW_Before Competition Groups_Energy Star LED Bulbs General Purpose LEDs
Residential | Res ¦ Basement Wall Insulation | 2034 | Technical | MW | Before Competition Groups | 78.289 | 0 | 0 | 2876.759 | 0.027214 | 13 | Residential_2034_Technical_MW_Before Competition Groups_13 | Basement Wall Insulation | 2.721% | 0 | 78.289 | Residential_2034_Technical_MW_Before Competition Groups_Basement Wall Insulation
Residential | Res ¦ Energy Star LED Bulbs General Purpose LEDs | 2034 | Technical | MW | Before Competition Groups | 77.9686 | 0 | 0 | 2876.759 | 0.027103 | 14 | Residential_2034_Technical_MW_Before Competition Groups_14 | Energy Star LED Bulbs General Purpose LEDs | 2.71% | 0 | 77.9686 | Residential_2034_Technical_MW_Before Competition Groups_Energy Star LED Bulbs General Purpose LEDs
Residential | Res ¦ Basement Wall Insulation | 2034 | Achievable | MW | Before Competition Groups | 18.0131 | 0 | 0 | 709.7826 | 0.025378 | 11 | Residential_2034_Achievable_MW_Before Competition Groups_11 | Basement Wall Insulation | 2.538% | 0 | 18.0131 | Residential_2034_Achievable_MW_Before Competition Groups_Basement Wall Insulation
Residential | Res ¦ Induction Cooking Stove Top | 2034 | Technical | MW | Before Competition Groups | 71.6465 | 0 | 0 | 2876.759 | 0.024905 | 15 | Residential_2034_Technical_MW_Before Competition Groups_15 | Induction Cooking Stove Top | 2.491% | 0 | 71.6465 | Residential_2034_Technical_MW_Before Competition Groups_Induction Cooking Stove Top
Residential | Res ¦ Energy Star LED Specialty Bulbs | 2034 | Achievable | MW | Before Competition Groups | 17.3234 | 0 | 0 | 709.7826 | 0.024407 | 12 | Residential_2034_Achievable_MW_Before Competition Groups_12 | Energy Star LED Specialty Bulbs | 2.441% | 0 | 17.3234 | Residential_2034_Achievable_MW_Before Competition Groups_Energy Star LED Specialty Bulbs
Residential | Res ¦ Energy Star LED Specialty Bulbs | 2034 | Technical | MW | Before Competition Groups | 68.7474 | 0 | 0 | 2876.759 | 0.023898 | 16 | Residential_2034_Technical_MW_Before Competition Groups_16 | Energy Star LED Specialty Bulbs | 2.39% | 0 | 68.7474 | Residential_2034_Technical_MW_Before Competition Groups_Energy Star LED Specialty Bulbs
Residential | Res ¦ Energy Star Room Air Conditioner | 2034 | Technical | MW | Before Competition Groups | 66.8369 | 0 | 0 | 2876.759 | 0.023233 | 17 | Residential_2034_Technical_MW_Before Competition Groups_17 | Energy Star Room Air Conditioner | 2.323% | 0 | 66.8369 | Residential_2034_Technical_MW_Before Competition Groups_Energy Star Room Air Conditioner
Residential | Res ¦ Basement or Crawlspace Insulation | 2034 | Technical | MW | Before Competition Groups | 65.1464 | 0 | 0 | 2876.759 | 0.022646 | 18 | Residential_2034_Technical_MW_Before Competition Groups_18 | Basement or Crawlspace Insulation | 2.265% | 0 | 65.1464 | Residential_2034_Technical_MW_Before Competition Groups_Basement or Crawlspace Insulation
Residential | Res ¦ Smart Power Bar | 2034 | Technical | MW | Before Competition Groups | 64.029 | 0 | 0 | 2876.759 | 0.022257 | 19 | Residential_2034_Technical_MW_Before Competition Groups_19 | Smart Power Bar | 2.226% | 0 | 64.029 | Residential_2034_Technical_MW_Before Competition Groups_Smart Power Bar
Residential | Res ¦ Variable Speed Pool Pump Motor | 2034 | Technical | MW | Before Competition Groups | 62.0841 | 0 | 0 | 2876.759 | 0.021581 | 20 | Residential_2034_Technical_MW_Before Competition Groups_20 | Variable Speed Pool Pump Motor | 2.158% | 0 | 62.0841 | Residential_2034_Technical_MW_Before Competition Groups_Variable Speed Pool Pump Motor
Residential | Res ¦ Attic Insulation | 2034 | Technical | MW | Before Competition Groups | 60.4297 | 0 | 0 | 2876.759 | 0.021006 | 21 | Residential_2034_Technical_MW_Before Competition Groups_21 | Attic Insulation | 2.101% | 0 | 60.4297 | Residential_2034_Technical_MW_Before Competition Groups_Attic Insulation
Residential | Res ¦ Attic Insulation | 2034 | Achievable | MW | Before Competition Groups | 13.9013 | 0 | 0 | 709.7826 | 0.019585 | 13 | Residential_2034_Achievable_MW_Before Competition Groups_13 | Attic Insulation | 1.959% | 0 | 13.9013 | Residential_2034_Achievable_MW_Before Competition Groups_Attic Insulation
Residential | Res ¦ Energy Star A Line, PAR, MR Lamps | 2034 | Achievable | MW | Before Competition Groups | 12.9944 | 0 | 0 | 709.7826 | 0.018308 | 14 | Residential_2034_Achievable_MW_Before Competition Groups_14 | Energy Star A Line, PAR, MR Lamps | 1.831% | 0 | 12.9944 | Residential_2034_Achievable_MW_Before Competition Groups_Energy Star A Line, PAR, MR Lamps
Residential | Res ¦ Networked/ Connected - Indoor LED Lamp | 2034 | Technical | MW | Before Competition Groups | 52.5156 | 0 | 0 | 2876.759 | 0.018255 | 22 | Residential_2034_Technical_MW_Before Competition Groups_22 | Networked/ Connected - Indoor LED Lamp | 1.826% | 0 | 52.5156 | Residential_2034_Technical_MW_Before Competition Groups_Networked/ Connected - Indoor LED Lamp
Residential | Res ¦ Occupancy Sensors MF | 2034 | Achievable | MW | Before Competition Groups | 12.5208 | 0 | 0 | 709.7826 | 0.01764 | 15 | Residential_2034_Achievable_MW_Before Competition Groups_15 | Occupancy Sensors MF | 1.764% | 0 | 12.5208 | Residential_2034_Achievable_MW_Before Competition Groups_Occupancy Sensors MF
Residential | Res ¦ Energy Star Clothes Dryer | 2034 | Technical | MW | Before Competition Groups | 50.0941 | 0 | 0 | 2876.759 | 0.017413 | 23 | Residential_2034_Technical_MW_Before Competition Groups_23 | Energy Star Clothes Dryer | 1.741% | 0 | 50.0941 | Residential_2034_Technical_MW_Before Competition Groups_Energy Star Clothes Dryer
Residential | Res ¦ Advanced BAS/Controllers | 2034 | Achievable | MW | Before Competition Groups | 12.3513 | 0 | 0 | 709.7826 | 0.017402 | 16 | Residential_2034_Achievable_MW_Before Competition Groups_16 | Advanced BAS/Controllers | 1.74% | 0 | 12.3513 | Residential_2034_Achievable_MW_Before Competition Groups_Advanced BAS/Controllers
Residential | Res ¦ Wall Insulation | 2034 | Technical | MW | Before Competition Groups | 47.3581 | 0 | 0 | 2876.759 | 0.016462 | 24 | Residential_2034_Technical_MW_Before Competition Groups_24 | Wall Insulation | 1.646% | 0 | 47.3581 | Residential_2034_Technical_MW_Before Competition Groups_Wall Insulation
Residential | Res ¦ Clothes Drying Racks | 2034 | Achievable | MW | Before Competition Groups | 11.2267 | 0 | 0 | 709.7826 | 0.015817 | 17 | Residential_2034_Achievable_MW_Before Competition Groups_17 | Clothes Drying Racks | 1.582% | 0 | 11.2267 | Residential_2034_Achievable_MW_Before Competition Groups_Clothes Drying Racks
Residential | Res ¦ Energy Star Torchiere | 2034 | Achievable | MW | Before Competition Groups | 10.7298 | 0 | 0 | 709.7826 | 0.015117 | 18 | Residential_2034_Achievable_MW_Before Competition Groups_18 | Energy Star Torchiere | 1.512% | 0 | 10.7298 | Residential_2034_Achievable_MW_Before Competition Groups_Energy Star Torchiere
Residential | Res ¦ Lighting Motion Sensors, Timers, Dimmers | 2034 | Technical | MW | Before Competition Groups | 39.6591 | 0 | 0 | 2876.759 | 0.013786 | 25 | Residential_2034_Technical_MW_Before Competition Groups_25 | Lighting Motion Sensors, Timers, Dimmers | 1.379% | 0 | 39.6591 | Residential_2034_Technical_MW_Before Competition Groups_Lighting Motion Sensors, Timers, Dimmers
Residential | Res ¦ Ceiling Insulation | 2034 | Economic | MW | Before Competition Groups | 21.8475 | 0 | 0 | 1603.5511 | 0.013624 | 15 | Residential_2034_Economic_MW_Before Competition Groups_15 | Ceiling Insulation | 1.362% | 0 | 21.8475 | Residential_2034_Economic_MW_Before Competition Groups_Ceiling Insulation
Residential | Res ¦ Refrigerator Recycling | 2034 | Achievable | MW | Before Competition Groups | 9.5167 | 0 | 0 | 709.7826 | 0.013408 | 19 | Residential_2034_Achievable_MW_Before Competition Groups_19 | Refrigerator Recycling | 1.341% | 0 | 9.5167 | Residential_2034_Achievable_MW_Before Competition Groups_Refrigerator Recycling
Residential | Res ¦ Energy Star Clothes Dryer | 2034 | Achievable | MW | Before Competition Groups | 9.3186 | 0 | 0 | 709.7826 | 0.013129 | 20 | Residential_2034_Achievable_MW_Before Competition Groups_20 | Energy Star Clothes Dryer | 1.313% | 0 | 9.3186 | Residential_2034_Achievable_MW_Before Competition Groups_Energy Star Clothes Dryer
Residential | Res ¦ High Efficiency Chiller (avg of water and air cooled) | 2034 | Achievable | MW | Before Competition Groups | 8.8612 | 0 | 0 | 709.7826 | 0.012484 | 21 | Residential_2034_Achievable_MW_Before Competition Groups_21 | High Efficiency Chiller (avg of water and air cooled) | 1.248% | 0 | 8.8612 | Residential_2034_Achievable_MW_Before Competition Groups_High Efficiency Chiller (avg of water and air cooled)
Residential | Res ¦ Freezer Recycling | 2034 | Achievable | MW | Before Competition Groups | 8.8535 | 0 | 0 | 709.7826 | 0.012474 | 22 | Residential_2034_Achievable_MW_Before Competition Groups_22 | Freezer Recycling | 1.247% | 0 | 8.8535 | Residential_2034_Achievable_MW_Before Competition Groups_Freezer Recycling
Residential | Res ¦ Energy Star Clothes Dryer | 2034 | Economic | MW | Before Competition Groups | 19.6246 | 0 | 0 | 1603.5511 | 0.012238 | 16 | Residential_2034_Economic_MW_Before Competition Groups_16 | Energy Star Clothes Dryer | 1.224% | 0 | 19.6246 | Residential_2034_Economic_MW_Before Competition Groups_Energy Star Clothes Dryer
Residential | Res ¦ Duct Insulation | 2034 | Economic | MW | Before Competition Groups | 19.2916 | 0 | 0 | 1603.5511 | 0.012031 | 17 | Residential_2034_Economic_MW_Before Competition Groups_17 | Duct Insulation | 1.203% | 0 | 19.2916 | Residential_2034_Economic_MW_Before Competition Groups_Duct Insulation
Residential | Res ¦ Energy Star Light Fixture | 2034 | Achievable | MW | Before Competition Groups | 8.2029 | 0 | 0 | 709.7826 | 0.011557 | 23 | Residential_2034_Achievable_MW_Before Competition Groups_23 | Energy Star Light Fixture | 1.156% | 0 | 8.2029 | Residential_2034_Achievable_MW_Before Competition Groups_Energy Star Light Fixture
Residential | Res ¦ Variable Refrigerant Flow Heat Pump | 2034 | Technical | MW | Before Competition Groups | 31.9152 | 0 | 0 | 2876.759 | 0.011094 | 26 | Residential_2034_Technical_MW_Before Competition Groups_26 | Variable Refrigerant Flow Heat Pump | 1.109% | 0 | 31.9152 | Residential_2034_Technical_MW_Before Competition Groups_Variable Refrigerant Flow Heat Pump
Residential | Res ¦ Basement or Crawlspace Insulation | 2034 | Economic | MW | Before Competition Groups | 17.5271 | 0 | 0 | 1603.5511 | 0.01093 | 18 | Residential_2034_Economic_MW_Before Competition Groups_18 | Basement or Crawlspace Insulation | 1.093% | 0 | 17.5271 | Residential_2034_Economic_MW_Before Competition Groups_Basement or Crawlspace Insulation
Residential | Res ¦ Energy Star Torchiere | 2034 | Economic | MW | Before Competition Groups | 16.8415 | 0 | 0 | 1603.5511 | 0.010503 | 19 | Residential_2034_Economic_MW_Before Competition Groups_19 | Energy Star Torchiere | 1.05% | 0 | 16.8415 | Residential_2034_Economic_MW_Before Competition Groups_Energy Star Torchiere
Residential | Res ¦ Air Sealing | 2034 | Economic | MW | Before Competition Groups | 16.6901 | 0 | 0 | 1603.5511 | 0.010408 | 20 | Residential_2034_Economic_MW_Before Competition Groups_20 | Air Sealing | 1.041% | 0 | 16.6901 | Residential_2034_Economic_MW_Before Competition Groups_Air Sealing
Residential | Res ¦ Wall Insulation | 2034 | Economic | MW | Before Competition Groups | 16.2942 | 0 | 0 | 1603.5511 | 0.010161 | 21 | Residential_2034_Economic_MW_Before Competition Groups_21 | Wall Insulation | 1.016% | 0 | 16.2942 | Residential_2034_Economic_MW_Before Competition Groups_Wall Insulation
Residential | Res ¦ Floor Insulation | 2034 | Economic | MW | Before Competition Groups | 15.8661 | 0 | 0 | 1603.5511 | 0.0098944 | 22 | Residential_2034_Economic_MW_Before Competition Groups_22 | Floor Insulation | 0.9894% | 0 | 15.8661 | Residential_2034_Economic_MW_Before Competition Groups_Floor Insulation
Residential | Res ¦ Air Source Heat Pump | 2034 | Technical | MW | Before Competition Groups | 25.1583 | 0 | 0 | 2876.759 | 0.0087453 | 27 | Residential_2034_Technical_MW_Before Competition Groups_27 | Air Source Heat Pump | 0.8745% | 0 | 25.1583 | Residential_2034_Technical_MW_Before Competition Groups_Air Source Heat Pump
Residential | Res ¦ Energy Star Light Fixture | 2034 | Economic | MW | Before Competition Groups | 13.9143 | 0 | 0 | 1603.5511 | 0.0086772 | 23 | Residential_2034_Economic_MW_Before Competition Groups_23 | Energy Star Light Fixture | 0.8677% | 0 | 13.9143 | Residential_2034_Economic_MW_Before Competition Groups_Energy Star Light Fixture
Residential | Res ¦ Occupancy Sensors MF | 2034 | Economic | MW | Before Competition Groups | 13.3828 | 0 | 0 | 1603.5511 | 0.0083457 | 24 | Residential_2034_Economic_MW_Before Competition Groups_24 | Occupancy Sensors MF | 0.8346% | 0 | 13.3828 | Residential_2034_Economic_MW_Before Competition Groups_Occupancy Sensors MF
Residential | Res ¦ Ceiling Insulation | 2034 | Technical | MW | Before Competition Groups | 23.5895 | 0 | 0 | 2876.759 | 0.0082 | 28 | Residential_2034_Technical_MW_Before Competition Groups_28 | Ceiling Insulation | 0.82% | 0 | 23.5895 | Residential_2034_Technical_MW_Before Competition Groups_Ceiling Insulation
Residential | Res ¦ Advanced BAS/Controllers | 2034 | Economic | MW | Before Competition Groups | 12.8658 | 0 | 0 | 1603.5511 | 0.0080233 | 25 | Residential_2034_Economic_MW_Before Competition Groups_25 | Advanced BAS/Controllers | 0.8023% | 0 | 12.8658 | Residential_2034_Economic_MW_Before Competition Groups_Advanced BAS/Controllers
Residential | Res ¦ Energy Star Light Fixture | 2034 | Technical | MW | Before Competition Groups | 21.507 | 0 | 0 | 2876.759 | 0.0074761 | 29 | Residential_2034_Technical_MW_Before Competition Groups_29 | Energy Star Light Fixture | 0.7476% | 0 | 21.507 | Residential_2034_Technical_MW_Before Competition Groups_Energy Star Light Fixture
Residential | Res ¦ Home Energy Reports | 2034 | Technical | MW | Before Competition Groups | 21.4362 | 0 | 0 | 2876.759 | 0.0074515 | 30 | Residential_2034_Technical_MW_Before Competition Groups_30 | Home Energy Reports | 0.7452% | 0 | 21.4362 | Residential_2034_Technical_MW_Before Competition Groups_Home Energy Reports
Residential | Res ¦ Clothes Drying Racks | 2034 | Economic | MW | Before Competition Groups | 11.6964 | 0 | 0 | 1603.5511 | 0.0072941 | 26 | Residential_2034_Economic_MW_Before Competition Groups_26 | Clothes Drying Racks | 0.7294% | 0 | 11.6964 | Residential_2034_Economic_MW_Before Competition Groups_Clothes Drying Racks
Residential | Res ¦ Duct Insulation | 2034 | Technical | MW | Before Competition Groups | 19.6691 | 0 | 0 | 2876.759 | 0.0068372 | 31 | Residential_2034_Technical_MW_Before Competition Groups_31 | Duct Insulation | 0.6837% | 0 | 19.6691 | Residential_2034_Technical_MW_Before Competition Groups_Duct Insulation
Residential | Res ¦ Refrigerator Recycling | 2034 | Economic | MW | Before Competition Groups | 9.913 | 0 | 0 | 1603.5511 | 0.0061819 | 27 | Residential_2034_Economic_MW_Before Competition Groups_27 | Refrigerator Recycling | 0.6182% | 0 | 9.913 | Residential_2034_Economic_MW_Before Competition Groups_Refrigerator Recycling
Residential | Res ¦ High Efficiency Chiller (avg of water and air cooled) | 2034 | Economic | MW | Before Competition Groups | 9.8609 | 0 | 0 | 1603.5511 | 0.0061494 | 28 | Residential_2034_Economic_MW_Before Competition Groups_28 | High Efficiency Chiller (avg of water and air cooled) | 0.6149% | 0 | 9.8609 | Residential_2034_Economic_MW_Before Competition Groups_High Efficiency Chiller (avg of water and air cooled)
Residential | Res ¦ Duct Insulation | 2034 | Achievable | MW | Before Competition Groups | 4.3392 | 0 | 0 | 709.7826 | 0.0061134 | 24 | Residential_2034_Achievable_MW_Before Competition Groups_24 | Duct Insulation | 0.6113% | 0 | 4.3392 | Residential_2034_Achievable_MW_Before Competition Groups_Duct Insulation
Residential | Res ¦ Energy Star Torchiere | 2034 | Technical | MW | Before Competition Groups | 16.8415 | 0 | 0 | 2876.759 | 0.0058543 | 32 | Residential_2034_Technical_MW_Before Competition Groups_32 | Energy Star Torchiere | 0.5854% | 0 | 16.8415 | Residential_2034_Technical_MW_Before Competition Groups_Energy Star Torchiere
Residential | Res ¦ Air Sealing | 2034 | Technical | MW | Before Competition Groups | 16.6901 | 0 | 0 | 2876.759 | 0.0058017 | 33 | Residential_2034_Technical_MW_Before Competition Groups_33 | Air Sealing | 0.5802% | 0 | 16.6901 | Residential_2034_Technical_MW_Before Competition Groups_Air Sealing
Residential | Res ¦ Freezer Recycling | 2034 | Economic | MW | Before Competition Groups | 9.2339 | 0 | 0 | 1603.5511 | 0.0057584 | 29 | Residential_2034_Economic_MW_Before Competition Groups_29 | Freezer Recycling | 0.5758% | 0 | 9.2339 | Residential_2034_Economic_MW_Before Competition Groups_Freezer Recycling
Residential | Res ¦ Central Air Conditioner Maintenance | 2034 | Technical | MW | Before Competition Groups | 16.1152 | 0 | 0 | 2876.759 | 0.0056019 | 34 | Residential_2034_Technical_MW_Before Competition Groups_34 | Central Air Conditioner Maintenance | 0.5602% | 0 | 16.1152 | Residential_2034_Technical_MW_Before Competition Groups_Central Air Conditioner Maintenance
Residential | Res ¦ Duct Insulation MF | 2034 | Economic | MW | Before Competition Groups | 8.8627 | 0 | 0 | 1603.5511 | 0.0055269 | 30 | Residential_2034_Economic_MW_Before Competition Groups_30 | Duct Insulation MF | 0.5527% | 0 | 8.8627 | Residential_2034_Economic_MW_Before Competition Groups_Duct Insulation MF
Residential | Res ¦ Energy Star Freezer | 2034 | Achievable | MW | Before Competition Groups | 3.9211 | 0 | 0 | 709.7826 | 0.0055244 | 25 | Residential_2034_Achievable_MW_Before Competition Groups_25 | Energy Star Freezer | 0.5524% | 0 | 3.9211 | Residential_2034_Achievable_MW_Before Competition Groups_Energy Star Freezer
Residential | Res ¦ Floor Insulation | 2034 | Technical | MW | Before Competition Groups | 15.8661 | 0 | 0 | 2876.759 | 0.0055153 | 35 | Residential_2034_Technical_MW_Before Competition Groups_35 | Floor Insulation | 0.5515% | 0 | 15.8661 | Residential_2034_Technical_MW_Before Competition Groups_Floor Insulation
Residential | Res ¦ Air Sealing | 2034 | Achievable | MW | Before Competition Groups | 3.8399 | 0 | 0 | 709.7826 | 0.0054099 | 26 | Residential_2034_Achievable_MW_Before Competition Groups_26 | Air Sealing | 0.541% | 0 | 3.8399 | Residential_2034_Achievable_MW_Before Competition Groups_Air Sealing
Residential | Res ¦ Energy Star Dehumidifier | 2034 | Economic | MW | Before Competition Groups | 8.6498 | 0 | 0 | 1603.5511 | 0.0053941 | 31 | Residential_2034_Economic_MW_Before Competition Groups_31 | Energy Star Dehumidifier | 0.5394% | 0 | 8.6498 | Residential_2034_Economic_MW_Before Competition Groups_Energy Star Dehumidifier
Residential | Res ¦ Floor Insulation | 2034 | Achievable | MW | Before Competition Groups | 3.6484 | 0 | 0 | 709.7826 | 0.0051401 | 27 | Residential_2034_Achievable_MW_Before Competition Groups_27 | Floor Insulation | 0.514% | 0 | 3.6484 | Residential_2034_Achievable_MW_Before Competition Groups_Floor Insulation
Residential | Res ¦ Dehumidifier Recycling | 2034 | Technical | MW | Before Competition Groups | 14.7133 | 0 | 0 | 2876.759 | 0.0051145 | 36 | Residential_2034_Technical_MW_Before Competition Groups_36 | Dehumidifier Recycling | 0.5115% | 0 | 14.7133 | Residential_2034_Technical_MW_Before Competition Groups_Dehumidifier Recycling
Residential | Res ¦ Outside Air Economizer | 2034 | Achievable | MW | Before Competition Groups | 3.3523 | 0 | 0 | 709.7826 | 0.004723 | 28 | Residential_2034_Achievable_MW_Before Competition Groups_28 | Outside Air Economizer | 0.4723% | 0 | 3.3523 | Residential_2034_Achievable_MW_Before Competition Groups_Outside Air Economizer
Residential | Res ¦ Occupancy Sensors MF | 2034 | Technical | MW | Before Competition Groups | 13.3828 | 0 | 0 | 2876.759 | 0.004652 | 37 | Residential_2034_Technical_MW_Before Competition Groups_37 | Occupancy Sensors MF | 0.4652% | 0 | 13.3828 | Residential_2034_Technical_MW_Before Competition Groups_Occupancy Sensors MF
Residential | Res ¦ Home Energy Reports | 2034 | Achievable | MW | Before Competition Groups | 3.3003 | 0 | 0 | 709.7826 | 0.0046498 | 29 | Residential_2034_Achievable_MW_Before Competition Groups_29 | Home Energy Reports | 0.465% | 0 | 3.3003 | Residential_2034_Achievable_MW_Before Competition Groups_Home Energy Reports
Residential | Res ¦ Advanced BAS/Controllers | 2034 | Technical | MW | Before Competition Groups | 12.8658 | 0 | 0 | 2876.759 | 0.0044723 | 38 | Residential_2034_Technical_MW_Before Competition Groups_38 | Advanced BAS/Controllers | 0.4472% | 0 | 12.8658 | Residential_2034_Technical_MW_Before Competition Groups_Advanced BAS/Controllers
Residential | Res ¦ Clothes Drying Racks | 2034 | Technical | MW | Before Competition Groups | 11.6964 | 0 | 0 | 2876.759 | 0.0040658 | 39 | Residential_2034_Technical_MW_Before Competition Groups_39 | Clothes Drying Racks | 0.4066% | 0 | 11.6964 | Residential_2034_Technical_MW_Before Competition Groups_Clothes Drying Racks
Residential | Res ¦ Home Energy Reports | 2034 | Economic | MW | Before Competition Groups | 6.4761 | 0 | 0 | 1603.5511 | 0.0040386 | 32 | Residential_2034_Economic_MW_Before Competition Groups_32 | Home Energy Reports | 0.4039% | 0 | 6.4761 | Residential_2034_Economic_MW_Before Competition Groups_Home Energy Reports
Residential | Res ¦ Furnace with ECM | 2034 | Economic | MW | Before Competition Groups | 6.4299 | 0 | 0 | 1603.5511 | 0.0040098 | 33 | Residential_2034_Economic_MW_Before Competition Groups_33 | Furnace with ECM | 0.401% | 0 | 6.4299 | Residential_2034_Economic_MW_Before Competition Groups_Furnace with ECM
Residential | Res ¦ Wall Insulation | 2034 | Achievable | MW | Before Competition Groups | 2.7223 | 0 | 0 | 709.7826 | 0.0038354 | 30 | Residential_2034_Achievable_MW_Before Competition Groups_30 | Wall Insulation | 0.3835% | 0 | 2.7223 | Residential_2034_Achievable_MW_Before Competition Groups_Wall Insulation
Residential | Res ¦ LED Tube Re-Lamp | 2034 | Achievable | MW | Before Competition Groups | 2.6719 | 0 | 0 | 709.7826 | 0.0037645 | 31 | Residential_2034_Achievable_MW_Before Competition Groups_31 | LED Tube Re-Lamp | 0.3764% | 0 | 2.6719 | Residential_2034_Achievable_MW_Before Competition Groups_LED Tube Re-Lamp
Residential | Res ¦ Minimize Hot and Warm Clothes Wash | 2034 | Achievable | MW | Before Competition Groups | 2.5787 | 0 | 0 | 709.7826 | 0.0036331 | 32 | Residential_2034_Achievable_MW_Before Competition Groups_32 | Minimize Hot and Warm Clothes Wash | 0.3633% | 0 | 2.5787 | Residential_2034_Achievable_MW_Before Competition Groups_Minimize Hot and Warm Clothes Wash
Residential | Res ¦ Refrigerator Recycling | 2034 | Technical | MW | Before Competition Groups | 9.913 | 0 | 0 | 2876.759 | 0.0034459 | 40 | Residential_2034_Technical_MW_Before Competition Groups_40 | Refrigerator Recycling | 0.3446% | 0 | 9.913 | Residential_2034_Technical_MW_Before Competition Groups_Refrigerator Recycling
Residential | Res ¦ Variable Refrigerant Flow Heat Pump | 2034 | Achievable | MW | Before Competition Groups | 2.4386 | 0 | 0 | 709.7826 | 0.0034357 | 33 | Residential_2034_Achievable_MW_Before Competition Groups_33 | Variable Refrigerant Flow Heat Pump | 0.3436% | 0 | 2.4386 | Residential_2034_Achievable_MW_Before Competition Groups_Variable Refrigerant Flow Heat Pump
Residential | Res ¦ High Efficiency Chiller (avg of water and air cooled) | 2034 | Technical | MW | Before Competition Groups | 9.8609 | 0 | 0 | 2876.759 | 0.0034278 | 41 | Residential_2034_Technical_MW_Before Competition Groups_41 | High Efficiency Chiller (avg of water and air cooled) | 0.3428% | 0 | 9.8609 | Residential_2034_Technical_MW_Before Competition Groups_High Efficiency Chiller (avg of water and air cooled)
Residential | Res ¦ Energy Star Freezer | 2034 | Technical | MW | Before Competition Groups | 9.7168 | 0 | 0 | 2876.759 | 0.0033777 | 42 | Residential_2034_Technical_MW_Before Competition Groups_42 | Energy Star Freezer | 0.3378% | 0 | 9.7168 | Residential_2034_Technical_MW_Before Competition Groups_Energy Star Freezer
Residential | Res ¦ Freezer Recycling | 2034 | Technical | MW | Before Competition Groups | 9.2339 | 0 | 0 | 2876.759 | 0.0032098 | 43 | Residential_2034_Technical_MW_Before Competition Groups_43 | Freezer Recycling | 0.321% | 0 | 9.2339 | Residential_2034_Technical_MW_Before Competition Groups_Freezer Recycling
Residential | Res ¦ ENERGY STAR LED LAMPS (REFLECTOR LAMPs/MR16/PAR 16) | 2034 | Achievable | MW | Before Competition Groups | 2.2702 | 0 | 0 | 709.7826 | 0.0031985 | 34 | Residential_2034_Achievable_MW_Before Competition Groups_34 | ENERGY STAR LED LAMPS (REFLECTOR LAMPs/MR16/PAR 16) | 0.3199% | 0 | 2.2702 | Residential_2034_Achievable_MW_Before Competition Groups_ENERGY STAR LED LAMPS (REFLECTOR LAMPs/MR16/PAR 16)
Residential | Res ¦ LED Downlight | 2034 | Achievable | MW | Before Competition Groups | 2.2677 | 0 | 0 | 709.7826 | 0.0031949 | 35 | Residential_2034_Achievable_MW_Before Competition Groups_35 | LED Downlight | 0.3195% | 0 | 2.2677 | Residential_2034_Achievable_MW_Before Competition Groups_LED Downlight
Residential | Res ¦ Duct Insulation MF | 2034 | Technical | MW | Before Competition Groups | 8.8627 | 0 | 0 | 2876.759 | 0.0030808 | 44 | Residential_2034_Technical_MW_Before Competition Groups_44 | Duct Insulation MF | 0.3081% | 0 | 8.8627 | Residential_2034_Technical_MW_Before Competition Groups_Duct Insulation MF
Residential | Res ¦ Minimize Hot and Warm Clothes Wash | 2034 | Economic | MW | Before Competition Groups | 4.8818 | 0 | 0 | 1603.5511 | 0.0030444 | 34 | Residential_2034_Economic_MW_Before Competition Groups_34 | Minimize Hot and Warm Clothes Wash | 0.3044% | 0 | 4.8818 | Residential_2034_Economic_MW_Before Competition Groups_Minimize Hot and Warm Clothes Wash
Residential | Res ¦ Energy Star Dehumidifier | 2034 | Technical | MW | Before Competition Groups | 8.6498 | 0 | 0 | 2876.759 | 0.0030068 | 45 | Residential_2034_Technical_MW_Before Competition Groups_45 | Energy Star Dehumidifier | 0.3007% | 0 | 8.6498 | Residential_2034_Technical_MW_Before Competition Groups_Energy Star Dehumidifier
Residential | Res ¦ Furnace Whistle | 2034 | Achievable | MW | Before Competition Groups | 2.0301 | 0 | 0 | 709.7826 | 0.0028601 | 36 | Residential_2034_Achievable_MW_Before Competition Groups_36 | Furnace Whistle | 0.286% | 0 | 2.0301 | Residential_2034_Achievable_MW_Before Competition Groups_Furnace Whistle
Residential | Res ¦ INTEGRAL LED TROFFERS | 2034 | Technical | MW | Before Competition Groups | 7.3303 | 0 | 0 | 2876.759 | 0.0025481 | 46 | Residential_2034_Technical_MW_Before Competition Groups_46 | INTEGRAL LED TROFFERS | 0.2548% | 0 | 7.3303 | Residential_2034_Technical_MW_Before Competition Groups_INTEGRAL LED TROFFERS
Residential | Res ¦ Heat Recovery Ventilator | 2034 | Economic | MW | Before Competition Groups | 4.0616 | 0 | 0 | 1603.5511 | 0.0025329 | 35 | Residential_2034_Economic_MW_Before Competition Groups_35 | Heat Recovery Ventilator | 0.2533% | 0 | 4.0616 | Residential_2034_Economic_MW_Before Competition Groups_Heat Recovery Ventilator
Residential | Res ¦ CO Sensors for parking garage exhaust fans | 2034 | Achievable | MW | Before Competition Groups | 1.7819 | 0 | 0 | 709.7826 | 0.0025104 | 37 | Residential_2034_Achievable_MW_Before Competition Groups_37 | CO Sensors for parking garage exhaust fans | 0.251% | 0 | 1.7819 | Residential_2034_Achievable_MW_Before Competition Groups_CO Sensors for parking garage exhaust fans
Residential | Res ¦ Comprehensive Draft Proofing | 2034 | Achievable | MW | Before Competition Groups | 1.7537 | 0 | 0 | 709.7826 | 0.0024708 | 38 | Residential_2034_Achievable_MW_Before Competition Groups_38 | Comprehensive Draft Proofing | 0.2471% | 0 | 1.7537 | Residential_2034_Achievable_MW_Before Competition Groups_Comprehensive Draft Proofing
Residential | Res ¦ Variable Frequency Drive (VFD) | 2034 | Achievable | MW | Before Competition Groups | 1.7007 | 0 | 0 | 709.7826 | 0.0023961 | 39 | Residential_2034_Achievable_MW_Before Competition Groups_39 | Variable Frequency Drive (VFD) | 0.2396% | 0 | 1.7007 | Residential_2034_Achievable_MW_Before Competition Groups_Variable Frequency Drive (VFD)
Residential | Res ¦ Duct Insulation MF | 2034 | Achievable | MW | Before Competition Groups | 1.6777 | 0 | 0 | 709.7826 | 0.0023637 | 40 | Residential_2034_Achievable_MW_Before Competition Groups_40 | Duct Insulation MF | 0.2364% | 0 | 1.6777 | Residential_2034_Achievable_MW_Before Competition Groups_Duct Insulation MF
Residential | Res ¦ Energy Star Windows | 2034 | Technical | MW | Before Competition Groups | 6.7571 | 0 | 0 | 2876.759 | 0.0023488 | 47 | Residential_2034_Technical_MW_Before Competition Groups_47 | Energy Star Windows | 0.2349% | 0 | 6.7571 | Residential_2034_Technical_MW_Before Competition Groups_Energy Star Windows
Residential | Res ¦ Furnace with ECM | 2034 | Technical | MW | Before Competition Groups | 6.4299 | 0 | 0 | 2876.759 | 0.0022351 | 48 | Residential_2034_Technical_MW_Before Competition Groups_48 | Furnace with ECM | 0.2235% | 0 | 6.4299 | Residential_2034_Technical_MW_Before Competition Groups_Furnace with ECM
Residential | Res ¦ Furnace with ECM | 2034 | Achievable | MW | Before Competition Groups | 1.5631 | 0 | 0 | 709.7826 | 0.0022022 | 41 | Residential_2034_Achievable_MW_Before Competition Groups_41 | Furnace with ECM | 0.2202% | 0 | 1.5631 | Residential_2034_Achievable_MW_Before Competition Groups_Furnace with ECM
Residential | Res ¦ Outside Air Economizer | 2034 | Economic | MW | Before Competition Groups | 3.4816 | 0 | 0 | 1603.5511 | 0.0021712 | 36 | Residential_2034_Economic_MW_Before Competition Groups_36 | Outside Air Economizer | 0.2171% | 0 | 3.4816 | Residential_2034_Economic_MW_Before Competition Groups_Outside Air Economizer
Residential | Res ¦ Air Source Heat Pump | 2034 | Economic | MW | Before Competition Groups | 3.3705 | 0 | 0 | 1603.5511 | 0.0021019 | 37 | Residential_2034_Economic_MW_Before Competition Groups_37 | Air Source Heat Pump | 0.2102% | 0 | 3.3705 | Residential_2034_Economic_MW_Before Competition Groups_Air Source Heat Pump
Residential | Res ¦ Networked/ Connected - Indoor LED Luminaire | 2034 | Technical | MW | Before Competition Groups | 5.8378 | 0 | 0 | 2876.759 | 0.0020293 | 49 | Residential_2034_Technical_MW_Before Competition Groups_49 | Networked/ Connected - Indoor LED Luminaire | 0.2029% | 0 | 5.8378 | Residential_2034_Technical_MW_Before Competition Groups_Networked/ Connected - Indoor LED Luminaire
Residential | Res ¦ Early Hot Water Heater Replacement | 2034 | Economic | MW | Before Competition Groups | 3.1573 | 0 | 0 | 1603.5511 | 0.0019689 | 38 | Residential_2034_Economic_MW_Before Competition Groups_38 | Early Hot Water Heater Replacement | 0.1969% | 0 | 3.1573 | Residential_2034_Economic_MW_Before Competition Groups_Early Hot Water Heater Replacement
Residential | Res ¦ Energy Star Freezer | 2034 | Economic | MW | Before Competition Groups | 3.1315 | 0 | 0 | 1603.5511 | 0.0019529 | 39 | Residential_2034_Economic_MW_Before Competition Groups_39 | Energy Star Freezer | 0.1953% | 0 | 3.1315 | Residential_2034_Economic_MW_Before Competition Groups_Energy Star Freezer
Residential | Res ¦ Central Lighting Control System | 2034 | Technical | MW | Before Competition Groups | 5.6178 | 0 | 0 | 2876.759 | 0.0019528 | 50 | Residential_2034_Technical_MW_Before Competition Groups_50 | Central Lighting Control System | 0.1953% | 0 | 5.6178 | Residential_2034_Technical_MW_Before Competition Groups_Central Lighting Control System
Residential | Res ¦ Heat Pump Water Heater | 2034 | Technical | MW | Before Competition Groups | 5.3914 | 0 | 0 | 2876.759 | 0.0018741 | 51 | Residential_2034_Technical_MW_Before Competition Groups_51 | Heat Pump Water Heater | 0.1874% | 0 | 5.3914 | Residential_2034_Technical_MW_Before Competition Groups_Heat Pump Water Heater
Residential | Res ¦ Basement or Crawlspace Insulation | 2034 | Achievable | MW | Before Competition Groups | 1.3091 | 0 | 0 | 709.7826 | 0.0018443 | 42 | Residential_2034_Achievable_MW_Before Competition Groups_42 | Basement or Crawlspace Insulation | 0.1844% | 0 | 1.3091 | Residential_2034_Achievable_MW_Before Competition Groups_Basement or Crawlspace Insulation
Residential | Res ¦ Demand Control Ventilation | 2034 | Achievable | MW | Before Competition Groups | 1.308 | 0 | 0 | 709.7826 | 0.0018428 | 43 | Residential_2034_Achievable_MW_Before Competition Groups_43 | Demand Control Ventilation | 0.1843% | 0 | 1.308 | Residential_2034_Achievable_MW_Before Competition Groups_Demand Control Ventilation
Residential | Res ¦ Tankless Water Heater | 2034 | Economic | MW | Before Competition Groups | 2.9076 | 0 | 0 | 1603.5511 | 0.0018133 | 40 | Residential_2034_Economic_MW_Before Competition Groups_40 | Tankless Water Heater | 0.1813% | 0 | 2.9076 | Residential_2034_Economic_MW_Before Competition Groups_Tankless Water Heater
Residential | Res ¦ LED Tube Re-Lamp | 2034 | Economic | MW | Before Competition Groups | 2.8182 | 0 | 0 | 1603.5511 | 0.0017575 | 41 | Residential_2034_Economic_MW_Before Competition Groups_41 | LED Tube Re-Lamp | 0.1758% | 0 | 2.8182 | Residential_2034_Economic_MW_Before Competition Groups_LED Tube Re-Lamp
Residential | Res ¦ Minimize Hot and Warm Clothes Wash | 2034 | Technical | MW | Before Competition Groups | 4.8818 | 0 | 0 | 2876.759 | 0.001697 | 52 | Residential_2034_Technical_MW_Before Competition Groups_52 | Minimize Hot and Warm Clothes Wash | 0.1697% | 0 | 4.8818 | Residential_2034_Technical_MW_Before Competition Groups_Minimize Hot and Warm Clothes Wash
Residential | Res ¦ Tankless Water Heater | 2034 | Technical | MW | Before Competition Groups | 4.8784 | 0 | 0 | 2876.759 | 0.0016958 | 53 | Residential_2034_Technical_MW_Before Competition Groups_53 | Tankless Water Heater | 0.1696% | 0 | 4.8784 | Residential_2034_Technical_MW_Before Competition Groups_Tankless Water Heater
Residential | Res ¦ LED Downlight | 2034 | Technical | MW | Before Competition Groups | 4.7576 | 0 | 0 | 2876.759 | 0.0016538 | 54 | Residential_2034_Technical_MW_Before Competition Groups_54 | LED Downlight | 0.1654% | 0 | 4.7576 | Residential_2034_Technical_MW_Before Competition Groups_LED Downlight
Residential | Res ¦ Tankless Water Heater | 2034 | Achievable | MW | Before Competition Groups | 1.1266 | 0 | 0 | 709.7826 | 0.0015872 | 44 | Residential_2034_Achievable_MW_Before Competition Groups_44 | Tankless Water Heater | 0.1587% | 0 | 1.1266 | Residential_2034_Achievable_MW_Before Competition Groups_Tankless Water Heater
Residential | Res ¦ LED Tube Re-Lamp | 2034 | Technical | MW | Before Competition Groups | 4.4087 | 0 | 0 | 2876.759 | 0.0015325 | 55 | Residential_2034_Technical_MW_Before Competition Groups_55 | LED Tube Re-Lamp | 0.1533% | 0 | 4.4087 | Residential_2034_Technical_MW_Before Competition Groups_LED Tube Re-Lamp
Residential | Res ¦ Water Heater Temperature Setback | 2034 | Achievable | MW | Before Competition Groups | 1.0637 | 0 | 0 | 709.7826 | 0.0014986 | 45 | Residential_2034_Achievable_MW_Before Competition Groups_45 | Water Heater Temperature Setback | 0.1499% | 0 | 1.0637 | Residential_2034_Achievable_MW_Before Competition Groups_Water Heater Temperature Setback
Residential | Res ¦ ENERGY STAR LED LAMPS (REFLECTOR LAMPs/MR16/PAR 16) | 2034 | Economic | MW | Before Competition Groups | 2.3892 | 0 | 0 | 1603.5511 | 0.0014899 | 42 | Residential_2034_Economic_MW_Before Competition Groups_42 | ENERGY STAR LED LAMPS (REFLECTOR LAMPs/MR16/PAR 16) | 0.149% | 0 | 2.3892 | Residential_2034_Economic_MW_Before Competition Groups_ENERGY STAR LED LAMPS (REFLECTOR LAMPs/MR16/PAR 16)
Residential | Res ¦ LED Parking Lot Fixture | 2034 | Achievable | MW | Before Competition Groups | 1.0447 | 0 | 0 | 709.7826 | 0.0014718 | 46 | Residential_2034_Achievable_MW_Before Competition Groups_46 | LED Parking Lot Fixture | 0.1472% | 0 | 1.0447 | Residential_2034_Achievable_MW_Before Competition Groups_LED Parking Lot Fixture
Residential | Res ¦ Condensing Make Up Air Unit | 2034 | Achievable | MW | Before Competition Groups | 1.0395 | 0 | 0 | 709.7826 | 0.0014645 | 47 | Residential_2034_Achievable_MW_Before Competition Groups_47 | Condensing Make Up Air Unit | 0.1465% | 0 | 1.0395 | Residential_2034_Achievable_MW_Before Competition Groups_Condensing Make Up Air Unit
Residential | Res ¦ Heat Recovery Ventilator | 2034 | Technical | MW | Before Competition Groups | 4.1986 | 0 | 0 | 2876.759 | 0.0014595 | 56 | Residential_2034_Technical_MW_Before Competition Groups_56 | Heat Recovery Ventilator | 0.1459% | 0 | 4.1986 | Residential_2034_Technical_MW_Before Competition Groups_Heat Recovery Ventilator
Residential | Res ¦ Energy Star Ceiling Fan/Lighting | 2034 | Technical | MW | Before Competition Groups | 4.1973 | 0 | 0 | 2876.759 | 0.001459 | 57 | Residential_2034_Technical_MW_Before Competition Groups_57 | Energy Star Ceiling Fan/Lighting | 0.1459% | 0 | 4.1973 | Residential_2034_Technical_MW_Before Competition Groups_Energy Star Ceiling Fan/Lighting
Residential | Res ¦ Passive Attic Ventilation | 2034 | Technical | MW | Before Competition Groups | 4.1799 | 0 | 0 | 2876.759 | 0.001453 | 58 | Residential_2034_Technical_MW_Before Competition Groups_58 | Passive Attic Ventilation | 0.1453% | 0 | 4.1799 | Residential_2034_Technical_MW_Before Competition Groups_Passive Attic Ventilation
Residential | Res ¦ Variable Refrigerant Flow Heat Pump | 2034 | Economic | MW | Before Competition Groups | 2.3185 | 0 | 0 | 1603.5511 | 0.0014459 | 43 | Residential_2034_Economic_MW_Before Competition Groups_43 | Variable Refrigerant Flow Heat Pump | 0.1446% | 0 | 2.3185 | Residential_2034_Economic_MW_Before Competition Groups_Variable Refrigerant Flow Heat Pump
Residential | Res ¦ Demand Control Ventilation | 2034 | Economic | MW | Before Competition Groups | 2.2547 | 0 | 0 | 1603.5511 | 0.0014061 | 44 | Residential_2034_Economic_MW_Before Competition Groups_44 | Demand Control Ventilation | 0.1406% | 0 | 2.2547 | Residential_2034_Economic_MW_Before Competition Groups_Demand Control Ventilation
Residential | Res ¦ CO Sensors for parking garage exhaust fans | 2034 | Economic | MW | Before Competition Groups | 2.1966 | 0 | 0 | 1603.5511 | 0.0013698 | 45 | Residential_2034_Economic_MW_Before Competition Groups_45 | CO Sensors for parking garage exhaust fans | 0.137% | 0 | 2.1966 | Residential_2034_Economic_MW_Before Competition Groups_CO Sensors for parking garage exhaust fans
Residential | Res ¦ Drain Water Heat Recovery | 2034 | Economic | MW | Before Competition Groups | 2.1194 | 0 | 0 | 1603.5511 | 0.0013217 | 46 | Residential_2034_Economic_MW_Before Competition Groups_46 | Drain Water Heat Recovery | 0.1322% | 0 | 2.1194 | Residential_2034_Economic_MW_Before Competition Groups_Drain Water Heat Recovery
Residential | Res ¦ Furnace Whistle | 2034 | Economic | MW | Before Competition Groups | 2.1145 | 0 | 0 | 1603.5511 | 0.0013186 | 47 | Residential_2034_Economic_MW_Before Competition Groups_47 | Furnace Whistle | 0.1319% | 0 | 2.1145 | Residential_2034_Economic_MW_Before Competition Groups_Furnace Whistle
Residential | Res ¦ Outside Air Economizer | 2034 | Technical | MW | Before Competition Groups | 3.4816 | 0 | 0 | 2876.759 | 0.0012102 | 59 | Residential_2034_Technical_MW_Before Competition Groups_59 | Outside Air Economizer | 0.121% | 0 | 3.4816 | Residential_2034_Technical_MW_Before Competition Groups_Outside Air Economizer
Residential | Res ¦ Early Hot Water Heater Replacement | 2034 | Achievable | MW | Before Competition Groups | 0.81593 | 0 | 0 | 709.7826 | 0.0011496 | 48 | Residential_2034_Achievable_MW_Before Competition Groups_48 | Early Hot Water Heater Replacement | 0.115% | 0 | 0.81593 | Residential_2034_Achievable_MW_Before Competition Groups_Early Hot Water Heater Replacement
Residential | Res ¦ Comprehensive Draft Proofing | 2034 | Economic | MW | Before Competition Groups | 1.8267 | 0 | 0 | 1603.5511 | 0.0011391 | 48 | Residential_2034_Economic_MW_Before Competition Groups_48 | Comprehensive Draft Proofing | 0.1139% | 0 | 1.8267 | Residential_2034_Economic_MW_Before Competition Groups_Comprehensive Draft Proofing
Residential | Res ¦ Variable Frequency Drive (VFD) | 2034 | Economic | MW | Before Competition Groups | 1.7715 | 0 | 0 | 1603.5511 | 0.0011047 | 49 | Residential_2034_Economic_MW_Before Competition Groups_49 | Variable Frequency Drive (VFD) | 0.1105% | 0 | 1.7715 | Residential_2034_Economic_MW_Before Competition Groups_Variable Frequency Drive (VFD)
Residential | Res ¦ Early Hot Water Heater Replacement | 2034 | Technical | MW | Before Competition Groups | 3.1573 | 0 | 0 | 2876.759 | 0.0010975 | 60 | Residential_2034_Technical_MW_Before Competition Groups_60 | Early Hot Water Heater Replacement | 0.1098% | 0 | 3.1573 | Residential_2034_Technical_MW_Before Competition Groups_Early Hot Water Heater Replacement
Residential | Res ¦ Condensing Make Up Air Unit | 2034 | Economic | MW | Before Competition Groups | 1.7447 | 0 | 0 | 1603.5511 | 0.001088 | 50 | Residential_2034_Economic_MW_Before Competition Groups_50 | Condensing Make Up Air Unit | 0.1088% | 0 | 1.7447 | Residential_2034_Economic_MW_Before Competition Groups_Condensing Make Up Air Unit
Residential | Res ¦ Energy Star Windows | 2034 | Achievable | MW | Before Competition Groups | 0.73993 | 0 | 0 | 709.7826 | 0.0010425 | 49 | Residential_2034_Achievable_MW_Before Competition Groups_49 | Energy Star Windows | 0.1042% | 0 | 0.73993 | Residential_2034_Achievable_MW_Before Competition Groups_Energy Star Windows
Residential | Res ¦ Ceiling Insulation | 2034 | Achievable | MW | Before Competition Groups | 0.72669 | 0 | 0 | 709.7826 | 0.0010238 | 50 | Residential_2034_Achievable_MW_Before Competition Groups_50 | Ceiling Insulation | 0.1024% | 0 | 0.72669 | Residential_2034_Achievable_MW_Before Competition Groups_Ceiling Insulation
Residential | Res ¦ Energy Star Windows | 2034 | Economic | MW | Before Competition Groups | 1.5887 | 0 | 0 | 1603.5511 | 0.00099075 | 51 | Residential_2034_Economic_MW_Before Competition Groups_51 | Energy Star Windows | 0.09908% | 0 | 1.5887 | Residential_2034_Economic_MW_Before Competition Groups_Energy Star Windows
Residential | Res ¦ Air Source Heat Pump Maintenance | 2034 | Technical | MW | Before Competition Groups | 2.7928 | 0 | 0 | 2876.759 | 0.00097083 | 61 | Residential_2034_Technical_MW_Before Competition Groups_61 | Air Source Heat Pump Maintenance | 0.09708% | 0 | 2.7928 | Residential_2034_Technical_MW_Before Competition Groups_Air Source Heat Pump Maintenance
Residential | Res ¦ Energy Star Dehumidifier | 2034 | Achievable | MW | Before Competition Groups | 0.67932 | 0 | 0 | 709.7826 | 0.00095709 | 51 | Residential_2034_Achievable_MW_Before Competition Groups_51 | Energy Star Dehumidifier | 0.09571% | 0 | 0.67932 | Residential_2034_Achievable_MW_Before Competition Groups_Energy Star Dehumidifier
Residential | Res ¦ Solar Water Heating System | 2034 | Technical | MW | Before Competition Groups | 2.6583 | 0 | 0 | 2876.759 | 0.00092406 | 62 | Residential_2034_Technical_MW_Before Competition Groups_62 | Solar Water Heating System | 0.09241% | 0 | 2.6583 | Residential_2034_Technical_MW_Before Competition Groups_Solar Water Heating System
Residential | Res ¦ Energy Star Dishwasher | 2034 | Technical | MW | Before Competition Groups | 2.6087 | 0 | 0 | 2876.759 | 0.0009068 | 63 | Residential_2034_Technical_MW_Before Competition Groups_63 | Energy Star Dishwasher | 0.09068% | 0 | 2.6087 | Residential_2034_Technical_MW_Before Competition Groups_Energy Star Dishwasher
Residential | Res ¦ Drain Water Heat Recovery | 2034 | Achievable | MW | Before Competition Groups | 0.64002 | 0 | 0 | 709.7826 | 0.00090171 | 52 | Residential_2034_Achievable_MW_Before Competition Groups_52 | Drain Water Heat Recovery | 0.09017% | 0 | 0.64002 | Residential_2034_Achievable_MW_Before Competition Groups_Drain Water Heat Recovery
Residential | Res ¦ Heat Recovery Ventilator | 2034 | Achievable | MW | Before Competition Groups | 0.62733 | 0 | 0 | 709.7826 | 0.00088383 | 53 | Residential_2034_Achievable_MW_Before Competition Groups_53 | Heat Recovery Ventilator | 0.08838% | 0 | 0.62733 | Residential_2034_Achievable_MW_Before Competition Groups_Heat Recovery Ventilator
Residential | Res ¦ ENERGY STAR LED LAMPS (REFLECTOR LAMPs/MR16/PAR 16) | 2034 | Technical | MW | Before Competition Groups | 2.3892 | 0 | 0 | 2876.759 | 0.00083052 | 64 | Residential_2034_Technical_MW_Before Competition Groups_64 | ENERGY STAR LED LAMPS (REFLECTOR LAMPs/MR16/PAR 16) | 0.08305% | 0 | 2.3892 | Residential_2034_Technical_MW_Before Competition Groups_ENERGY STAR LED LAMPS (REFLECTOR LAMPs/MR16/PAR 16)
Residential | Res ¦ High Efficiency Storage Water Heater | 2034 | Technical | MW | Before Competition Groups | 2.3439 | 0 | 0 | 2876.759 | 0.00081476 | 65 | Residential_2034_Technical_MW_Before Competition Groups_65 | High Efficiency Storage Water Heater | 0.08148% | 0 | 2.3439 | Residential_2034_Technical_MW_Before Competition Groups_High Efficiency Storage Water Heater
Residential | Res ¦ Demand Control Ventilation | 2034 | Technical | MW | Before Competition Groups | 2.2547 | 0 | 0 | 2876.759 | 0.00078377 | 66 | Residential_2034_Technical_MW_Before Competition Groups_66 | Demand Control Ventilation | 0.07838% | 0 | 2.2547 | Residential_2034_Technical_MW_Before Competition Groups_Demand Control Ventilation
Residential | Res ¦ CO Sensors for parking garage exhaust fans | 2034 | Technical | MW | Before Competition Groups | 2.1966 | 0 | 0 | 2876.759 | 0.00076357 | 67 | Residential_2034_Technical_MW_Before Competition Groups_67 | CO Sensors for parking garage exhaust fans | 0.07636% | 0 | 2.1966 | Residential_2034_Technical_MW_Before Competition Groups_CO Sensors for parking garage exhaust fans
Residential | Res ¦ VFD on Pumps | 2034 | Achievable | MW | Before Competition Groups | 0.52299 | 0 | 0 | 709.7826 | 0.00073683 | 54 | Residential_2034_Achievable_MW_Before Competition Groups_54 | VFD on Pumps | 0.07368% | 0 | 0.52299 | Residential_2034_Achievable_MW_Before Competition Groups_VFD on Pumps
Residential | Res ¦ Drain Water Heat Recovery | 2034 | Technical | MW | Before Competition Groups | 2.1194 | 0 | 0 | 2876.759 | 0.00073672 | 68 | Residential_2034_Technical_MW_Before Competition Groups_68 | Drain Water Heat Recovery | 0.07367% | 0 | 2.1194 | Residential_2034_Technical_MW_Before Competition Groups_Drain Water Heat Recovery
Residential | Res ¦ Furnace Whistle | 2034 | Technical | MW | Before Competition Groups | 2.1145 | 0 | 0 | 2876.759 | 0.00073503 | 69 | Residential_2034_Technical_MW_Before Competition Groups_69 | Furnace Whistle | 0.0735% | 0 | 2.1145 | Residential_2034_Technical_MW_Before Competition Groups_Furnace Whistle
Residential | Res ¦ LED Parking Lot Fixture | 2034 | Economic | MW | Before Competition Groups | 1.1184 | 0 | 0 | 1603.5511 | 0.00069747 | 52 | Residential_2034_Economic_MW_Before Competition Groups_52 | LED Parking Lot Fixture | 0.06975% | 0 | 1.1184 | Residential_2034_Economic_MW_Before Competition Groups_LED Parking Lot Fixture
Residential | Res ¦ Water Heater Temperature Setback | 2034 | Economic | MW | Before Competition Groups | 1.1079 | 0 | 0 | 1603.5511 | 0.00069092 | 53 | Residential_2034_Economic_MW_Before Competition Groups_53 | Water Heater Temperature Setback | 0.06909% | 0 | 1.1079 | Residential_2034_Economic_MW_Before Competition Groups_Water Heater Temperature Setback
Residential | Res ¦ LED Exterior Area Lights - LED Fixture (200W) | 2034 | Achievable | MW | Before Competition Groups | 0.48878 | 0 | 0 | 709.7826 | 0.00068863 | 55 | Residential_2034_Achievable_MW_Before Competition Groups_55 | LED Exterior Area Lights - LED Fixture (200W) | 0.06886% | 0 | 0.48878 | Residential_2034_Achievable_MW_Before Competition Groups_LED Exterior Area Lights - LED Fixture (200W)
Residential | Res ¦ Window Film | 2034 | Technical | MW | Before Competition Groups | 1.9587 | 0 | 0 | 2876.759 | 0.00068088 | 70 | Residential_2034_Technical_MW_Before Competition Groups_70 | Window Film | 0.06809% | 0 | 1.9587 | Residential_2034_Technical_MW_Before Competition Groups_Window Film
Residential | Res ¦ Comprehensive Draft Proofing | 2034 | Technical | MW | Before Competition Groups | 1.8267 | 0 | 0 | 2876.759 | 0.00063497 | 71 | Residential_2034_Technical_MW_Before Competition Groups_71 | Comprehensive Draft Proofing | 0.0635% | 0 | 1.8267 | Residential_2034_Technical_MW_Before Competition Groups_Comprehensive Draft Proofing
Residential | Res ¦ Variable Frequency Drive (VFD) | 2034 | Technical | MW | Before Competition Groups | 1.7715 | 0 | 0 | 2876.759 | 0.00061579 | 72 | Residential_2034_Technical_MW_Before Competition Groups_72 | Variable Frequency Drive (VFD) | 0.06158% | 0 | 1.7715 | Residential_2034_Technical_MW_Before Competition Groups_Variable Frequency Drive (VFD)
Residential | Res ¦ Condensing Make Up Air Unit | 2034 | Technical | MW | Before Competition Groups | 1.7447 | 0 | 0 | 2876.759 | 0.00060647 | 73 | Residential_2034_Technical_MW_Before Competition Groups_73 | Condensing Make Up Air Unit | 0.06065% | 0 | 1.7447 | Residential_2034_Technical_MW_Before Competition Groups_Condensing Make Up Air Unit
Residential | Res ¦ ENERGY STAR LED Lamps (General Service Lamps) | 2034 | Achievable | MW | Before Competition Groups | 0.39448 | 0 | 0 | 709.7826 | 0.00055577 | 56 | Residential_2034_Achievable_MW_Before Competition Groups_56 | ENERGY STAR LED Lamps (General Service Lamps) | 0.05558% | 0 | 0.39448 | Residential_2034_Achievable_MW_Before Competition Groups_ENERGY STAR LED Lamps (General Service Lamps)
Residential | Res ¦ Solar Powered Attic Fan | 2034 | Technical | MW | Before Competition Groups | 1.413 | 0 | 0 | 2876.759 | 0.00049118 | 74 | Residential_2034_Technical_MW_Before Competition Groups_74 | Solar Powered Attic Fan | 0.04912% | 0 | 1.413 | Residential_2034_Technical_MW_Before Competition Groups_Solar Powered Attic Fan
Residential | Res ¦ Heat Pump Water Heater | 2034 | Economic | MW | Before Competition Groups | 0.77189 | 0 | 0 | 1603.5511 | 0.00048136 | 54 | Residential_2034_Economic_MW_Before Competition Groups_54 | Heat Pump Water Heater | 0.04814% | 0 | 0.77189 | Residential_2034_Economic_MW_Before Competition Groups_Heat Pump Water Heater
Residential | Res ¦ DHW Recirculation Systems | 2034 | Technical | MW | Before Competition Groups | 1.3724 | 0 | 0 | 2876.759 | 0.00047707 | 75 | Residential_2034_Technical_MW_Before Competition Groups_75 | DHW Recirculation Systems | 0.04771% | 0 | 1.3724 | Residential_2034_Technical_MW_Before Competition Groups_DHW Recirculation Systems
Residential | Res ¦ ECM MOTORS FOR HVAC APPLICATION (FAN-POWERED VAV BOX) | 2034 | Achievable | MW | Before Competition Groups | 0.28975 | 0 | 0 | 709.7826 | 0.00040822 | 57 | Residential_2034_Achievable_MW_Before Competition Groups_57 | ECM MOTORS FOR HVAC APPLICATION (FAN-POWERED VAV BOX) | 0.04082% | 0 | 0.28975 | Residential_2034_Achievable_MW_Before Competition Groups_ECM MOTORS FOR HVAC APPLICATION (FAN-POWERED VAV BOX)
Residential | Res ¦ LED Parking Lot Fixture | 2034 | Technical | MW | Before Competition Groups | 1.1184 | 0 | 0 | 2876.759 | 0.00038878 | 76 | Residential_2034_Technical_MW_Before Competition Groups_76 | LED Parking Lot Fixture | 0.03888% | 0 | 1.1184 | Residential_2034_Technical_MW_Before Competition Groups_LED Parking Lot Fixture
Residential | Res ¦ Water Heater Temperature Setback | 2034 | Technical | MW | Before Competition Groups | 1.1079 | 0 | 0 | 2876.759 | 0.00038513 | 77 | Residential_2034_Technical_MW_Before Competition Groups_77 | Water Heater Temperature Setback | 0.03851% | 0 | 1.1079 | Residential_2034_Technical_MW_Before Competition Groups_Water Heater Temperature Setback
Residential | Res ¦ VFD on Pumps | 2034 | Economic | MW | Before Competition Groups | 0.54475 | 0 | 0 | 1603.5511 | 0.00033972 | 55 | Residential_2034_Economic_MW_Before Competition Groups_55 | VFD on Pumps | 0.03397% | 0 | 0.54475 | Residential_2034_Economic_MW_Before Competition Groups_VFD on Pumps
Residential | Res ¦ LED Exterior Area Lights - LED Fixture (200W) | 2034 | Economic | MW | Before Competition Groups | 0.52631 | 0 | 0 | 1603.5511 | 0.00032821 | 56 | Residential_2034_Economic_MW_Before Competition Groups_56 | LED Exterior Area Lights - LED Fixture (200W) | 0.03282% | 0 | 0.52631 | Residential_2034_Economic_MW_Before Competition Groups_LED Exterior Area Lights - LED Fixture (200W)
Residential | Res ¦ HVAC Optimization | 2034 | Technical | MW | Before Competition Groups | 0.87533 | 0 | 0 | 2876.759 | 0.00030428 | 78 | Residential_2034_Technical_MW_Before Competition Groups_78 | HVAC Optimization | 0.03043% | 0 | 0.87533 | Residential_2034_Technical_MW_Before Competition Groups_HVAC Optimization
Residential | Res ¦ Beverage Vending Machine Controls | 2034 | Achievable | MW | Before Competition Groups | 0.19349 | 0 | 0 | 709.7826 | 0.00027261 | 58 | Residential_2034_Achievable_MW_Before Competition Groups_58 | Beverage Vending Machine Controls | 0.02726% | 0 | 0.19349 | Residential_2034_Achievable_MW_Before Competition Groups_Beverage Vending Machine Controls
Residential | Res ¦ ENERGY STAR LED Lamps (General Service Lamps) | 2034 | Economic | MW | Before Competition Groups | 0.42441 | 0 | 0 | 1603.5511 | 0.00026467 | 57 | Residential_2034_Economic_MW_Before Competition Groups_57 | ENERGY STAR LED Lamps (General Service Lamps) | 0.02647% | 0 | 0.42441 | Residential_2034_Economic_MW_Before Competition Groups_ENERGY STAR LED Lamps (General Service Lamps)
Residential | Res ¦ LED Downlight | 2034 | Economic | MW | Before Competition Groups | 0.4003 | 0 | 0 | 1603.5511 | 0.00024963 | 58 | Residential_2034_Economic_MW_Before Competition Groups_58 | LED Downlight | 0.02496% | 0 | 0.4003 | Residential_2034_Economic_MW_Before Competition Groups_LED Downlight
Residential | Res ¦ ECM MOTORS FOR HVAC APPLICATION (FAN-POWERED VAV BOX) | 2034 | Economic | MW | Before Competition Groups | 0.36581 | 0 | 0 | 1603.5511 | 0.00022813 | 59 | Residential_2034_Economic_MW_Before Competition Groups_59 | ECM MOTORS FOR HVAC APPLICATION (FAN-POWERED VAV BOX) | 0.02281% | 0 | 0.36581 | Residential_2034_Economic_MW_Before Competition Groups_ECM MOTORS FOR HVAC APPLICATION (FAN-POWERED VAV BOX)
Residential | Res ¦ Chilled Water Optimization | 2034 | Achievable | MW | Before Competition Groups | 0.15419 | 0 | 0 | 709.7826 | 0.00021723 | 59 | Residential_2034_Achievable_MW_Before Competition Groups_59 | Chilled Water Optimization | 0.02172% | 0 | 0.15419 | Residential_2034_Achievable_MW_Before Competition Groups_Chilled Water Optimization
Residential | Res ¦ VFD on Pumps | 2034 | Technical | MW | Before Competition Groups | 0.54475 | 0 | 0 | 2876.759 | 0.00018936 | 79 | Residential_2034_Technical_MW_Before Competition Groups_79 | VFD on Pumps | 0.01894% | 0 | 0.54475 | Residential_2034_Technical_MW_Before Competition Groups_VFD on Pumps
Residential | Res ¦ LED Exterior Area Lights - LED Fixture (200W) | 2034 | Technical | MW | Before Competition Groups | 0.52631 | 0 | 0 | 2876.759 | 0.00018295 | 80 | Residential_2034_Technical_MW_Before Competition Groups_80 | LED Exterior Area Lights - LED Fixture (200W) | 0.0183% | 0 | 0.52631 | Residential_2034_Technical_MW_Before Competition Groups_LED Exterior Area Lights - LED Fixture (200W)
Residential | Res ¦ Beverage Vending Machine Controls | 2034 | Economic | MW | Before Competition Groups | 0.26134 | 0 | 0 | 1603.5511 | 0.00016297 | 60 | Residential_2034_Economic_MW_Before Competition Groups_60 | Beverage Vending Machine Controls | 0.0163% | 0 | 0.26134 | Residential_2034_Economic_MW_Before Competition Groups_Beverage Vending Machine Controls
Residential | Res ¦ Chilled Water Optimization | 2034 | Economic | MW | Before Competition Groups | 0.25043 | 0 | 0 | 1603.5511 | 0.00015617 | 61 | Residential_2034_Economic_MW_Before Competition Groups_61 | Chilled Water Optimization | 0.01562% | 0 | 0.25043 | Residential_2034_Economic_MW_Before Competition Groups_Chilled Water Optimization
Residential | Res ¦ ENERGY STAR LED Lamps (General Service Lamps) | 2034 | Technical | MW | Before Competition Groups | 0.42441 | 0 | 0 | 2876.759 | 0.00014753 | 81 | Residential_2034_Technical_MW_Before Competition Groups_81 | ENERGY STAR LED Lamps (General Service Lamps) | 0.01475% | 0 | 0.42441 | Residential_2034_Technical_MW_Before Competition Groups_ENERGY STAR LED Lamps (General Service Lamps)
Residential | Res ¦ ECM MOTORS FOR HVAC APPLICATION (FAN-POWERED VAV BOX) | 2034 | Technical | MW | Before Competition Groups | 0.36581 | 0 | 0 | 2876.759 | 0.00012716 | 82 | Residential_2034_Technical_MW_Before Competition Groups_82 | ECM MOTORS FOR HVAC APPLICATION (FAN-POWERED VAV BOX) | 0.01272% | 0 | 0.36581 | Residential_2034_Technical_MW_Before Competition Groups_ECM MOTORS FOR HVAC APPLICATION (FAN-POWERED VAV BOX)
Residential | Res ¦ Air Source Heat Pump | 2034 | Achievable | MW | Before Competition Groups | 0.071789 | 0 | 0 | 709.7826 | 0.00010114 | 60 | Residential_2034_Achievable_MW_Before Competition Groups_60 | Air Source Heat Pump | 0.01011% | 0 | 0.071789 | Residential_2034_Achievable_MW_Before Competition Groups_Air Source Heat Pump
Residential | Res ¦ Beverage Vending Machine Controls | 2034 | Technical | MW | Before Competition Groups | 0.26134 | 0 | 0 | 2876.759 | 9.0844e-05 | 83 | Residential_2034_Technical_MW_Before Competition Groups_83 | Beverage Vending Machine Controls | 0.009084% | 0 | 0.26134 | Residential_2034_Technical_MW_Before Competition Groups_Beverage Vending Machine Controls
Residential | Res ¦ Chilled Water Optimization | 2034 | Technical | MW | Before Competition Groups | 0.25043 | 0 | 0 | 2876.759 | 8.7054e-05 | 84 | Residential_2034_Technical_MW_Before Competition Groups_84 | Chilled Water Optimization | 0.008705% | 0 | 0.25043 | Residential_2034_Technical_MW_Before Competition Groups_Chilled Water Optimization
Residential | Res ¦ Heat Pump Water Heater | 2034 | Achievable | MW | Before Competition Groups | 0.061098 | 0 | 0 | 709.7826 | 8.608e-05 | 61 | Residential_2034_Achievable_MW_Before Competition Groups_61 | Heat Pump Water Heater | 0.008608% | 0 | 0.061098 | Residential_2034_Achievable_MW_Before Competition Groups_Heat Pump Water Heater
Residential | Res ¦ Wall Insulation MF | 2034 | Technical | MW | Before Competition Groups | 0.17392 | 0 | 0 | 2876.759 | 6.0458e-05 | 85 | Residential_2034_Technical_MW_Before Competition Groups_85 | Wall Insulation MF | 0.006046% | 0 | 0.17392 | Residential_2034_Technical_MW_Before Competition Groups_Wall Insulation MF
Residential | Res ¦ Networked/ Connected - Indoor LED Luminaire | 2034 | Economic | MW | Before Competition Groups | 0.088591 | 0 | 0 | 1603.5511 | 5.5247e-05 | 62 | Residential_2034_Economic_MW_Before Competition Groups_62 | Networked/ Connected - Indoor LED Luminaire | 0.005525% | 0 | 0.088591 | Residential_2034_Economic_MW_Before Competition Groups_Networked/ Connected - Indoor LED Luminaire
Residential | Res ¦ LED High Bay Fixture | 2034 | Achievable | MW | Before Competition Groups | 0.020434 | 0 | 0 | 709.7826 | 2.8789e-05 | 62 | Residential_2034_Achievable_MW_Before Competition Groups_62 | LED High Bay Fixture | 0.002879% | 0 | 0.020434 | Residential_2034_Achievable_MW_Before Competition Groups_LED High Bay Fixture
Residential | Res ¦ LED High Bay Fixture | 2034 | Economic | MW | Before Competition Groups | 0.033782 | 0 | 0 | 1603.5511 | 2.1067e-05 | 63 | Residential_2034_Economic_MW_Before Competition Groups_63 | LED High Bay Fixture | 0.002107% | 0 | 0.033782 | Residential_2034_Economic_MW_Before Competition Groups_LED High Bay Fixture
Residential | Res ¦ LED Recessed Downlights | 2034 | Technical | MW | Before Competition Groups | 0.039297 | 0 | 0 | 2876.759 | 1.366e-05 | 86 | Residential_2034_Technical_MW_Before Competition Groups_86 | LED Recessed Downlights | 0.001366% | 0 | 0.039297 | Residential_2034_Technical_MW_Before Competition Groups_LED Recessed Downlights
Residential | Res ¦ LED High Bay Fixture | 2034 | Technical | MW | Before Competition Groups | 0.033782 | 0 | 0 | 2876.759 | 1.1743e-05 | 87 | Residential_2034_Technical_MW_Before Competition Groups_87 | LED High Bay Fixture | 0.001174% | 0 | 0.033782 | Residential_2034_Technical_MW_Before Competition Groups_LED High Bay Fixture
Residential | Res ¦ Wall Insulation MF | 2034 | Economic | MW | Before Competition Groups | 0.014276 | 0 | 0 | 1603.5511 | 8.9028e-06 | 64 | Residential_2034_Economic_MW_Before Competition Groups_64 | Wall Insulation MF | 0.0008903% | 0 | 0.014276 | Residential_2034_Economic_MW_Before Competition Groups_Wall Insulation MF
Residential | Res ¦ Radiant Barrier | 2034 | Economic | MW | Before Competition Groups | 0.008957 | 0 | 0 | 1603.5511 | 5.5857e-06 | 65 | Residential_2034_Economic_MW_Before Competition Groups_65 | Radiant Barrier | 0.0005586% | 0 | 0.008957 | Residential_2034_Economic_MW_Before Competition Groups_Radiant Barrier
Residential | Res ¦ Wall Insulation MF | 2034 | Achievable | MW | Before Competition Groups | 0.003285 | 0 | 0 | 709.7826 | 4.6282e-06 | 63 | Residential_2034_Achievable_MW_Before Competition Groups_63 | Wall Insulation MF | 0.0004628% | 0 | 0.003285 | Residential_2034_Achievable_MW_Before Competition Groups_Wall Insulation MF
Residential | Res ¦ Radiant Barrier | 2034 | Technical | MW | Before Competition Groups | 0.013298 | 0 | 0 | 2876.759 | 4.6224e-06 | 88 | Residential_2034_Technical_MW_Before Competition Groups_88 | Radiant Barrier | 0.0004622% | 0 | 0.013298 | Residential_2034_Technical_MW_Before Competition Groups_Radiant Barrier
Residential | Res ¦ Solar Water Preheat (Pools/DHW) | 2034 | Technical | MW | Before Competition Groups | 0.0093416 | 0 | 0 | 2876.759 | 3.2473e-06 | 89 | Residential_2034_Technical_MW_Before Competition Groups_89 | Solar Water Preheat (Pools/DHW) | 0.0003247% | 0 | 0.0093416 | Residential_2034_Technical_MW_Before Competition Groups_Solar Water Preheat (Pools/DHW)
Residential | Res ¦ Radiant Barrier | 2034 | Achievable | MW | Before Competition Groups | 0.00060311 | 0 | 0 | 709.7826 | 8.4971e-07 | 64 | Residential_2034_Achievable_MW_Before Competition Groups_64 | Radiant Barrier | 8.497e-05% | 0 | 0.00060311 | Residential_2034_Achievable_MW_Before Competition Groups_Radiant Barrier
Residential | Res ¦ Networked/ Connected - Indoor LED Luminaire | 2034 | Achievable | MW | Before Competition Groups | 0.00050475 | 0 | 0 | 709.7826 | 7.1114e-07 | 65 | Residential_2034_Achievable_MW_Before Competition Groups_65 | Networked/ Connected - Indoor LED Luminaire | 7.111e-05% | 0 | 0.00050475 | Residential_2034_Achievable_MW_Before Competition Groups_Networked/ Connected - Indoor LED Luminaire
Residential | Res ¦ Photocell Controls (Outdoor) | 2034 | Technical | MW | Before Competition Groups | 7.919e-05 | 0 | 0 | 2876.759 | 2.7527e-08 | 90 | Residential_2034_Technical_MW_Before Competition Groups_90 | Photocell Controls (Outdoor) | 2.753e-06% | 0 | 7.919e-05 | Residential_2034_Technical_MW_Before Competition Groups_Photocell Controls (Outdoor)
Residential | Res ¦ DHW Recirculation Systems | 2034 | Achievable | MW | Before Competition Groups | 0 | 0 | 0 | 709.7826 | 0 | 66 | Residential_2034_Achievable_MW_Before Competition Groups_66 | DHW Recirculation Systems | 0% | 0 | 0 | Residential_2034_Achievable_MW_Before Competition Groups_DHW Recirculation Systems
Residential | Res ¦ DHW Recirculation Systems | 2034 | Economic | MW | Before Competition Groups | 0 | 0 | 0 | 1603.5511 | 0 | 66 | Residential_2034_Economic_MW_Before Competition Groups_66 | DHW Recirculation Systems | 0% | 0 | 0 | Residential_2034_Economic_MW_Before Competition Groups_DHW Recirculation Systems
Residential | Res ¦ Lighting Motion Sensors, Timers, Dimmers | 2034 | Achievable | MW | Before Competition Groups | 0 | 0 | 0 | 709.7826 | 0 | 67 | Residential_2034_Achievable_MW_Before Competition Groups_67 | Lighting Motion Sensors, Timers, Dimmers | 0% | 0 | 0 | Residential_2034_Achievable_MW_Before Competition Groups_Lighting Motion Sensors, Timers, Dimmers
Residential | Res ¦ Lighting Motion Sensors, Timers, Dimmers | 2034 | Economic | MW | Before Competition Groups | 0 | 0 | 0 | 1603.5511 | 0 | 67 | Residential_2034_Economic_MW_Before Competition Groups_67 | Lighting Motion Sensors, Timers, Dimmers | 0% | 0 | 0 | Residential_2034_Economic_MW_Before Competition Groups_Lighting Motion Sensors, Timers, Dimmers
Residential | Res ¦ Ductless Mini-Split Heat Pump | 2035 | Achievable | MW | Before Competition Groups | 111.3083 | 0 | 0 | 776.7012 | 0.14331 | 1 | Residential_2035_Achievable_MW_Before Competition Groups_1 | Ductless Mini-Split Heat Pump | 14.33% | 0 | 111.3083 | Residential_2035_Achievable_MW_Before Competition Groups_Ductless Mini-Split Heat Pump
Residential | Res ¦ Adaptive Thermostat | 2035 | Economic | MW | Before Competition Groups | 206.4939 | 0 | 0 | 1646.9043 | 0.12538 | 1 | Residential_2035_Economic_MW_Before Competition Groups_1 | Adaptive Thermostat | 12.54% | 0 | 206.4939 | Residential_2035_Economic_MW_Before Competition Groups_Adaptive Thermostat
Residential | Res ¦ Ductless Mini-Split Heat Pump | 2035 | Economic | MW | Before Competition Groups | 186.9887 | 0 | 0 | 1646.9043 | 0.11354 | 2 | Residential_2035_Economic_MW_Before Competition Groups_2 | Ductless Mini-Split Heat Pump | 11.35% | 0 | 186.9887 | Residential_2035_Economic_MW_Before Competition Groups_Ductless Mini-Split Heat Pump
Residential | Res ¦ Building Recommissioning, Operations and Maintenance (O&M) Improvements | 2035 | Achievable | MW | Before Competition Groups | 87.246 | 0 | 0 | 776.7012 | 0.11233 | 2 | Residential_2035_Achievable_MW_Before Competition Groups_2 | Building Recommissioning, Operations and Maintenance (O&M) Improvements | 11.23% | 0 | 87.246 | Residential_2035_Achievable_MW_Before Competition Groups_Building Recommissioning, Operations and Maintenance (O&M) Improvements
Residential | Res ¦ Adaptive Thermostat | 2035 | Achievable | MW | Before Competition Groups | 69.9411 | 0 | 0 | 776.7012 | 0.090049 | 3 | Residential_2035_Achievable_MW_Before Competition Groups_3 | Adaptive Thermostat | 9.005% | 0 | 69.9411 | Residential_2035_Achievable_MW_Before Competition Groups_Adaptive Thermostat
Residential | Res ¦ Energy Star Clothes Washer | 2035 | Achievable | MW | Before Competition Groups | 69.2967 | 0 | 0 | 776.7012 | 0.089219 | 4 | Residential_2035_Achievable_MW_Before Competition Groups_4 | Energy Star Clothes Washer | 8.922% | 0 | 69.2967 | Residential_2035_Achievable_MW_Before Competition Groups_Energy Star Clothes Washer
Residential | Res ¦ Energy Star Central Air Conditioner | 2035 | Technical | MW | Before Competition Groups | 262.2628 | 0 | 0 | 2960.3524 | 0.088592 | 1 | Residential_2035_Technical_MW_Before Competition Groups_1 | Energy Star Central Air Conditioner | 8.859% | 0 | 262.2628 | Residential_2035_Technical_MW_Before Competition Groups_Energy Star Central Air Conditioner
Residential | Res ¦ Variable Speed Pool Pump Motor | 2035 | Achievable | MW | Before Competition Groups | 61.4971 | 0 | 0 | 776.7012 | 0.079177 | 5 | Residential_2035_Achievable_MW_Before Competition Groups_5 | Variable Speed Pool Pump Motor | 7.918% | 0 | 61.4971 | Residential_2035_Achievable_MW_Before Competition Groups_Variable Speed Pool Pump Motor
Residential | Res ¦ Adaptive Thermostat | 2035 | Technical | MW | Before Competition Groups | 206.4939 | 0 | 0 | 2960.3524 | 0.069753 | 2 | Residential_2035_Technical_MW_Before Competition Groups_2 | Adaptive Thermostat | 6.975% | 0 | 206.4939 | Residential_2035_Technical_MW_Before Competition Groups_Adaptive Thermostat
Residential | Res ¦ Ductless Mini-Split Heat Pump | 2035 | Technical | MW | Before Competition Groups | 186.9887 | 0 | 0 | 2960.3524 | 0.063164 | 3 | Residential_2035_Technical_MW_Before Competition Groups_3 | Ductless Mini-Split Heat Pump | 6.316% | 0 | 186.9887 | Residential_2035_Technical_MW_Before Competition Groups_Ductless Mini-Split Heat Pump
Residential | Res ¦ Energy Star Air Source Heat Pump | 2035 | Economic | MW | Before Competition Groups | 103.1467 | 0 | 0 | 1646.9043 | 0.062631 | 3 | Residential_2035_Economic_MW_Before Competition Groups_3 | Energy Star Air Source Heat Pump | 6.263% | 0 | 103.1467 | Residential_2035_Economic_MW_Before Competition Groups_Energy Star Air Source Heat Pump
Residential | Res ¦ Energy Star Ground Source Heat Pump | 2035 | Technical | MW | Before Competition Groups | 182.5469 | 0 | 0 | 2960.3524 | 0.061664 | 4 | Residential_2035_Technical_MW_Before Competition Groups_4 | Energy Star Ground Source Heat Pump | 6.166% | 0 | 182.5469 | Residential_2035_Technical_MW_Before Competition Groups_Energy Star Ground Source Heat Pump
Residential | Res ¦ Ductless Mini-Split Air Conditioner | 2035 | Technical | MW | Before Competition Groups | 181.9945 | 0 | 0 | 2960.3524 | 0.061477 | 5 | Residential_2035_Technical_MW_Before Competition Groups_5 | Ductless Mini-Split Air Conditioner | 6.148% | 0 | 181.9945 | Residential_2035_Technical_MW_Before Competition Groups_Ductless Mini-Split Air Conditioner
Residential | Res ¦ Smart Burners | 2035 | Economic | MW | Before Competition Groups | 90.0622 | 0 | 0 | 1646.9043 | 0.054686 | 4 | Residential_2035_Economic_MW_Before Competition Groups_4 | Smart Burners | 5.469% | 0 | 90.0622 | Residential_2035_Economic_MW_Before Competition Groups_Smart Burners
Residential | Res ¦ Energy Star A Line, PAR, MR Lamps | 2035 | Economic | MW | Before Competition Groups | 89.3155 | 0 | 0 | 1646.9043 | 0.054232 | 5 | Residential_2035_Economic_MW_Before Competition Groups_5 | Energy Star A Line, PAR, MR Lamps | 5.423% | 0 | 89.3155 | Residential_2035_Economic_MW_Before Competition Groups_Energy Star A Line, PAR, MR Lamps
Residential | Res ¦ Building Recommissioning, Operations and Maintenance (O&M) Improvements | 2035 | Economic | MW | Before Competition Groups | 86.6842 | 0 | 0 | 1646.9043 | 0.052635 | 6 | Residential_2035_Economic_MW_Before Competition Groups_6 | Building Recommissioning, Operations and Maintenance (O&M) Improvements | 5.263% | 0 | 86.6842 | Residential_2035_Economic_MW_Before Competition Groups_Building Recommissioning, Operations and Maintenance (O&M) Improvements
Residential | Res ¦ Energy Star Clothes Washer | 2035 | Economic | MW | Before Competition Groups | 85.9141 | 0 | 0 | 1646.9043 | 0.052167 | 7 | Residential_2035_Economic_MW_Before Competition Groups_7 | Energy Star Clothes Washer | 5.217% | 0 | 85.9141 | Residential_2035_Economic_MW_Before Competition Groups_Energy Star Clothes Washer
Residential | Res ¦ Energy Star LED Bulbs General Purpose LEDs | 2035 | Economic | MW | Before Competition Groups | 80.4313 | 0 | 0 | 1646.9043 | 0.048838 | 8 | Residential_2035_Economic_MW_Before Competition Groups_8 | Energy Star LED Bulbs General Purpose LEDs | 4.884% | 0 | 80.4313 | Residential_2035_Economic_MW_Before Competition Groups_Energy Star LED Bulbs General Purpose LEDs
Residential | Res ¦ Basement Wall Insulation | 2035 | Economic | MW | Before Competition Groups | 77.0521 | 0 | 0 | 1646.9043 | 0.046786 | 9 | Residential_2035_Economic_MW_Before Competition Groups_9 | Basement Wall Insulation | 4.679% | 0 | 77.0521 | Residential_2035_Economic_MW_Before Competition Groups_Basement Wall Insulation
Residential | Res ¦ Energy Star LED Specialty Bulbs | 2035 | Economic | MW | Before Competition Groups | 70.9948 | 0 | 0 | 1646.9043 | 0.043108 | 10 | Residential_2035_Economic_MW_Before Competition Groups_10 | Energy Star LED Specialty Bulbs | 4.311% | 0 | 70.9948 | Residential_2035_Economic_MW_Before Competition Groups_Energy Star LED Specialty Bulbs
Residential | Res ¦ Smart Burners | 2035 | Achievable | MW | Before Competition Groups | 32.8385 | 0 | 0 | 776.7012 | 0.042279 | 6 | Residential_2035_Achievable_MW_Before Competition Groups_6 | Smart Burners | 4.228% | 0 | 32.8385 | Residential_2035_Achievable_MW_Before Competition Groups_Smart Burners
Residential | Res ¦ Energy Star Room Air Conditioner | 2035 | Economic | MW | Before Competition Groups | 69.439 | 0 | 0 | 1646.9043 | 0.042163 | 11 | Residential_2035_Economic_MW_Before Competition Groups_11 | Energy Star Room Air Conditioner | 4.216% | 0 | 69.439 | Residential_2035_Economic_MW_Before Competition Groups_Energy Star Room Air Conditioner
Residential | Res ¦ Smart Burners | 2035 | Technical | MW | Before Competition Groups | 124.0766 | 0 | 0 | 2960.3524 | 0.041913 | 6 | Residential_2035_Technical_MW_Before Competition Groups_6 | Smart Burners | 4.191% | 0 | 124.0766 | Residential_2035_Technical_MW_Before Competition Groups_Smart Burners
Residential | Res ¦ Energy Star Air Source Heat Pump | 2035 | Achievable | MW | Before Competition Groups | 32.0068 | 0 | 0 | 776.7012 | 0.041209 | 7 | Residential_2035_Achievable_MW_Before Competition Groups_7 | Energy Star Air Source Heat Pump | 4.121% | 0 | 32.0068 | Residential_2035_Achievable_MW_Before Competition Groups_Energy Star Air Source Heat Pump
Residential | Res ¦ Smart Power Bar | 2035 | Economic | MW | Before Competition Groups | 63.0174 | 0 | 0 | 1646.9043 | 0.038264 | 12 | Residential_2035_Economic_MW_Before Competition Groups_12 | Smart Power Bar | 3.826% | 0 | 63.0174 | Residential_2035_Economic_MW_Before Competition Groups_Smart Power Bar
Residential | Res ¦ Variable Speed Pool Pump Motor | 2035 | Economic | MW | Before Competition Groups | 61.1032 | 0 | 0 | 1646.9043 | 0.037102 | 13 | Residential_2035_Economic_MW_Before Competition Groups_13 | Variable Speed Pool Pump Motor | 3.71% | 0 | 61.1032 | Residential_2035_Economic_MW_Before Competition Groups_Variable Speed Pool Pump Motor
Residential | Res ¦ Attic Insulation | 2035 | Economic | MW | Before Competition Groups | 59.4749 | 0 | 0 | 1646.9043 | 0.036113 | 14 | Residential_2035_Economic_MW_Before Competition Groups_14 | Attic Insulation | 3.611% | 0 | 59.4749 | Residential_2035_Economic_MW_Before Competition Groups_Attic Insulation
Residential | Res ¦ Smart Power Bar | 2035 | Achievable | MW | Before Competition Groups | 27.7172 | 0 | 0 | 776.7012 | 0.035686 | 8 | Residential_2035_Achievable_MW_Before Competition Groups_8 | Smart Power Bar | 3.569% | 0 | 27.7172 | Residential_2035_Achievable_MW_Before Competition Groups_Smart Power Bar
Residential | Res ¦ Energy Star Room Air Conditioner | 2035 | Achievable | MW | Before Competition Groups | 27.5293 | 0 | 0 | 776.7012 | 0.035444 | 9 | Residential_2035_Achievable_MW_Before Competition Groups_9 | Energy Star Room Air Conditioner | 3.544% | 0 | 27.5293 | Residential_2035_Achievable_MW_Before Competition Groups_Energy Star Room Air Conditioner
Residential | Res ¦ Energy Star Refrigerator | 2035 | Technical | MW | Before Competition Groups | 103.926 | 0 | 0 | 2960.3524 | 0.035106 | 7 | Residential_2035_Technical_MW_Before Competition Groups_7 | Energy Star Refrigerator | 3.511% | 0 | 103.926 | Residential_2035_Technical_MW_Before Competition Groups_Energy Star Refrigerator
Residential | Res ¦ Energy Star Air Source Heat Pump | 2035 | Technical | MW | Before Competition Groups | 103.1467 | 0 | 0 | 2960.3524 | 0.034843 | 8 | Residential_2035_Technical_MW_Before Competition Groups_8 | Energy Star Air Source Heat Pump | 3.484% | 0 | 103.1467 | Residential_2035_Technical_MW_Before Competition Groups_Energy Star Air Source Heat Pump
Residential | Res ¦ Heat Pump Clothes Dryer | 2035 | Technical | MW | Before Competition Groups | 92.6189 | 0 | 0 | 2960.3524 | 0.031286 | 9 | Residential_2035_Technical_MW_Before Competition Groups_9 | Heat Pump Clothes Dryer | 3.129% | 0 | 92.6189 | Residential_2035_Technical_MW_Before Competition Groups_Heat Pump Clothes Dryer
Residential | Res ¦ Energy Star A Line, PAR, MR Lamps | 2035 | Technical | MW | Before Competition Groups | 89.3155 | 0 | 0 | 2960.3524 | 0.030171 | 10 | Residential_2035_Technical_MW_Before Competition Groups_10 | Energy Star A Line, PAR, MR Lamps | 3.017% | 0 | 89.3155 | Residential_2035_Technical_MW_Before Competition Groups_Energy Star A Line, PAR, MR Lamps
Residential | Res ¦ Building Recommissioning, Operations and Maintenance (O&M) Improvements | 2035 | Technical | MW | Before Competition Groups | 86.6842 | 0 | 0 | 2960.3524 | 0.029282 | 11 | Residential_2035_Technical_MW_Before Competition Groups_11 | Building Recommissioning, Operations and Maintenance (O&M) Improvements | 2.928% | 0 | 86.6842 | Residential_2035_Technical_MW_Before Competition Groups_Building Recommissioning, Operations and Maintenance (O&M) Improvements
Residential | Res ¦ Energy Star Clothes Washer | 2035 | Technical | MW | Before Competition Groups | 85.9141 | 0 | 0 | 2960.3524 | 0.029022 | 12 | Residential_2035_Technical_MW_Before Competition Groups_12 | Energy Star Clothes Washer | 2.902% | 0 | 85.9141 | Residential_2035_Technical_MW_Before Competition Groups_Energy Star Clothes Washer
Residential | Res ¦ Energy Star LED Bulbs General Purpose LEDs | 2035 | Technical | MW | Before Competition Groups | 80.4313 | 0 | 0 | 2960.3524 | 0.02717 | 13 | Residential_2035_Technical_MW_Before Competition Groups_13 | Energy Star LED Bulbs General Purpose LEDs | 2.717% | 0 | 80.4313 | Residential_2035_Technical_MW_Before Competition Groups_Energy Star LED Bulbs General Purpose LEDs
Residential | Res ¦ Energy Star LED Bulbs General Purpose LEDs | 2035 | Achievable | MW | Before Competition Groups | 20.7868 | 0 | 0 | 776.7012 | 0.026763 | 10 | Residential_2035_Achievable_MW_Before Competition Groups_10 | Energy Star LED Bulbs General Purpose LEDs | 2.676% | 0 | 20.7868 | Residential_2035_Achievable_MW_Before Competition Groups_Energy Star LED Bulbs General Purpose LEDs
Residential | Res ¦ Basement Wall Insulation | 2035 | Achievable | MW | Before Competition Groups | 20.2456 | 0 | 0 | 776.7012 | 0.026066 | 11 | Residential_2035_Achievable_MW_Before Competition Groups_11 | Basement Wall Insulation | 2.607% | 0 | 20.2456 | Residential_2035_Achievable_MW_Before Competition Groups_Basement Wall Insulation
Residential | Res ¦ Basement Wall Insulation | 2035 | Technical | MW | Before Competition Groups | 77.0521 | 0 | 0 | 2960.3524 | 0.026028 | 14 | Residential_2035_Technical_MW_Before Competition Groups_14 | Basement Wall Insulation | 2.603% | 0 | 77.0521 | Residential_2035_Technical_MW_Before Competition Groups_Basement Wall Insulation
Residential | Res ¦ Induction Cooking Stove Top | 2035 | Technical | MW | Before Competition Groups | 76.4312 | 0 | 0 | 2960.3524 | 0.025818 | 15 | Residential_2035_Technical_MW_Before Competition Groups_15 | Induction Cooking Stove Top | 2.582% | 0 | 76.4312 | Residential_2035_Technical_MW_Before Competition Groups_Induction Cooking Stove Top
Residential | Res ¦ Energy Star LED Specialty Bulbs | 2035 | Technical | MW | Before Competition Groups | 70.9948 | 0 | 0 | 2960.3524 | 0.023982 | 16 | Residential_2035_Technical_MW_Before Competition Groups_16 | Energy Star LED Specialty Bulbs | 2.398% | 0 | 70.9948 | Residential_2035_Technical_MW_Before Competition Groups_Energy Star LED Specialty Bulbs
Residential | Res ¦ Energy Star LED Specialty Bulbs | 2035 | Achievable | MW | Before Competition Groups | 18.5511 | 0 | 0 | 776.7012 | 0.023885 | 12 | Residential_2035_Achievable_MW_Before Competition Groups_12 | Energy Star LED Specialty Bulbs | 2.388% | 0 | 18.5511 | Residential_2035_Achievable_MW_Before Competition Groups_Energy Star LED Specialty Bulbs
Residential | Res ¦ Energy Star Room Air Conditioner | 2035 | Technical | MW | Before Competition Groups | 70.3104 | 0 | 0 | 2960.3524 | 0.023751 | 17 | Residential_2035_Technical_MW_Before Competition Groups_17 | Energy Star Room Air Conditioner | 2.375% | 0 | 70.3104 | Residential_2035_Technical_MW_Before Competition Groups_Energy Star Room Air Conditioner
Residential | Res ¦ Basement or Crawlspace Insulation | 2035 | Technical | MW | Before Competition Groups | 64.117 | 0 | 0 | 2960.3524 | 0.021659 | 18 | Residential_2035_Technical_MW_Before Competition Groups_18 | Basement or Crawlspace Insulation | 2.166% | 0 | 64.117 | Residential_2035_Technical_MW_Before Competition Groups_Basement or Crawlspace Insulation
Residential | Res ¦ Smart Power Bar | 2035 | Technical | MW | Before Competition Groups | 63.0174 | 0 | 0 | 2960.3524 | 0.021287 | 19 | Residential_2035_Technical_MW_Before Competition Groups_19 | Smart Power Bar | 2.129% | 0 | 63.0174 | Residential_2035_Technical_MW_Before Competition Groups_Smart Power Bar
Residential | Res ¦ Variable Speed Pool Pump Motor | 2035 | Technical | MW | Before Competition Groups | 61.1032 | 0 | 0 | 2960.3524 | 0.020641 | 20 | Residential_2035_Technical_MW_Before Competition Groups_20 | Variable Speed Pool Pump Motor | 2.064% | 0 | 61.1032 | Residential_2035_Technical_MW_Before Competition Groups_Variable Speed Pool Pump Motor
Residential | Res ¦ Attic Insulation | 2035 | Achievable | MW | Before Competition Groups | 15.6241 | 0 | 0 | 776.7012 | 0.020116 | 13 | Residential_2035_Achievable_MW_Before Competition Groups_13 | Attic Insulation | 2.012% | 0 | 15.6241 | Residential_2035_Achievable_MW_Before Competition Groups_Attic Insulation
Residential | Res ¦ Attic Insulation | 2035 | Technical | MW | Before Competition Groups | 59.4749 | 0 | 0 | 2960.3524 | 0.02009 | 21 | Residential_2035_Technical_MW_Before Competition Groups_21 | Attic Insulation | 2.009% | 0 | 59.4749 | Residential_2035_Technical_MW_Before Competition Groups_Attic Insulation
Residential | Res ¦ Energy Star A Line, PAR, MR Lamps | 2035 | Achievable | MW | Before Competition Groups | 14.2202 | 0 | 0 | 776.7012 | 0.018308 | 14 | Residential_2035_Achievable_MW_Before Competition Groups_14 | Energy Star A Line, PAR, MR Lamps | 1.831% | 0 | 14.2202 | Residential_2035_Achievable_MW_Before Competition Groups_Energy Star A Line, PAR, MR Lamps
Residential | Res ¦ Networked/ Connected - Indoor LED Lamp | 2035 | Technical | MW | Before Competition Groups | 54.062 | 0 | 0 | 2960.3524 | 0.018262 | 22 | Residential_2035_Technical_MW_Before Competition Groups_22 | Networked/ Connected - Indoor LED Lamp | 1.826% | 0 | 54.062 | Residential_2035_Technical_MW_Before Competition Groups_Networked/ Connected - Indoor LED Lamp
Residential | Res ¦ Energy Star Clothes Dryer | 2035 | Technical | MW | Before Competition Groups | 52.901 | 0 | 0 | 2960.3524 | 0.01787 | 23 | Residential_2035_Technical_MW_Before Competition Groups_23 | Energy Star Clothes Dryer | 1.787% | 0 | 52.901 | Residential_2035_Technical_MW_Before Competition Groups_Energy Star Clothes Dryer
Residential | Res ¦ Occupancy Sensors MF | 2035 | Achievable | MW | Before Competition Groups | 12.9291 | 0 | 0 | 776.7012 | 0.016646 | 15 | Residential_2035_Achievable_MW_Before Competition Groups_15 | Occupancy Sensors MF | 1.665% | 0 | 12.9291 | Residential_2035_Achievable_MW_Before Competition Groups_Occupancy Sensors MF
Residential | Res ¦ Advanced BAS/Controllers | 2035 | Achievable | MW | Before Competition Groups | 12.7439 | 0 | 0 | 776.7012 | 0.016408 | 16 | Residential_2035_Achievable_MW_Before Competition Groups_16 | Advanced BAS/Controllers | 1.641% | 0 | 12.7439 | Residential_2035_Achievable_MW_Before Competition Groups_Advanced BAS/Controllers
Residential | Res ¦ Wall Insulation | 2035 | Technical | MW | Before Competition Groups | 46.6098 | 0 | 0 | 2960.3524 | 0.015745 | 24 | Residential_2035_Technical_MW_Before Competition Groups_24 | Wall Insulation | 1.574% | 0 | 46.6098 | Residential_2035_Technical_MW_Before Competition Groups_Wall Insulation
Residential | Res ¦ Energy Star Torchiere | 2035 | Achievable | MW | Before Competition Groups | 11.8789 | 0 | 0 | 776.7012 | 0.015294 | 17 | Residential_2035_Achievable_MW_Before Competition Groups_17 | Energy Star Torchiere | 1.529% | 0 | 11.8789 | Residential_2035_Achievable_MW_Before Competition Groups_Energy Star Torchiere
Residential | Res ¦ Clothes Drying Racks | 2035 | Achievable | MW | Before Competition Groups | 11.5839 | 0 | 0 | 776.7012 | 0.014914 | 18 | Residential_2035_Achievable_MW_Before Competition Groups_18 | Clothes Drying Racks | 1.491% | 0 | 11.5839 | Residential_2035_Achievable_MW_Before Competition Groups_Clothes Drying Racks
Residential | Res ¦ Lighting Motion Sensors, Timers, Dimmers | 2035 | Technical | MW | Before Competition Groups | 41.7533 | 0 | 0 | 2960.3524 | 0.014104 | 25 | Residential_2035_Technical_MW_Before Competition Groups_25 | Lighting Motion Sensors, Timers, Dimmers | 1.41% | 0 | 41.7533 | Residential_2035_Technical_MW_Before Competition Groups_Lighting Motion Sensors, Timers, Dimmers
Residential | Res ¦ Energy Star Clothes Dryer | 2035 | Achievable | MW | Before Competition Groups | 10.8082 | 0 | 0 | 776.7012 | 0.013916 | 19 | Residential_2035_Achievable_MW_Before Competition Groups_19 | Energy Star Clothes Dryer | 1.392% | 0 | 10.8082 | Residential_2035_Achievable_MW_Before Competition Groups_Energy Star Clothes Dryer
Residential | Res ¦ Ceiling Insulation | 2035 | Economic | MW | Before Competition Groups | 22.5738 | 0 | 0 | 1646.9043 | 0.013707 | 15 | Residential_2035_Economic_MW_Before Competition Groups_15 | Ceiling Insulation | 1.371% | 0 | 22.5738 | Residential_2035_Economic_MW_Before Competition Groups_Ceiling Insulation
Residential | Res ¦ Energy Star Clothes Dryer | 2035 | Economic | MW | Before Competition Groups | 21.8412 | 0 | 0 | 1646.9043 | 0.013262 | 16 | Residential_2035_Economic_MW_Before Competition Groups_16 | Energy Star Clothes Dryer | 1.326% | 0 | 21.8412 | Residential_2035_Economic_MW_Before Competition Groups_Energy Star Clothes Dryer
Residential | Res ¦ Refrigerator Recycling | 2035 | Achievable | MW | Before Competition Groups | 9.8192 | 0 | 0 | 776.7012 | 0.012642 | 20 | Residential_2035_Achievable_MW_Before Competition Groups_20 | Refrigerator Recycling | 1.264% | 0 | 9.8192 | Residential_2035_Achievable_MW_Before Competition Groups_Refrigerator Recycling
Residential | Res ¦ High Efficiency Chiller (avg of water and air cooled) | 2035 | Achievable | MW | Before Competition Groups | 9.5219 | 0 | 0 | 776.7012 | 0.012259 | 21 | Residential_2035_Achievable_MW_Before Competition Groups_21 | High Efficiency Chiller (avg of water and air cooled) | 1.226% | 0 | 9.5219 | Residential_2035_Achievable_MW_Before Competition Groups_High Efficiency Chiller (avg of water and air cooled)
Residential | Res ¦ Freezer Recycling | 2035 | Achievable | MW | Before Competition Groups | 9.137 | 0 | 0 | 776.7012 | 0.011764 | 22 | Residential_2035_Achievable_MW_Before Competition Groups_22 | Freezer Recycling | 1.176% | 0 | 9.137 | Residential_2035_Achievable_MW_Before Competition Groups_Freezer Recycling
Residential | Res ¦ Energy Star Light Fixture | 2035 | Achievable | MW | Before Competition Groups | 9.0396 | 0 | 0 | 776.7012 | 0.011638 | 23 | Residential_2035_Achievable_MW_Before Competition Groups_23 | Energy Star Light Fixture | 1.164% | 0 | 9.0396 | Residential_2035_Achievable_MW_Before Competition Groups_Energy Star Light Fixture
Residential | Res ¦ Duct Insulation | 2035 | Economic | MW | Before Competition Groups | 18.9868 | 0 | 0 | 1646.9043 | 0.011529 | 17 | Residential_2035_Economic_MW_Before Competition Groups_17 | Duct Insulation | 1.153% | 0 | 18.9868 | Residential_2035_Economic_MW_Before Competition Groups_Duct Insulation
Residential | Res ¦ Variable Refrigerant Flow Heat Pump | 2035 | Technical | MW | Before Competition Groups | 32.7745 | 0 | 0 | 2960.3524 | 0.011071 | 26 | Residential_2035_Technical_MW_Before Competition Groups_26 | Variable Refrigerant Flow Heat Pump | 1.107% | 0 | 32.7745 | Residential_2035_Technical_MW_Before Competition Groups_Variable Refrigerant Flow Heat Pump
Residential | Res ¦ Energy Star Torchiere | 2035 | Economic | MW | Before Competition Groups | 17.6237 | 0 | 0 | 1646.9043 | 0.010701 | 18 | Residential_2035_Economic_MW_Before Competition Groups_18 | Energy Star Torchiere | 1.07% | 0 | 17.6237 | Residential_2035_Economic_MW_Before Competition Groups_Energy Star Torchiere
Residential | Res ¦ Basement or Crawlspace Insulation | 2035 | Economic | MW | Before Competition Groups | 17.2501 | 0 | 0 | 1646.9043 | 0.010474 | 19 | Residential_2035_Economic_MW_Before Competition Groups_19 | Basement or Crawlspace Insulation | 1.047% | 0 | 17.2501 | Residential_2035_Economic_MW_Before Competition Groups_Basement or Crawlspace Insulation
Residential | Res ¦ Air Sealing | 2035 | Economic | MW | Before Competition Groups | 16.4264 | 0 | 0 | 1646.9043 | 0.0099741 | 20 | Residential_2035_Economic_MW_Before Competition Groups_20 | Air Sealing | 0.9974% | 0 | 16.4264 | Residential_2035_Economic_MW_Before Competition Groups_Air Sealing
Residential | Res ¦ Wall Insulation | 2035 | Economic | MW | Before Competition Groups | 16.0367 | 0 | 0 | 1646.9043 | 0.0097375 | 21 | Residential_2035_Economic_MW_Before Competition Groups_21 | Wall Insulation | 0.9737% | 0 | 16.0367 | Residential_2035_Economic_MW_Before Competition Groups_Wall Insulation
Residential | Res ¦ Floor Insulation | 2035 | Economic | MW | Before Competition Groups | 15.6154 | 0 | 0 | 1646.9043 | 0.0094817 | 22 | Residential_2035_Economic_MW_Before Competition Groups_22 | Floor Insulation | 0.9482% | 0 | 15.6154 | Residential_2035_Economic_MW_Before Competition Groups_Floor Insulation
Residential | Res ¦ Air Source Heat Pump | 2035 | Technical | MW | Before Competition Groups | 26.7366 | 0 | 0 | 2960.3524 | 0.0090315 | 27 | Residential_2035_Technical_MW_Before Competition Groups_27 | Air Source Heat Pump | 0.9032% | 0 | 26.7366 | Residential_2035_Technical_MW_Before Competition Groups_Air Source Heat Pump
Residential | Res ¦ Energy Star Light Fixture | 2035 | Economic | MW | Before Competition Groups | 14.56 | 0 | 0 | 1646.9043 | 0.0088408 | 23 | Residential_2035_Economic_MW_Before Competition Groups_23 | Energy Star Light Fixture | 0.8841% | 0 | 14.56 | Residential_2035_Economic_MW_Before Competition Groups_Energy Star Light Fixture
Residential | Res ¦ Occupancy Sensors MF | 2035 | Economic | MW | Before Competition Groups | 13.1713 | 0 | 0 | 1646.9043 | 0.0079976 | 24 | Residential_2035_Economic_MW_Before Competition Groups_24 | Occupancy Sensors MF | 0.7998% | 0 | 13.1713 | Residential_2035_Economic_MW_Before Competition Groups_Occupancy Sensors MF
Residential | Res ¦ Ceiling Insulation | 2035 | Technical | MW | Before Competition Groups | 23.2168 | 0 | 0 | 2960.3524 | 0.0078426 | 28 | Residential_2035_Technical_MW_Before Competition Groups_28 | Ceiling Insulation | 0.7843% | 0 | 23.2168 | Residential_2035_Technical_MW_Before Competition Groups_Ceiling Insulation
Residential | Res ¦ Home Energy Reports | 2035 | Technical | MW | Before Competition Groups | 22.9826 | 0 | 0 | 2960.3524 | 0.0077635 | 29 | Residential_2035_Technical_MW_Before Competition Groups_29 | Home Energy Reports | 0.7763% | 0 | 22.9826 | Residential_2035_Technical_MW_Before Competition Groups_Home Energy Reports
Residential | Res ¦ Advanced BAS/Controllers | 2035 | Economic | MW | Before Competition Groups | 12.6625 | 0 | 0 | 1646.9043 | 0.0076887 | 25 | Residential_2035_Economic_MW_Before Competition Groups_25 | Advanced BAS/Controllers | 0.7689% | 0 | 12.6625 | Residential_2035_Economic_MW_Before Competition Groups_Advanced BAS/Controllers
Residential | Res ¦ Energy Star Light Fixture | 2035 | Technical | MW | Before Competition Groups | 22.1527 | 0 | 0 | 2960.3524 | 0.0074831 | 30 | Residential_2035_Technical_MW_Before Competition Groups_30 | Energy Star Light Fixture | 0.7483% | 0 | 22.1527 | Residential_2035_Technical_MW_Before Competition Groups_Energy Star Light Fixture
Residential | Res ¦ Clothes Drying Racks | 2035 | Economic | MW | Before Competition Groups | 11.5116 | 0 | 0 | 1646.9043 | 0.0069898 | 26 | Residential_2035_Economic_MW_Before Competition Groups_26 | Clothes Drying Racks | 0.699% | 0 | 11.5116 | Residential_2035_Economic_MW_Before Competition Groups_Clothes Drying Racks
Residential | Res ¦ Duct Insulation | 2035 | Technical | MW | Before Competition Groups | 19.3583 | 0 | 0 | 2960.3524 | 0.0065392 | 31 | Residential_2035_Technical_MW_Before Competition Groups_31 | Duct Insulation | 0.6539% | 0 | 19.3583 | Residential_2035_Technical_MW_Before Competition Groups_Duct Insulation
Residential | Res ¦ High Efficiency Chiller (avg of water and air cooled) | 2035 | Economic | MW | Before Competition Groups | 10.5611 | 0 | 0 | 1646.9043 | 0.0064127 | 27 | Residential_2035_Economic_MW_Before Competition Groups_27 | High Efficiency Chiller (avg of water and air cooled) | 0.6413% | 0 | 10.5611 | Residential_2035_Economic_MW_Before Competition Groups_High Efficiency Chiller (avg of water and air cooled)
Residential | Res ¦ Duct Insulation | 2035 | Achievable | MW | Before Competition Groups | 4.8822 | 0 | 0 | 776.7012 | 0.0062858 | 24 | Residential_2035_Achievable_MW_Before Competition Groups_24 | Duct Insulation | 0.6286% | 0 | 4.8822 | Residential_2035_Achievable_MW_Before Competition Groups_Duct Insulation
Residential | Res ¦ Energy Star Freezer | 2035 | Achievable | MW | Before Competition Groups | 4.6437 | 0 | 0 | 776.7012 | 0.0059788 | 25 | Residential_2035_Achievable_MW_Before Competition Groups_25 | Energy Star Freezer | 0.5979% | 0 | 4.6437 | Residential_2035_Achievable_MW_Before Competition Groups_Energy Star Freezer
Residential | Res ¦ Energy Star Torchiere | 2035 | Technical | MW | Before Competition Groups | 17.6237 | 0 | 0 | 2960.3524 | 0.0059532 | 32 | Residential_2035_Technical_MW_Before Competition Groups_32 | Energy Star Torchiere | 0.5953% | 0 | 17.6237 | Residential_2035_Technical_MW_Before Competition Groups_Energy Star Torchiere
Residential | Res ¦ Refrigerator Recycling | 2035 | Economic | MW | Before Competition Groups | 9.7563 | 0 | 0 | 1646.9043 | 0.005924 | 28 | Residential_2035_Economic_MW_Before Competition Groups_28 | Refrigerator Recycling | 0.5924% | 0 | 9.7563 | Residential_2035_Economic_MW_Before Competition Groups_Refrigerator Recycling
Residential | Res ¦ Air Sealing | 2035 | Achievable | MW | Before Competition Groups | 4.3158 | 0 | 0 | 776.7012 | 0.0055565 | 26 | Residential_2035_Achievable_MW_Before Competition Groups_26 | Air Sealing | 0.5557% | 0 | 4.3158 | Residential_2035_Achievable_MW_Before Competition Groups_Air Sealing
Residential | Res ¦ Air Sealing | 2035 | Technical | MW | Before Competition Groups | 16.4264 | 0 | 0 | 2960.3524 | 0.0055488 | 33 | Residential_2035_Technical_MW_Before Competition Groups_33 | Air Sealing | 0.5549% | 0 | 16.4264 | Residential_2035_Technical_MW_Before Competition Groups_Air Sealing
Residential | Res ¦ Freezer Recycling | 2035 | Economic | MW | Before Competition Groups | 9.088 | 0 | 0 | 1646.9043 | 0.0055182 | 29 | Residential_2035_Economic_MW_Before Competition Groups_29 | Freezer Recycling | 0.5518% | 0 | 9.088 | Residential_2035_Economic_MW_Before Competition Groups_Freezer Recycling
Residential | Res ¦ Central Air Conditioner Maintenance | 2035 | Technical | MW | Before Competition Groups | 15.8606 | 0 | 0 | 2960.3524 | 0.0053577 | 34 | Residential_2035_Technical_MW_Before Competition Groups_34 | Central Air Conditioner Maintenance | 0.5358% | 0 | 15.8606 | Residential_2035_Technical_MW_Before Competition Groups_Central Air Conditioner Maintenance
Residential | Res ¦ Duct Insulation MF | 2035 | Economic | MW | Before Competition Groups | 8.7227 | 0 | 0 | 1646.9043 | 0.0052964 | 30 | Residential_2035_Economic_MW_Before Competition Groups_30 | Duct Insulation MF | 0.5296% | 0 | 8.7227 | Residential_2035_Economic_MW_Before Competition Groups_Duct Insulation MF
Residential | Res ¦ Floor Insulation | 2035 | Achievable | MW | Before Competition Groups | 4.1005 | 0 | 0 | 776.7012 | 0.0052794 | 27 | Residential_2035_Achievable_MW_Before Competition Groups_27 | Floor Insulation | 0.5279% | 0 | 4.1005 | Residential_2035_Achievable_MW_Before Competition Groups_Floor Insulation
Residential | Res ¦ Floor Insulation | 2035 | Technical | MW | Before Competition Groups | 15.6154 | 0 | 0 | 2960.3524 | 0.0052749 | 35 | Residential_2035_Technical_MW_Before Competition Groups_35 | Floor Insulation | 0.5275% | 0 | 15.6154 | Residential_2035_Technical_MW_Before Competition Groups_Floor Insulation
Residential | Res ¦ Energy Star Dehumidifier | 2035 | Economic | MW | Before Competition Groups | 8.5131 | 0 | 0 | 1646.9043 | 0.0051692 | 31 | Residential_2035_Economic_MW_Before Competition Groups_31 | Energy Star Dehumidifier | 0.5169% | 0 | 8.5131 | Residential_2035_Economic_MW_Before Competition Groups_Energy Star Dehumidifier
Residential | Res ¦ Home Energy Reports | 2035 | Achievable | MW | Before Competition Groups | 3.9438 | 0 | 0 | 776.7012 | 0.0050776 | 28 | Residential_2035_Achievable_MW_Before Competition Groups_28 | Home Energy Reports | 0.5078% | 0 | 3.9438 | Residential_2035_Achievable_MW_Before Competition Groups_Home Energy Reports
Residential | Res ¦ Variable Refrigerant Flow Heat Pump | 2035 | Achievable | MW | Before Competition Groups | 3.9023 | 0 | 0 | 776.7012 | 0.0050242 | 29 | Residential_2035_Achievable_MW_Before Competition Groups_29 | Variable Refrigerant Flow Heat Pump | 0.5024% | 0 | 3.9023 | Residential_2035_Achievable_MW_Before Competition Groups_Variable Refrigerant Flow Heat Pump
Residential | Res ¦ Dehumidifier Recycling | 2035 | Technical | MW | Before Competition Groups | 14.4808 | 0 | 0 | 2960.3524 | 0.0048916 | 36 | Residential_2035_Technical_MW_Before Competition Groups_36 | Dehumidifier Recycling | 0.4892% | 0 | 14.4808 | Residential_2035_Technical_MW_Before Competition Groups_Dehumidifier Recycling
Residential | Res ¦ Outside Air Economizer | 2035 | Achievable | MW | Before Competition Groups | 3.5142 | 0 | 0 | 776.7012 | 0.0045245 | 30 | Residential_2035_Achievable_MW_Before Competition Groups_30 | Outside Air Economizer | 0.4524% | 0 | 3.5142 | Residential_2035_Achievable_MW_Before Competition Groups_Outside Air Economizer
Residential | Res ¦ Occupancy Sensors MF | 2035 | Technical | MW | Before Competition Groups | 13.1713 | 0 | 0 | 2960.3524 | 0.0044492 | 37 | Residential_2035_Technical_MW_Before Competition Groups_37 | Occupancy Sensors MF | 0.4449% | 0 | 13.1713 | Residential_2035_Technical_MW_Before Competition Groups_Occupancy Sensors MF
Residential | Res ¦ Home Energy Reports | 2035 | Economic | MW | Before Competition Groups | 7.163 | 0 | 0 | 1646.9043 | 0.0043494 | 32 | Residential_2035_Economic_MW_Before Competition Groups_32 | Home Energy Reports | 0.4349% | 0 | 7.163 | Residential_2035_Economic_MW_Before Competition Groups_Home Energy Reports
Residential | Res ¦ Advanced BAS/Controllers | 2035 | Technical | MW | Before Competition Groups | 12.6625 | 0 | 0 | 2960.3524 | 0.0042774 | 38 | Residential_2035_Technical_MW_Before Competition Groups_38 | Advanced BAS/Controllers | 0.4277% | 0 | 12.6625 | Residential_2035_Technical_MW_Before Competition Groups_Advanced BAS/Controllers
Residential | Res ¦ Wall Insulation | 2035 | Achievable | MW | Before Competition Groups | 3.1118 | 0 | 0 | 776.7012 | 0.0040064 | 31 | Residential_2035_Achievable_MW_Before Competition Groups_31 | Wall Insulation | 0.4006% | 0 | 3.1118 | Residential_2035_Achievable_MW_Before Competition Groups_Wall Insulation
Residential | Res ¦ Clothes Drying Racks | 2035 | Technical | MW | Before Competition Groups | 11.5116 | 0 | 0 | 2960.3524 | 0.0038886 | 39 | Residential_2035_Technical_MW_Before Competition Groups_39 | Clothes Drying Racks | 0.3889% | 0 | 11.5116 | Residential_2035_Technical_MW_Before Competition Groups_Clothes Drying Racks
Residential | Res ¦ Furnace with ECM | 2035 | Economic | MW | Before Competition Groups | 6.3283 | 0 | 0 | 1646.9043 | 0.0038426 | 33 | Residential_2035_Economic_MW_Before Competition Groups_33 | Furnace with ECM | 0.3843% | 0 | 6.3283 | Residential_2035_Economic_MW_Before Competition Groups_Furnace with ECM
Residential | Res ¦ LED Tube Re-Lamp | 2035 | Achievable | MW | Before Competition Groups | 2.8408 | 0 | 0 | 776.7012 | 0.0036575 | 32 | Residential_2035_Achievable_MW_Before Competition Groups_32 | LED Tube Re-Lamp | 0.3657% | 0 | 2.8408 | Residential_2035_Achievable_MW_Before Competition Groups_LED Tube Re-Lamp
Residential | Res ¦ Minimize Hot and Warm Clothes Wash | 2035 | Achievable | MW | Before Competition Groups | 2.7936 | 0 | 0 | 776.7012 | 0.0035967 | 33 | Residential_2035_Achievable_MW_Before Competition Groups_33 | Minimize Hot and Warm Clothes Wash | 0.3597% | 0 | 2.7936 | Residential_2035_Achievable_MW_Before Competition Groups_Minimize Hot and Warm Clothes Wash
Residential | Res ¦ High Efficiency Chiller (avg of water and air cooled) | 2035 | Technical | MW | Before Competition Groups | 10.5611 | 0 | 0 | 2960.3524 | 0.0035675 | 40 | Residential_2035_Technical_MW_Before Competition Groups_40 | High Efficiency Chiller (avg of water and air cooled) | 0.3568% | 0 | 10.5611 | Residential_2035_Technical_MW_Before Competition Groups_High Efficiency Chiller (avg of water and air cooled)
Residential | Res ¦ Energy Star Freezer | 2035 | Technical | MW | Before Competition Groups | 10.2363 | 0 | 0 | 2960.3524 | 0.0034578 | 41 | Residential_2035_Technical_MW_Before Competition Groups_41 | Energy Star Freezer | 0.3458% | 0 | 10.2363 | Residential_2035_Technical_MW_Before Competition Groups_Energy Star Freezer
Residential | Res ¦ Refrigerator Recycling | 2035 | Technical | MW | Before Competition Groups | 9.7563 | 0 | 0 | 2960.3524 | 0.0032957 | 42 | Residential_2035_Technical_MW_Before Competition Groups_42 | Refrigerator Recycling | 0.3296% | 0 | 9.7563 | Residential_2035_Technical_MW_Before Competition Groups_Refrigerator Recycling
Residential | Res ¦ LED Downlight | 2035 | Achievable | MW | Before Competition Groups | 2.4272 | 0 | 0 | 776.7012 | 0.003125 | 34 | Residential_2035_Achievable_MW_Before Competition Groups_34 | LED Downlight | 0.3125% | 0 | 2.4272 | Residential_2035_Achievable_MW_Before Competition Groups_LED Downlight
Residential | Res ¦ Freezer Recycling | 2035 | Technical | MW | Before Competition Groups | 9.088 | 0 | 0 | 2960.3524 | 0.0030699 | 43 | Residential_2035_Technical_MW_Before Competition Groups_43 | Freezer Recycling | 0.307% | 0 | 9.088 | Residential_2035_Technical_MW_Before Competition Groups_Freezer Recycling
Residential | Res ¦ ENERGY STAR LED LAMPS (REFLECTOR LAMPs/MR16/PAR 16) | 2035 | Achievable | MW | Before Competition Groups | 2.3352 | 0 | 0 | 776.7012 | 0.0030065 | 35 | Residential_2035_Achievable_MW_Before Competition Groups_35 | ENERGY STAR LED LAMPS (REFLECTOR LAMPs/MR16/PAR 16) | 0.3007% | 0 | 2.3352 | Residential_2035_Achievable_MW_Before Competition Groups_ENERGY STAR LED LAMPS (REFLECTOR LAMPs/MR16/PAR 16)
Residential | Res ¦ Air Source Heat Pump | 2035 | Economic | MW | Before Competition Groups | 4.9488 | 0 | 0 | 1646.9043 | 0.0030049 | 34 | Residential_2035_Economic_MW_Before Competition Groups_34 | Air Source Heat Pump | 0.3005% | 0 | 4.9488 | Residential_2035_Economic_MW_Before Competition Groups_Air Source Heat Pump
Residential | Res ¦ Duct Insulation MF | 2035 | Technical | MW | Before Competition Groups | 8.7227 | 0 | 0 | 2960.3524 | 0.0029465 | 44 | Residential_2035_Technical_MW_Before Competition Groups_44 | Duct Insulation MF | 0.2947% | 0 | 8.7227 | Residential_2035_Technical_MW_Before Competition Groups_Duct Insulation MF
Residential | Res ¦ Minimize Hot and Warm Clothes Wash | 2035 | Economic | MW | Before Competition Groups | 4.8047 | 0 | 0 | 1646.9043 | 0.0029174 | 35 | Residential_2035_Economic_MW_Before Competition Groups_35 | Minimize Hot and Warm Clothes Wash | 0.2917% | 0 | 4.8047 | Residential_2035_Economic_MW_Before Competition Groups_Minimize Hot and Warm Clothes Wash
Residential | Res ¦ Energy Star Dehumidifier | 2035 | Technical | MW | Before Competition Groups | 8.5131 | 0 | 0 | 2960.3524 | 0.0028757 | 45 | Residential_2035_Technical_MW_Before Competition Groups_45 | Energy Star Dehumidifier | 0.2876% | 0 | 8.5131 | Residential_2035_Technical_MW_Before Competition Groups_Energy Star Dehumidifier
Residential | Res ¦ Furnace with ECM | 2035 | Achievable | MW | Before Competition Groups | 2.1503 | 0 | 0 | 776.7012 | 0.0027685 | 36 | Residential_2035_Achievable_MW_Before Competition Groups_36 | Furnace with ECM | 0.2769% | 0 | 2.1503 | Residential_2035_Achievable_MW_Before Competition Groups_Furnace with ECM
Residential | Res ¦ Furnace Whistle | 2035 | Achievable | MW | Before Competition Groups | 2.0946 | 0 | 0 | 776.7012 | 0.0026968 | 37 | Residential_2035_Achievable_MW_Before Competition Groups_37 | Furnace Whistle | 0.2697% | 0 | 2.0946 | Residential_2035_Achievable_MW_Before Competition Groups_Furnace Whistle
Residential | Res ¦ Heat Recovery Ventilator | 2035 | Economic | MW | Before Competition Groups | 4.3524 | 0 | 0 | 1646.9043 | 0.0026428 | 36 | Residential_2035_Economic_MW_Before Competition Groups_36 | Heat Recovery Ventilator | 0.2643% | 0 | 4.3524 | Residential_2035_Economic_MW_Before Competition Groups_Heat Recovery Ventilator
Residential | Res ¦ Duct Insulation MF | 2035 | Achievable | MW | Before Competition Groups | 1.9052 | 0 | 0 | 776.7012 | 0.0024529 | 38 | Residential_2035_Achievable_MW_Before Competition Groups_38 | Duct Insulation MF | 0.2453% | 0 | 1.9052 | Residential_2035_Achievable_MW_Before Competition Groups_Duct Insulation MF
Residential | Res ¦ INTEGRAL LED TROFFERS | 2035 | Technical | MW | Before Competition Groups | 7.2145 | 0 | 0 | 2960.3524 | 0.002437 | 46 | Residential_2035_Technical_MW_Before Competition Groups_46 | INTEGRAL LED TROFFERS | 0.2437% | 0 | 7.2145 | Residential_2035_Technical_MW_Before Competition Groups_INTEGRAL LED TROFFERS
Residential | Res ¦ CO Sensors for parking garage exhaust fans | 2035 | Achievable | MW | Before Competition Groups | 1.8796 | 0 | 0 | 776.7012 | 0.00242 | 39 | Residential_2035_Achievable_MW_Before Competition Groups_39 | CO Sensors for parking garage exhaust fans | 0.242% | 0 | 1.8796 | Residential_2035_Achievable_MW_Before Competition Groups_CO Sensors for parking garage exhaust fans
Residential | Res ¦ Comprehensive Draft Proofing | 2035 | Achievable | MW | Before Competition Groups | 1.8094 | 0 | 0 | 776.7012 | 0.0023297 | 40 | Residential_2035_Achievable_MW_Before Competition Groups_40 | Comprehensive Draft Proofing | 0.233% | 0 | 1.8094 | Residential_2035_Achievable_MW_Before Competition Groups_Comprehensive Draft Proofing
Residential | Res ¦ Variable Frequency Drive (VFD) | 2035 | Achievable | MW | Before Competition Groups | 1.7548 | 0 | 0 | 776.7012 | 0.0022593 | 41 | Residential_2035_Achievable_MW_Before Competition Groups_41 | Variable Frequency Drive (VFD) | 0.2259% | 0 | 1.7548 | Residential_2035_Achievable_MW_Before Competition Groups_Variable Frequency Drive (VFD)
Residential | Res ¦ Energy Star Windows | 2035 | Technical | MW | Before Competition Groups | 6.6503 | 0 | 0 | 2960.3524 | 0.0022465 | 47 | Residential_2035_Technical_MW_Before Competition Groups_47 | Energy Star Windows | 0.2246% | 0 | 6.6503 | Residential_2035_Technical_MW_Before Competition Groups_Energy Star Windows
Residential | Res ¦ Energy Star Freezer | 2035 | Economic | MW | Before Competition Groups | 3.6511 | 0 | 0 | 1646.9043 | 0.002217 | 37 | Residential_2035_Economic_MW_Before Competition Groups_37 | Energy Star Freezer | 0.2217% | 0 | 3.6511 | Residential_2035_Economic_MW_Before Competition Groups_Energy Star Freezer
Residential | Res ¦ Outside Air Economizer | 2035 | Economic | MW | Before Competition Groups | 3.5339 | 0 | 0 | 1646.9043 | 0.0021458 | 38 | Residential_2035_Economic_MW_Before Competition Groups_38 | Outside Air Economizer | 0.2146% | 0 | 3.5339 | Residential_2035_Economic_MW_Before Competition Groups_Outside Air Economizer
Residential | Res ¦ Furnace with ECM | 2035 | Technical | MW | Before Competition Groups | 6.3283 | 0 | 0 | 2960.3524 | 0.0021377 | 48 | Residential_2035_Technical_MW_Before Competition Groups_48 | Furnace with ECM | 0.2138% | 0 | 6.3283 | Residential_2035_Technical_MW_Before Competition Groups_Furnace with ECM
Residential | Res ¦ Variable Refrigerant Flow Heat Pump | 2035 | Economic | MW | Before Competition Groups | 3.4278 | 0 | 0 | 1646.9043 | 0.0020813 | 39 | Residential_2035_Economic_MW_Before Competition Groups_39 | Variable Refrigerant Flow Heat Pump | 0.2081% | 0 | 3.4278 | Residential_2035_Economic_MW_Before Competition Groups_Variable Refrigerant Flow Heat Pump
Residential | Res ¦ Basement or Crawlspace Insulation | 2035 | Achievable | MW | Before Competition Groups | 1.6071 | 0 | 0 | 776.7012 | 0.0020691 | 42 | Residential_2035_Achievable_MW_Before Competition Groups_42 | Basement or Crawlspace Insulation | 0.2069% | 0 | 1.6071 | Residential_2035_Achievable_MW_Before Competition Groups_Basement or Crawlspace Insulation
Residential | Res ¦ Networked/ Connected - Indoor LED Luminaire | 2035 | Technical | MW | Before Competition Groups | 6.0165 | 0 | 0 | 2960.3524 | 0.0020324 | 49 | Residential_2035_Technical_MW_Before Competition Groups_49 | Networked/ Connected - Indoor LED Luminaire | 0.2032% | 0 | 6.0165 | Residential_2035_Technical_MW_Before Competition Groups_Networked/ Connected - Indoor LED Luminaire
Residential | Res ¦ Central Lighting Control System | 2035 | Technical | MW | Before Competition Groups | 5.8929 | 0 | 0 | 2960.3524 | 0.0019906 | 50 | Residential_2035_Technical_MW_Before Competition Groups_50 | Central Lighting Control System | 0.1991% | 0 | 5.8929 | Residential_2035_Technical_MW_Before Competition Groups_Central Lighting Control System
Residential | Res ¦ Tankless Water Heater | 2035 | Economic | MW | Before Competition Groups | 3.186 | 0 | 0 | 1646.9043 | 0.0019345 | 40 | Residential_2035_Economic_MW_Before Competition Groups_40 | Tankless Water Heater | 0.1935% | 0 | 3.186 | Residential_2035_Economic_MW_Before Competition Groups_Tankless Water Heater
Residential | Res ¦ Heat Pump Water Heater | 2035 | Technical | MW | Before Competition Groups | 5.6984 | 0 | 0 | 2960.3524 | 0.0019249 | 51 | Residential_2035_Technical_MW_Before Competition Groups_51 | Heat Pump Water Heater | 0.1925% | 0 | 5.6984 | Residential_2035_Technical_MW_Before Competition Groups_Heat Pump Water Heater
Residential | Res ¦ Early Hot Water Heater Replacement | 2035 | Economic | MW | Before Competition Groups | 3.1074 | 0 | 0 | 1646.9043 | 0.0018868 | 41 | Residential_2035_Economic_MW_Before Competition Groups_41 | Early Hot Water Heater Replacement | 0.1887% | 0 | 3.1074 | Residential_2035_Economic_MW_Before Competition Groups_Early Hot Water Heater Replacement
Residential | Res ¦ Energy Star Dehumidifier | 2035 | Achievable | MW | Before Competition Groups | 1.418 | 0 | 0 | 776.7012 | 0.0018257 | 43 | Residential_2035_Achievable_MW_Before Competition Groups_43 | Energy Star Dehumidifier | 0.1826% | 0 | 1.418 | Residential_2035_Achievable_MW_Before Competition Groups_Energy Star Dehumidifier
Residential | Res ¦ LED Tube Re-Lamp | 2035 | Economic | MW | Before Competition Groups | 2.9957 | 0 | 0 | 1646.9043 | 0.001819 | 42 | Residential_2035_Economic_MW_Before Competition Groups_42 | LED Tube Re-Lamp | 0.1819% | 0 | 2.9957 | Residential_2035_Economic_MW_Before Competition Groups_LED Tube Re-Lamp
Residential | Res ¦ Demand Control Ventilation | 2035 | Achievable | MW | Before Competition Groups | 1.3976 | 0 | 0 | 776.7012 | 0.0017995 | 44 | Residential_2035_Achievable_MW_Before Competition Groups_44 | Demand Control Ventilation | 0.1799% | 0 | 1.3976 | Residential_2035_Achievable_MW_Before Competition Groups_Demand Control Ventilation
Residential | Res ¦ Tankless Water Heater | 2035 | Technical | MW | Before Competition Groups | 5.1567 | 0 | 0 | 2960.3524 | 0.0017419 | 52 | Residential_2035_Technical_MW_Before Competition Groups_52 | Tankless Water Heater | 0.1742% | 0 | 5.1567 | Residential_2035_Technical_MW_Before Competition Groups_Tankless Water Heater
Residential | Res ¦ Tankless Water Heater | 2035 | Achievable | MW | Before Competition Groups | 1.3141 | 0 | 0 | 776.7012 | 0.0016919 | 45 | Residential_2035_Achievable_MW_Before Competition Groups_45 | Tankless Water Heater | 0.1692% | 0 | 1.3141 | Residential_2035_Achievable_MW_Before Competition Groups_Tankless Water Heater
Residential | Res ¦ LED Downlight | 2035 | Technical | MW | Before Competition Groups | 4.8519 | 0 | 0 | 2960.3524 | 0.001639 | 53 | Residential_2035_Technical_MW_Before Competition Groups_53 | LED Downlight | 0.1639% | 0 | 4.8519 | Residential_2035_Technical_MW_Before Competition Groups_LED Downlight
Residential | Res ¦ Minimize Hot and Warm Clothes Wash | 2035 | Technical | MW | Before Competition Groups | 4.8047 | 0 | 0 | 2960.3524 | 0.001623 | 54 | Residential_2035_Technical_MW_Before Competition Groups_54 | Minimize Hot and Warm Clothes Wash | 0.1623% | 0 | 4.8047 | Residential_2035_Technical_MW_Before Competition Groups_Minimize Hot and Warm Clothes Wash
Residential | Res ¦ LED Tube Re-Lamp | 2035 | Technical | MW | Before Competition Groups | 4.5861 | 0 | 0 | 2960.3524 | 0.0015492 | 55 | Residential_2035_Technical_MW_Before Competition Groups_55 | LED Tube Re-Lamp | 0.1549% | 0 | 4.5861 | Residential_2035_Technical_MW_Before Competition Groups_LED Tube Re-Lamp
Residential | Res ¦ Heat Recovery Ventilator | 2035 | Technical | MW | Before Competition Groups | 4.5 | 0 | 0 | 2960.3524 | 0.0015201 | 56 | Residential_2035_Technical_MW_Before Competition Groups_56 | Heat Recovery Ventilator | 0.152% | 0 | 4.5 | Residential_2035_Technical_MW_Before Competition Groups_Heat Recovery Ventilator
Residential | Res ¦ Condensing Make Up Air Unit | 2035 | Achievable | MW | Before Competition Groups | 1.1637 | 0 | 0 | 776.7012 | 0.0014982 | 46 | Residential_2035_Achievable_MW_Before Competition Groups_46 | Condensing Make Up Air Unit | 0.1498% | 0 | 1.1637 | Residential_2035_Achievable_MW_Before Competition Groups_Condensing Make Up Air Unit
Residential | Res ¦ Energy Star Ceiling Fan/Lighting | 2035 | Technical | MW | Before Competition Groups | 4.4133 | 0 | 0 | 2960.3524 | 0.0014908 | 57 | Residential_2035_Technical_MW_Before Competition Groups_57 | Energy Star Ceiling Fan/Lighting | 0.1491% | 0 | 4.4133 | Residential_2035_Technical_MW_Before Competition Groups_Energy Star Ceiling Fan/Lighting
Residential | Res ¦ ENERGY STAR LED LAMPS (REFLECTOR LAMPs/MR16/PAR 16) | 2035 | Economic | MW | Before Competition Groups | 2.4093 | 0 | 0 | 1646.9043 | 0.0014629 | 43 | Residential_2035_Economic_MW_Before Competition Groups_43 | ENERGY STAR LED LAMPS (REFLECTOR LAMPs/MR16/PAR 16) | 0.1463% | 0 | 2.4093 | Residential_2035_Economic_MW_Before Competition Groups_ENERGY STAR LED LAMPS (REFLECTOR LAMPs/MR16/PAR 16)
Residential | Res ¦ Early Hot Water Heater Replacement | 2035 | Achievable | MW | Before Competition Groups | 1.1038 | 0 | 0 | 776.7012 | 0.0014212 | 47 | Residential_2035_Achievable_MW_Before Competition Groups_47 | Early Hot Water Heater Replacement | 0.1421% | 0 | 1.1038 | Residential_2035_Achievable_MW_Before Competition Groups_Early Hot Water Heater Replacement
Residential | Res ¦ Water Heater Temperature Setback | 2035 | Achievable | MW | Before Competition Groups | 1.0975 | 0 | 0 | 776.7012 | 0.001413 | 48 | Residential_2035_Achievable_MW_Before Competition Groups_48 | Water Heater Temperature Setback | 0.1413% | 0 | 1.0975 | Residential_2035_Achievable_MW_Before Competition Groups_Water Heater Temperature Setback
Residential | Res ¦ LED Parking Lot Fixture | 2035 | Achievable | MW | Before Competition Groups | 1.0802 | 0 | 0 | 776.7012 | 0.0013907 | 49 | Residential_2035_Achievable_MW_Before Competition Groups_49 | LED Parking Lot Fixture | 0.1391% | 0 | 1.0802 | Residential_2035_Achievable_MW_Before Competition Groups_LED Parking Lot Fixture
Residential | Res ¦ Passive Attic Ventilation | 2035 | Technical | MW | Before Competition Groups | 4.1138 | 0 | 0 | 2960.3524 | 0.0013896 | 58 | Residential_2035_Technical_MW_Before Competition Groups_58 | Passive Attic Ventilation | 0.139% | 0 | 4.1138 | Residential_2035_Technical_MW_Before Competition Groups_Passive Attic Ventilation
Residential | Res ¦ CO Sensors for parking garage exhaust fans | 2035 | Economic | MW | Before Competition Groups | 2.2296 | 0 | 0 | 1646.9043 | 0.0013538 | 44 | Residential_2035_Economic_MW_Before Competition Groups_44 | CO Sensors for parking garage exhaust fans | 0.1354% | 0 | 2.2296 | Residential_2035_Economic_MW_Before Competition Groups_CO Sensors for parking garage exhaust fans
Residential | Res ¦ Demand Control Ventilation | 2035 | Economic | MW | Before Competition Groups | 2.2191 | 0 | 0 | 1646.9043 | 0.0013474 | 45 | Residential_2035_Economic_MW_Before Competition Groups_45 | Demand Control Ventilation | 0.1347% | 0 | 2.2191 | Residential_2035_Economic_MW_Before Competition Groups_Demand Control Ventilation
Residential | Res ¦ Ceiling Insulation | 2035 | Achievable | MW | Before Competition Groups | 1.0329 | 0 | 0 | 776.7012 | 0.0013299 | 50 | Residential_2035_Achievable_MW_Before Competition Groups_50 | Ceiling Insulation | 0.133% | 0 | 1.0329 | Residential_2035_Achievable_MW_Before Competition Groups_Ceiling Insulation
Residential | Res ¦ Drain Water Heat Recovery | 2035 | Economic | MW | Before Competition Groups | 2.0859 | 0 | 0 | 1646.9043 | 0.0012665 | 46 | Residential_2035_Economic_MW_Before Competition Groups_46 | Drain Water Heat Recovery | 0.1267% | 0 | 2.0859 | Residential_2035_Economic_MW_Before Competition Groups_Drain Water Heat Recovery
Residential | Res ¦ Furnace Whistle | 2035 | Economic | MW | Before Competition Groups | 2.0811 | 0 | 0 | 1646.9043 | 0.0012636 | 47 | Residential_2035_Economic_MW_Before Competition Groups_47 | Furnace Whistle | 0.1264% | 0 | 2.0811 | Residential_2035_Economic_MW_Before Competition Groups_Furnace Whistle
Residential | Res ¦ Outside Air Economizer | 2035 | Technical | MW | Before Competition Groups | 3.5339 | 0 | 0 | 2960.3524 | 0.0011937 | 59 | Residential_2035_Technical_MW_Before Competition Groups_59 | Outside Air Economizer | 0.1194% | 0 | 3.5339 | Residential_2035_Technical_MW_Before Competition Groups_Outside Air Economizer
Residential | Res ¦ Energy Star Windows | 2035 | Achievable | MW | Before Competition Groups | 0.87835 | 0 | 0 | 776.7012 | 0.0011309 | 51 | Residential_2035_Achievable_MW_Before Competition Groups_51 | Energy Star Windows | 0.1131% | 0 | 0.87835 | Residential_2035_Achievable_MW_Before Competition Groups_Energy Star Windows
Residential | Res ¦ Condensing Make Up Air Unit | 2035 | Economic | MW | Before Competition Groups | 1.8605 | 0 | 0 | 1646.9043 | 0.0011297 | 48 | Residential_2035_Economic_MW_Before Competition Groups_48 | Condensing Make Up Air Unit | 0.113% | 0 | 1.8605 | Residential_2035_Economic_MW_Before Competition Groups_Condensing Make Up Air Unit
Residential | Res ¦ Comprehensive Draft Proofing | 2035 | Economic | MW | Before Competition Groups | 1.7978 | 0 | 0 | 1646.9043 | 0.0010916 | 49 | Residential_2035_Economic_MW_Before Competition Groups_49 | Comprehensive Draft Proofing | 0.1092% | 0 | 1.7978 | Residential_2035_Economic_MW_Before Competition Groups_Comprehensive Draft Proofing
Residential | Res ¦ Drain Water Heat Recovery | 2035 | Achievable | MW | Before Competition Groups | 0.82793 | 0 | 0 | 776.7012 | 0.001066 | 52 | Residential_2035_Achievable_MW_Before Competition Groups_52 | Drain Water Heat Recovery | 0.1066% | 0 | 0.82793 | Residential_2035_Achievable_MW_Before Competition Groups_Drain Water Heat Recovery
Residential | Res ¦ Variable Frequency Drive (VFD) | 2035 | Economic | MW | Before Competition Groups | 1.7435 | 0 | 0 | 1646.9043 | 0.0010587 | 50 | Residential_2035_Economic_MW_Before Competition Groups_50 | Variable Frequency Drive (VFD) | 0.1059% | 0 | 1.7435 | Residential_2035_Economic_MW_Before Competition Groups_Variable Frequency Drive (VFD)
Residential | Res ¦ Early Hot Water Heater Replacement | 2035 | Technical | MW | Before Competition Groups | 3.1074 | 0 | 0 | 2960.3524 | 0.0010497 | 60 | Residential_2035_Technical_MW_Before Competition Groups_60 | Early Hot Water Heater Replacement | 0.105% | 0 | 3.1074 | Residential_2035_Technical_MW_Before Competition Groups_Early Hot Water Heater Replacement
Residential | Res ¦ Energy Star Windows | 2035 | Economic | MW | Before Competition Groups | 1.5636 | 0 | 0 | 1646.9043 | 0.00094943 | 51 | Residential_2035_Economic_MW_Before Competition Groups_51 | Energy Star Windows | 0.09494% | 0 | 1.5636 | Residential_2035_Economic_MW_Before Competition Groups_Energy Star Windows
Residential | Res ¦ Solar Water Heating System | 2035 | Technical | MW | Before Competition Groups | 2.8098 | 0 | 0 | 2960.3524 | 0.00094915 | 61 | Residential_2035_Technical_MW_Before Competition Groups_61 | Solar Water Heating System | 0.09491% | 0 | 2.8098 | Residential_2035_Technical_MW_Before Competition Groups_Solar Water Heating System
Residential | Res ¦ Heat Recovery Ventilator | 2035 | Achievable | MW | Before Competition Groups | 0.73292 | 0 | 0 | 776.7012 | 0.00094363 | 53 | Residential_2035_Achievable_MW_Before Competition Groups_53 | Heat Recovery Ventilator | 0.09436% | 0 | 0.73292 | Residential_2035_Achievable_MW_Before Competition Groups_Heat Recovery Ventilator
Residential | Res ¦ Energy Star Dishwasher | 2035 | Technical | MW | Before Competition Groups | 2.76 | 0 | 0 | 2960.3524 | 0.00093231 | 62 | Residential_2035_Technical_MW_Before Competition Groups_62 | Energy Star Dishwasher | 0.09323% | 0 | 2.76 | Residential_2035_Technical_MW_Before Competition Groups_Energy Star Dishwasher
Residential | Res ¦ Air Source Heat Pump Maintenance | 2035 | Technical | MW | Before Competition Groups | 2.7487 | 0 | 0 | 2960.3524 | 0.00092851 | 63 | Residential_2035_Technical_MW_Before Competition Groups_63 | Air Source Heat Pump Maintenance | 0.09285% | 0 | 2.7487 | Residential_2035_Technical_MW_Before Competition Groups_Air Source Heat Pump Maintenance
Residential | Res ¦ High Efficiency Storage Water Heater | 2035 | Technical | MW | Before Competition Groups | 2.4757 | 0 | 0 | 2960.3524 | 0.00083628 | 64 | Residential_2035_Technical_MW_Before Competition Groups_64 | High Efficiency Storage Water Heater | 0.08363% | 0 | 2.4757 | Residential_2035_Technical_MW_Before Competition Groups_High Efficiency Storage Water Heater
Residential | Res ¦ ENERGY STAR LED LAMPS (REFLECTOR LAMPs/MR16/PAR 16) | 2035 | Technical | MW | Before Competition Groups | 2.4093 | 0 | 0 | 2960.3524 | 0.00081385 | 65 | Residential_2035_Technical_MW_Before Competition Groups_65 | ENERGY STAR LED LAMPS (REFLECTOR LAMPs/MR16/PAR 16) | 0.08138% | 0 | 2.4093 | Residential_2035_Technical_MW_Before Competition Groups_ENERGY STAR LED LAMPS (REFLECTOR LAMPs/MR16/PAR 16)
Residential | Res ¦ CO Sensors for parking garage exhaust fans | 2035 | Technical | MW | Before Competition Groups | 2.2296 | 0 | 0 | 2960.3524 | 0.00075315 | 66 | Residential_2035_Technical_MW_Before Competition Groups_66 | CO Sensors for parking garage exhaust fans | 0.07532% | 0 | 2.2296 | Residential_2035_Technical_MW_Before Competition Groups_CO Sensors for parking garage exhaust fans
Residential | Res ¦ Demand Control Ventilation | 2035 | Technical | MW | Before Competition Groups | 2.2191 | 0 | 0 | 2960.3524 | 0.0007496 | 67 | Residential_2035_Technical_MW_Before Competition Groups_67 | Demand Control Ventilation | 0.07496% | 0 | 2.2191 | Residential_2035_Technical_MW_Before Competition Groups_Demand Control Ventilation
Residential | Res ¦ Drain Water Heat Recovery | 2035 | Technical | MW | Before Competition Groups | 2.0859 | 0 | 0 | 2960.3524 | 0.0007046 | 68 | Residential_2035_Technical_MW_Before Competition Groups_68 | Drain Water Heat Recovery | 0.07046% | 0 | 2.0859 | Residential_2035_Technical_MW_Before Competition Groups_Drain Water Heat Recovery
Residential | Res ¦ Furnace Whistle | 2035 | Technical | MW | Before Competition Groups | 2.0811 | 0 | 0 | 2960.3524 | 0.00070299 | 69 | Residential_2035_Technical_MW_Before Competition Groups_69 | Furnace Whistle | 0.0703% | 0 | 2.0811 | Residential_2035_Technical_MW_Before Competition Groups_Furnace Whistle
Residential | Res ¦ VFD on Pumps | 2035 | Achievable | MW | Before Competition Groups | 0.53961 | 0 | 0 | 776.7012 | 0.00069474 | 54 | Residential_2035_Achievable_MW_Before Competition Groups_54 | VFD on Pumps | 0.06947% | 0 | 0.53961 | Residential_2035_Achievable_MW_Before Competition Groups_VFD on Pumps
Residential | Res ¦ LED Parking Lot Fixture | 2035 | Economic | MW | Before Competition Groups | 1.132 | 0 | 0 | 1646.9043 | 0.00068737 | 52 | Residential_2035_Economic_MW_Before Competition Groups_52 | LED Parking Lot Fixture | 0.06874% | 0 | 1.132 | Residential_2035_Economic_MW_Before Competition Groups_LED Parking Lot Fixture
Residential | Res ¦ Water Heater Temperature Setback | 2035 | Economic | MW | Before Competition Groups | 1.0904 | 0 | 0 | 1646.9043 | 0.00066211 | 53 | Residential_2035_Economic_MW_Before Competition Groups_53 | Water Heater Temperature Setback | 0.06621% | 0 | 1.0904 | Residential_2035_Economic_MW_Before Competition Groups_Water Heater Temperature Setback
Residential | Res ¦ LED Exterior Area Lights - LED Fixture (200W) | 2035 | Achievable | MW | Before Competition Groups | 0.50681 | 0 | 0 | 776.7012 | 0.00065252 | 55 | Residential_2035_Achievable_MW_Before Competition Groups_55 | LED Exterior Area Lights - LED Fixture (200W) | 0.06525% | 0 | 0.50681 | Residential_2035_Achievable_MW_Before Competition Groups_LED Exterior Area Lights - LED Fixture (200W)
Residential | Res ¦ Window Film | 2035 | Technical | MW | Before Competition Groups | 1.9278 | 0 | 0 | 2960.3524 | 0.0006512 | 70 | Residential_2035_Technical_MW_Before Competition Groups_70 | Window Film | 0.06512% | 0 | 1.9278 | Residential_2035_Technical_MW_Before Competition Groups_Window Film
Residential | Res ¦ Heat Pump Water Heater | 2035 | Economic | MW | Before Competition Groups | 1.0624 | 0 | 0 | 1646.9043 | 0.00064506 | 54 | Residential_2035_Economic_MW_Before Competition Groups_54 | Heat Pump Water Heater | 0.06451% | 0 | 1.0624 | Residential_2035_Economic_MW_Before Competition Groups_Heat Pump Water Heater
Residential | Res ¦ Condensing Make Up Air Unit | 2035 | Technical | MW | Before Competition Groups | 1.8605 | 0 | 0 | 2960.3524 | 0.00062847 | 71 | Residential_2035_Technical_MW_Before Competition Groups_71 | Condensing Make Up Air Unit | 0.06285% | 0 | 1.8605 | Residential_2035_Technical_MW_Before Competition Groups_Condensing Make Up Air Unit
Residential | Res ¦ Comprehensive Draft Proofing | 2035 | Technical | MW | Before Competition Groups | 1.7978 | 0 | 0 | 2960.3524 | 0.00060729 | 72 | Residential_2035_Technical_MW_Before Competition Groups_72 | Comprehensive Draft Proofing | 0.06073% | 0 | 1.7978 | Residential_2035_Technical_MW_Before Competition Groups_Comprehensive Draft Proofing
Residential | Res ¦ Variable Frequency Drive (VFD) | 2035 | Technical | MW | Before Competition Groups | 1.7435 | 0 | 0 | 2960.3524 | 0.00058895 | 73 | Residential_2035_Technical_MW_Before Competition Groups_73 | Variable Frequency Drive (VFD) | 0.0589% | 0 | 1.7435 | Residential_2035_Technical_MW_Before Competition Groups_Variable Frequency Drive (VFD)
Residential | Res ¦ ENERGY STAR LED Lamps (General Service Lamps) | 2035 | Achievable | MW | Before Competition Groups | 0.40698 | 0 | 0 | 776.7012 | 0.00052398 | 56 | Residential_2035_Achievable_MW_Before Competition Groups_56 | ENERGY STAR LED Lamps (General Service Lamps) | 0.0524% | 0 | 0.40698 | Residential_2035_Achievable_MW_Before Competition Groups_ENERGY STAR LED Lamps (General Service Lamps)
Residential | Res ¦ Solar Powered Attic Fan | 2035 | Technical | MW | Before Competition Groups | 1.5181 | 0 | 0 | 2960.3524 | 0.0005128 | 74 | Residential_2035_Technical_MW_Before Competition Groups_74 | Solar Powered Attic Fan | 0.05128% | 0 | 1.5181 | Residential_2035_Technical_MW_Before Competition Groups_Solar Powered Attic Fan
Residential | Res ¦ DHW Recirculation Systems | 2035 | Technical | MW | Before Competition Groups | 1.3507 | 0 | 0 | 2960.3524 | 0.00045627 | 75 | Residential_2035_Technical_MW_Before Competition Groups_75 | DHW Recirculation Systems | 0.04563% | 0 | 1.3507 | Residential_2035_Technical_MW_Before Competition Groups_DHW Recirculation Systems
Residential | Res ¦ ECM MOTORS FOR HVAC APPLICATION (FAN-POWERED VAV BOX) | 2035 | Achievable | MW | Before Competition Groups | 0.30579 | 0 | 0 | 776.7012 | 0.00039371 | 57 | Residential_2035_Achievable_MW_Before Competition Groups_57 | ECM MOTORS FOR HVAC APPLICATION (FAN-POWERED VAV BOX) | 0.03937% | 0 | 0.30579 | Residential_2035_Achievable_MW_Before Competition Groups_ECM MOTORS FOR HVAC APPLICATION (FAN-POWERED VAV BOX)
Residential | Res ¦ LED Parking Lot Fixture | 2035 | Technical | MW | Before Competition Groups | 1.132 | 0 | 0 | 2960.3524 | 0.0003824 | 76 | Residential_2035_Technical_MW_Before Competition Groups_76 | LED Parking Lot Fixture | 0.03824% | 0 | 1.132 | Residential_2035_Technical_MW_Before Competition Groups_LED Parking Lot Fixture
Residential | Res ¦ Water Heater Temperature Setback | 2035 | Technical | MW | Before Competition Groups | 1.0904 | 0 | 0 | 2960.3524 | 0.00036834 | 77 | Residential_2035_Technical_MW_Before Competition Groups_77 | Water Heater Temperature Setback | 0.03683% | 0 | 1.0904 | Residential_2035_Technical_MW_Before Competition Groups_Water Heater Temperature Setback
Residential | Res ¦ VFD on Pumps | 2035 | Economic | MW | Before Competition Groups | 0.53615 | 0 | 0 | 1646.9043 | 0.00032555 | 55 | Residential_2035_Economic_MW_Before Competition Groups_55 | VFD on Pumps | 0.03255% | 0 | 0.53615 | Residential_2035_Economic_MW_Before Competition Groups_VFD on Pumps
Residential | Res ¦ LED Exterior Area Lights - LED Fixture (200W) | 2035 | Economic | MW | Before Competition Groups | 0.53405 | 0 | 0 | 1646.9043 | 0.00032427 | 56 | Residential_2035_Economic_MW_Before Competition Groups_56 | LED Exterior Area Lights - LED Fixture (200W) | 0.03243% | 0 | 0.53405 | Residential_2035_Economic_MW_Before Competition Groups_LED Exterior Area Lights - LED Fixture (200W)
Residential | Res ¦ HVAC Optimization | 2035 | Technical | MW | Before Competition Groups | 0.89458 | 0 | 0 | 2960.3524 | 0.00030219 | 78 | Residential_2035_Technical_MW_Before Competition Groups_78 | HVAC Optimization | 0.03022% | 0 | 0.89458 | Residential_2035_Technical_MW_Before Competition Groups_HVAC Optimization
Residential | Res ¦ LED Downlight | 2035 | Economic | MW | Before Competition Groups | 0.4946 | 0 | 0 | 1646.9043 | 0.00030032 | 57 | Residential_2035_Economic_MW_Before Competition Groups_57 | LED Downlight | 0.03003% | 0 | 0.4946 | Residential_2035_Economic_MW_Before Competition Groups_LED Downlight
Residential | Res ¦ Beverage Vending Machine Controls | 2035 | Achievable | MW | Before Competition Groups | 0.20819 | 0 | 0 | 776.7012 | 0.00026804 | 58 | Residential_2035_Achievable_MW_Before Competition Groups_58 | Beverage Vending Machine Controls | 0.0268% | 0 | 0.20819 | Residential_2035_Achievable_MW_Before Competition Groups_Beverage Vending Machine Controls
Residential | Res ¦ ENERGY STAR LED Lamps (General Service Lamps) | 2035 | Economic | MW | Before Competition Groups | 0.42985 | 0 | 0 | 1646.9043 | 0.000261 | 58 | Residential_2035_Economic_MW_Before Competition Groups_58 | ENERGY STAR LED Lamps (General Service Lamps) | 0.0261% | 0 | 0.42985 | Residential_2035_Economic_MW_Before Competition Groups_ENERGY STAR LED Lamps (General Service Lamps)
Residential | Res ¦ ECM MOTORS FOR HVAC APPLICATION (FAN-POWERED VAV BOX) | 2035 | Economic | MW | Before Competition Groups | 0.3713 | 0 | 0 | 1646.9043 | 0.00022545 | 59 | Residential_2035_Economic_MW_Before Competition Groups_59 | ECM MOTORS FOR HVAC APPLICATION (FAN-POWERED VAV BOX) | 0.02255% | 0 | 0.3713 | Residential_2035_Economic_MW_Before Competition Groups_ECM MOTORS FOR HVAC APPLICATION (FAN-POWERED VAV BOX)
Residential | Res ¦ Chilled Water Optimization | 2035 | Achievable | MW | Before Competition Groups | 0.17256 | 0 | 0 | 776.7012 | 0.00022217 | 59 | Residential_2035_Achievable_MW_Before Competition Groups_59 | Chilled Water Optimization | 0.02222% | 0 | 0.17256 | Residential_2035_Achievable_MW_Before Competition Groups_Chilled Water Optimization
Residential | Res ¦ VFD on Pumps | 2035 | Technical | MW | Before Competition Groups | 0.53615 | 0 | 0 | 2960.3524 | 0.00018111 | 79 | Residential_2035_Technical_MW_Before Competition Groups_79 | VFD on Pumps | 0.01811% | 0 | 0.53615 | Residential_2035_Technical_MW_Before Competition Groups_VFD on Pumps
Residential | Res ¦ LED Exterior Area Lights - LED Fixture (200W) | 2035 | Technical | MW | Before Competition Groups | 0.53405 | 0 | 0 | 2960.3524 | 0.0001804 | 80 | Residential_2035_Technical_MW_Before Competition Groups_80 | LED Exterior Area Lights - LED Fixture (200W) | 0.01804% | 0 | 0.53405 | Residential_2035_Technical_MW_Before Competition Groups_LED Exterior Area Lights - LED Fixture (200W)
Residential | Res ¦ Chilled Water Optimization | 2035 | Economic | MW | Before Competition Groups | 0.26729 | 0 | 0 | 1646.9043 | 0.0001623 | 60 | Residential_2035_Economic_MW_Before Competition Groups_60 | Chilled Water Optimization | 0.01623% | 0 | 0.26729 | Residential_2035_Economic_MW_Before Competition Groups_Chilled Water Optimization
Residential | Res ¦ Beverage Vending Machine Controls | 2035 | Economic | MW | Before Competition Groups | 0.26523 | 0 | 0 | 1646.9043 | 0.00016105 | 61 | Residential_2035_Economic_MW_Before Competition Groups_61 | Beverage Vending Machine Controls | 0.0161% | 0 | 0.26523 | Residential_2035_Economic_MW_Before Competition Groups_Beverage Vending Machine Controls
Residential | Res ¦ ENERGY STAR LED Lamps (General Service Lamps) | 2035 | Technical | MW | Before Competition Groups | 0.42985 | 0 | 0 | 2960.3524 | 0.0001452 | 81 | Residential_2035_Technical_MW_Before Competition Groups_81 | ENERGY STAR LED Lamps (General Service Lamps) | 0.01452% | 0 | 0.42985 | Residential_2035_Technical_MW_Before Competition Groups_ENERGY STAR LED Lamps (General Service Lamps)
Residential | Res ¦ Air Source Heat Pump | 2035 | Achievable | MW | Before Competition Groups | 0.10983 | 0 | 0 | 776.7012 | 0.00014141 | 60 | Residential_2035_Achievable_MW_Before Competition Groups_60 | Air Source Heat Pump | 0.01414% | 0 | 0.10983 | Residential_2035_Achievable_MW_Before Competition Groups_Air Source Heat Pump
Residential | Res ¦ ECM MOTORS FOR HVAC APPLICATION (FAN-POWERED VAV BOX) | 2035 | Technical | MW | Before Competition Groups | 0.3713 | 0 | 0 | 2960.3524 | 0.00012542 | 82 | Residential_2035_Technical_MW_Before Competition Groups_82 | ECM MOTORS FOR HVAC APPLICATION (FAN-POWERED VAV BOX) | 0.01254% | 0 | 0.3713 | Residential_2035_Technical_MW_Before Competition Groups_ECM MOTORS FOR HVAC APPLICATION (FAN-POWERED VAV BOX)
Residential | Res ¦ Heat Pump Water Heater | 2035 | Achievable | MW | Before Competition Groups | 0.093064 | 0 | 0 | 776.7012 | 0.00011982 | 61 | Residential_2035_Achievable_MW_Before Competition Groups_61 | Heat Pump Water Heater | 0.01198% | 0 | 0.093064 | Residential_2035_Achievable_MW_Before Competition Groups_Heat Pump Water Heater
Residential | Res ¦ Networked/ Connected - Indoor LED Luminaire | 2035 | Economic | MW | Before Competition Groups | 0.15266 | 0 | 0 | 1646.9043 | 9.2698e-05 | 62 | Residential_2035_Economic_MW_Before Competition Groups_62 | Networked/ Connected - Indoor LED Luminaire | 0.00927% | 0 | 0.15266 | Residential_2035_Economic_MW_Before Competition Groups_Networked/ Connected - Indoor LED Luminaire
Residential | Res ¦ Chilled Water Optimization | 2035 | Technical | MW | Before Competition Groups | 0.26729 | 0 | 0 | 2960.3524 | 9.0291e-05 | 83 | Residential_2035_Technical_MW_Before Competition Groups_83 | Chilled Water Optimization | 0.009029% | 0 | 0.26729 | Residential_2035_Technical_MW_Before Competition Groups_Chilled Water Optimization
Residential | Res ¦ Beverage Vending Machine Controls | 2035 | Technical | MW | Before Competition Groups | 0.26523 | 0 | 0 | 2960.3524 | 8.9595e-05 | 84 | Residential_2035_Technical_MW_Before Competition Groups_84 | Beverage Vending Machine Controls | 0.00896% | 0 | 0.26523 | Residential_2035_Technical_MW_Before Competition Groups_Beverage Vending Machine Controls
Residential | Res ¦ Wall Insulation MF | 2035 | Technical | MW | Before Competition Groups | 0.17117 | 0 | 0 | 2960.3524 | 5.7822e-05 | 85 | Residential_2035_Technical_MW_Before Competition Groups_85 | Wall Insulation MF | 0.005782% | 0 | 0.17117 | Residential_2035_Technical_MW_Before Competition Groups_Wall Insulation MF
Residential | Res ¦ LED High Bay Fixture | 2035 | Achievable | MW | Before Competition Groups | 0.022882 | 0 | 0 | 776.7012 | 2.946e-05 | 62 | Residential_2035_Achievable_MW_Before Competition Groups_62 | LED High Bay Fixture | 0.002946% | 0 | 0.022882 | Residential_2035_Achievable_MW_Before Competition Groups_LED High Bay Fixture
Residential | Res ¦ LED High Bay Fixture | 2035 | Economic | MW | Before Competition Groups | 0.033248 | 0 | 0 | 1646.9043 | 2.0188e-05 | 63 | Residential_2035_Economic_MW_Before Competition Groups_63 | LED High Bay Fixture | 0.002019% | 0 | 0.033248 | Residential_2035_Economic_MW_Before Competition Groups_LED High Bay Fixture
Residential | Res ¦ LED Recessed Downlights | 2035 | Technical | MW | Before Competition Groups | 0.038676 | 0 | 0 | 2960.3524 | 1.3065e-05 | 86 | Residential_2035_Technical_MW_Before Competition Groups_86 | LED Recessed Downlights | 0.001306% | 0 | 0.038676 | Residential_2035_Technical_MW_Before Competition Groups_LED Recessed Downlights
Residential | Res ¦ LED High Bay Fixture | 2035 | Technical | MW | Before Competition Groups | 0.033248 | 0 | 0 | 2960.3524 | 1.1231e-05 | 87 | Residential_2035_Technical_MW_Before Competition Groups_87 | LED High Bay Fixture | 0.001123% | 0 | 0.033248 | Residential_2035_Technical_MW_Before Competition Groups_LED High Bay Fixture
Residential | Res ¦ Wall Insulation MF | 2035 | Economic | MW | Before Competition Groups | 0.017977 | 0 | 0 | 1646.9043 | 1.0916e-05 | 64 | Residential_2035_Economic_MW_Before Competition Groups_64 | Wall Insulation MF | 0.001092% | 0 | 0.017977 | Residential_2035_Economic_MW_Before Competition Groups_Wall Insulation MF
Residential | Res ¦ Radiant Barrier | 2035 | Economic | MW | Before Competition Groups | 0.0088155 | 0 | 0 | 1646.9043 | 5.3527e-06 | 65 | Residential_2035_Economic_MW_Before Competition Groups_65 | Radiant Barrier | 0.0005353% | 0 | 0.0088155 | Residential_2035_Economic_MW_Before Competition Groups_Radiant Barrier
Residential | Res ¦ Wall Insulation MF | 2035 | Achievable | MW | Before Competition Groups | 0.0037406 | 0 | 0 | 776.7012 | 4.816e-06 | 63 | Residential_2035_Achievable_MW_Before Competition Groups_63 | Wall Insulation MF | 0.0004816% | 0 | 0.0037406 | Residential_2035_Achievable_MW_Before Competition Groups_Wall Insulation MF
Residential | Res ¦ Radiant Barrier | 2035 | Technical | MW | Before Competition Groups | 0.013088 | 0 | 0 | 2960.3524 | 4.4209e-06 | 88 | Residential_2035_Technical_MW_Before Competition Groups_88 | Radiant Barrier | 0.0004421% | 0 | 0.013088 | Residential_2035_Technical_MW_Before Competition Groups_Radiant Barrier
Residential | Res ¦ Solar Water Preheat (Pools/DHW) | 2035 | Technical | MW | Before Competition Groups | 0.010101 | 0 | 0 | 2960.3524 | 3.4122e-06 | 89 | Residential_2035_Technical_MW_Before Competition Groups_89 | Solar Water Preheat (Pools/DHW) | 0.0003412% | 0 | 0.010101 | Residential_2035_Technical_MW_Before Competition Groups_Solar Water Preheat (Pools/DHW)
Residential | Res ¦ Radiant Barrier | 2035 | Achievable | MW | Before Competition Groups | 0.0012848 | 0 | 0 | 776.7012 | 1.6542e-06 | 64 | Residential_2035_Achievable_MW_Before Competition Groups_64 | Radiant Barrier | 0.0001654% | 0 | 0.0012848 | Residential_2035_Achievable_MW_Before Competition Groups_Radiant Barrier
Residential | Res ¦ Networked/ Connected - Indoor LED Luminaire | 2035 | Achievable | MW | Before Competition Groups | 0.0012682 | 0 | 0 | 776.7012 | 1.6328e-06 | 65 | Residential_2035_Achievable_MW_Before Competition Groups_65 | Networked/ Connected - Indoor LED Luminaire | 0.0001633% | 0 | 0.0012682 | Residential_2035_Achievable_MW_Before Competition Groups_Networked/ Connected - Indoor LED Luminaire
Residential | Res ¦ Photocell Controls (Outdoor) | 2035 | Technical | MW | Before Competition Groups | 7.7938e-05 | 0 | 0 | 2960.3524 | 2.6327e-08 | 90 | Residential_2035_Technical_MW_Before Competition Groups_90 | Photocell Controls (Outdoor) | 2.633e-06% | 0 | 7.7938e-05 | Residential_2035_Technical_MW_Before Competition Groups_Photocell Controls (Outdoor)
Residential | Res ¦ DHW Recirculation Systems | 2035 | Achievable | MW | Before Competition Groups | 0 | 0 | 0 | 776.7012 | 0 | 66 | Residential_2035_Achievable_MW_Before Competition Groups_66 | DHW Recirculation Systems | 0% | 0 | 0 | Residential_2035_Achievable_MW_Before Competition Groups_DHW Recirculation Systems
Residential | Res ¦ DHW Recirculation Systems | 2035 | Economic | MW | Before Competition Groups | 0 | 0 | 0 | 1646.9043 | 0 | 66 | Residential_2035_Economic_MW_Before Competition Groups_66 | DHW Recirculation Systems | 0% | 0 | 0 | Residential_2035_Economic_MW_Before Competition Groups_DHW Recirculation Systems
Residential | Res ¦ Lighting Motion Sensors, Timers, Dimmers | 2035 | Achievable | MW | Before Competition Groups | 0 | 0 | 0 | 776.7012 | 0 | 67 | Residential_2035_Achievable_MW_Before Competition Groups_67 | Lighting Motion Sensors, Timers, Dimmers | 0% | 0 | 0 | Residential_2035_Achievable_MW_Before Competition Groups_Lighting Motion Sensors, Timers, Dimmers
Residential | Res ¦ Lighting Motion Sensors, Timers, Dimmers | 2035 | Economic | MW | Before Competition Groups | 0 | 0 | 0 | 1646.9043 | 0 | 67 | Residential_2035_Economic_MW_Before Competition Groups_67 | Lighting Motion Sensors, Timers, Dimmers | 0% | 0 | 0 | Residential_2035_Economic_MW_Before Competition Groups_Lighting Motion Sensors, Timers, Dimmers
Residential | Res ¦ Ductless Mini-Split Heat Pump | 2036 | Achievable | MW | Before Competition Groups | 122.1985 | 0 | 0 | 840.3594 | 0.14541 | 1 | Residential_2036_Achievable_MW_Before Competition Groups_1 | Ductless Mini-Split Heat Pump | 14.54% | 0 | 122.1985 | Residential_2036_Achievable_MW_Before Competition Groups_Ductless Mini-Split Heat Pump
Residential | Res ¦ Adaptive Thermostat | 2036 | Economic | MW | Before Competition Groups | 207.2896 | 0 | 0 | 1689.1991 | 0.12271 | 1 | Residential_2036_Economic_MW_Before Competition Groups_1 | Adaptive Thermostat | 12.27% | 0 | 207.2896 | Residential_2036_Economic_MW_Before Competition Groups_Adaptive Thermostat
Residential | Res ¦ Ductless Mini-Split Heat Pump | 2036 | Economic | MW | Before Competition Groups | 198.0457 | 0 | 0 | 1689.1991 | 0.11724 | 2 | Residential_2036_Economic_MW_Before Competition Groups_2 | Ductless Mini-Split Heat Pump | 11.72% | 0 | 198.0457 | Residential_2036_Economic_MW_Before Competition Groups_Ductless Mini-Split Heat Pump
Residential | Res ¦ Building Recommissioning, Operations and Maintenance (O&M) Improvements | 2036 | Achievable | MW | Before Competition Groups | 89.1894 | 0 | 0 | 840.3594 | 0.10613 | 2 | Residential_2036_Achievable_MW_Before Competition Groups_2 | Building Recommissioning, Operations and Maintenance (O&M) Improvements | 10.61% | 0 | 89.1894 | Residential_2036_Achievable_MW_Before Competition Groups_Building Recommissioning, Operations and Maintenance (O&M) Improvements
Residential | Res ¦ Adaptive Thermostat | 2036 | Achievable | MW | Before Competition Groups | 77.2798 | 0 | 0 | 840.3594 | 0.09196 | 3 | Residential_2036_Achievable_MW_Before Competition Groups_3 | Adaptive Thermostat | 9.196% | 0 | 77.2798 | Residential_2036_Achievable_MW_Before Competition Groups_Adaptive Thermostat
Residential | Res ¦ Energy Star Clothes Washer | 2036 | Achievable | MW | Before Competition Groups | 73.7616 | 0 | 0 | 840.3594 | 0.087774 | 4 | Residential_2036_Achievable_MW_Before Competition Groups_4 | Energy Star Clothes Washer | 8.777% | 0 | 73.7616 | Residential_2036_Achievable_MW_Before Competition Groups_Energy Star Clothes Washer
Residential | Res ¦ Energy Star Central Air Conditioner | 2036 | Technical | MW | Before Competition Groups | 263.8204 | 0 | 0 | 3038.6959 | 0.08682 | 1 | Residential_2036_Technical_MW_Before Competition Groups_1 | Energy Star Central Air Conditioner | 8.682% | 0 | 263.8204 | Residential_2036_Technical_MW_Before Competition Groups_Energy Star Central Air Conditioner
Residential | Res ¦ Variable Speed Pool Pump Motor | 2036 | Achievable | MW | Before Competition Groups | 62.8674 | 0 | 0 | 840.3594 | 0.07481 | 5 | Residential_2036_Achievable_MW_Before Competition Groups_5 | Variable Speed Pool Pump Motor | 7.481% | 0 | 62.8674 | Residential_2036_Achievable_MW_Before Competition Groups_Variable Speed Pool Pump Motor
Residential | Res ¦ Adaptive Thermostat | 2036 | Technical | MW | Before Competition Groups | 207.2896 | 0 | 0 | 3038.6959 | 0.068217 | 2 | Residential_2036_Technical_MW_Before Competition Groups_2 | Adaptive Thermostat | 6.822% | 0 | 207.2896 | Residential_2036_Technical_MW_Before Competition Groups_Adaptive Thermostat
Residential | Res ¦ Ductless Mini-Split Heat Pump | 2036 | Technical | MW | Before Competition Groups | 198.0457 | 0 | 0 | 3038.6959 | 0.065175 | 3 | Residential_2036_Technical_MW_Before Competition Groups_3 | Ductless Mini-Split Heat Pump | 6.517% | 0 | 198.0457 | Residential_2036_Technical_MW_Before Competition Groups_Ductless Mini-Split Heat Pump
Residential | Res ¦ Energy Star Air Source Heat Pump | 2036 | Economic | MW | Before Competition Groups | 109.08 | 0 | 0 | 1689.1991 | 0.064575 | 3 | Residential_2036_Economic_MW_Before Competition Groups_3 | Energy Star Air Source Heat Pump | 6.457% | 0 | 109.08 | Residential_2036_Economic_MW_Before Competition Groups_Energy Star Air Source Heat Pump
Residential | Res ¦ Energy Star Ground Source Heat Pump | 2036 | Technical | MW | Before Competition Groups | 193.0901 | 0 | 0 | 3038.6959 | 0.063544 | 4 | Residential_2036_Technical_MW_Before Competition Groups_4 | Energy Star Ground Source Heat Pump | 6.354% | 0 | 193.0901 | Residential_2036_Technical_MW_Before Competition Groups_Energy Star Ground Source Heat Pump
Residential | Res ¦ Ductless Mini-Split Air Conditioner | 2036 | Technical | MW | Before Competition Groups | 190.4052 | 0 | 0 | 3038.6959 | 0.06266 | 5 | Residential_2036_Technical_MW_Before Competition Groups_5 | Ductless Mini-Split Air Conditioner | 6.266% | 0 | 190.4052 | Residential_2036_Technical_MW_Before Competition Groups_Ductless Mini-Split Air Conditioner
Residential | Res ¦ Smart Burners | 2036 | Economic | MW | Before Competition Groups | 97.4904 | 0 | 0 | 1689.1991 | 0.057714 | 4 | Residential_2036_Economic_MW_Before Competition Groups_4 | Smart Burners | 5.771% | 0 | 97.4904 | Residential_2036_Economic_MW_Before Competition Groups_Smart Burners
Residential | Res ¦ Energy Star A Line, PAR, MR Lamps | 2036 | Economic | MW | Before Competition Groups | 91.6131 | 0 | 0 | 1689.1991 | 0.054235 | 5 | Residential_2036_Economic_MW_Before Competition Groups_5 | Energy Star A Line, PAR, MR Lamps | 5.423% | 0 | 91.6131 | Residential_2036_Economic_MW_Before Competition Groups_Energy Star A Line, PAR, MR Lamps
Residential | Res ¦ Energy Star Clothes Washer | 2036 | Economic | MW | Before Competition Groups | 89.9867 | 0 | 0 | 1689.1991 | 0.053272 | 6 | Residential_2036_Economic_MW_Before Competition Groups_6 | Energy Star Clothes Washer | 5.327% | 0 | 89.9867 | Residential_2036_Economic_MW_Before Competition Groups_Energy Star Clothes Washer
Residential | Res ¦ Building Recommissioning, Operations and Maintenance (O&M) Improvements | 2036 | Economic | MW | Before Competition Groups | 85.3146 | 0 | 0 | 1689.1991 | 0.050506 | 7 | Residential_2036_Economic_MW_Before Competition Groups_7 | Building Recommissioning, Operations and Maintenance (O&M) Improvements | 5.051% | 0 | 85.3146 | Residential_2036_Economic_MW_Before Competition Groups_Building Recommissioning, Operations and Maintenance (O&M) Improvements
Residential | Res ¦ Energy Star LED Bulbs General Purpose LEDs | 2036 | Economic | MW | Before Competition Groups | 82.6868 | 0 | 0 | 1689.1991 | 0.04895 | 8 | Residential_2036_Economic_MW_Before Competition Groups_8 | Energy Star LED Bulbs General Purpose LEDs | 4.895% | 0 | 82.6868 | Residential_2036_Economic_MW_Before Competition Groups_Energy Star LED Bulbs General Purpose LEDs
Residential | Res ¦ Smart Burners | 2036 | Achievable | MW | Before Competition Groups | 37.8538 | 0 | 0 | 840.3594 | 0.045045 | 6 | Residential_2036_Achievable_MW_Before Competition Groups_6 | Smart Burners | 4.504% | 0 | 37.8538 | Residential_2036_Achievable_MW_Before Competition Groups_Smart Burners
Residential | Res ¦ Basement Wall Insulation | 2036 | Economic | MW | Before Competition Groups | 75.8346 | 0 | 0 | 1689.1991 | 0.044894 | 9 | Residential_2036_Economic_MW_Before Competition Groups_9 | Basement Wall Insulation | 4.489% | 0 | 75.8346 | Residential_2036_Economic_MW_Before Competition Groups_Basement Wall Insulation
Residential | Res ¦ Smart Burners | 2036 | Technical | MW | Before Competition Groups | 131.5049 | 0 | 0 | 3038.6959 | 0.043277 | 6 | Residential_2036_Technical_MW_Before Competition Groups_6 | Smart Burners | 4.328% | 0 | 131.5049 | Residential_2036_Technical_MW_Before Competition Groups_Smart Burners
Residential | Res ¦ Energy Star LED Specialty Bulbs | 2036 | Economic | MW | Before Competition Groups | 73.0531 | 0 | 0 | 1689.1991 | 0.043247 | 10 | Residential_2036_Economic_MW_Before Competition Groups_10 | Energy Star LED Specialty Bulbs | 4.325% | 0 | 73.0531 | Residential_2036_Economic_MW_Before Competition Groups_Energy Star LED Specialty Bulbs
Residential | Res ¦ Energy Star Room Air Conditioner | 2036 | Economic | MW | Before Competition Groups | 72.6797 | 0 | 0 | 1689.1991 | 0.043026 | 11 | Residential_2036_Economic_MW_Before Competition Groups_11 | Energy Star Room Air Conditioner | 4.303% | 0 | 72.6797 | Residential_2036_Economic_MW_Before Competition Groups_Energy Star Room Air Conditioner
Residential | Res ¦ Energy Star Air Source Heat Pump | 2036 | Achievable | MW | Before Competition Groups | 36.0775 | 0 | 0 | 840.3594 | 0.042931 | 7 | Residential_2036_Achievable_MW_Before Competition Groups_7 | Energy Star Air Source Heat Pump | 4.293% | 0 | 36.0775 | Residential_2036_Achievable_MW_Before Competition Groups_Energy Star Air Source Heat Pump
Residential | Res ¦ Smart Power Bar | 2036 | Achievable | MW | Before Competition Groups | 31.2941 | 0 | 0 | 840.3594 | 0.037239 | 8 | Residential_2036_Achievable_MW_Before Competition Groups_8 | Smart Power Bar | 3.724% | 0 | 31.2941 | Residential_2036_Achievable_MW_Before Competition Groups_Smart Power Bar
Residential | Res ¦ Smart Power Bar | 2036 | Economic | MW | Before Competition Groups | 62.0217 | 0 | 0 | 1689.1991 | 0.036717 | 12 | Residential_2036_Economic_MW_Before Competition Groups_12 | Smart Power Bar | 3.672% | 0 | 62.0217 | Residential_2036_Economic_MW_Before Competition Groups_Smart Power Bar
Residential | Res ¦ Energy Star Room Air Conditioner | 2036 | Achievable | MW | Before Competition Groups | 30.2927 | 0 | 0 | 840.3594 | 0.036047 | 9 | Residential_2036_Achievable_MW_Before Competition Groups_9 | Energy Star Room Air Conditioner | 3.605% | 0 | 30.2927 | Residential_2036_Achievable_MW_Before Competition Groups_Energy Star Room Air Conditioner
Residential | Res ¦ Energy Star Refrigerator | 2036 | Technical | MW | Before Competition Groups | 109.4922 | 0 | 0 | 3038.6959 | 0.036033 | 7 | Residential_2036_Technical_MW_Before Competition Groups_7 | Energy Star Refrigerator | 3.603% | 0 | 109.4922 | Residential_2036_Technical_MW_Before Competition Groups_Energy Star Refrigerator
Residential | Res ¦ Energy Star Air Source Heat Pump | 2036 | Technical | MW | Before Competition Groups | 109.08 | 0 | 0 | 3038.6959 | 0.035897 | 8 | Residential_2036_Technical_MW_Before Competition Groups_8 | Energy Star Air Source Heat Pump | 3.59% | 0 | 109.08 | Residential_2036_Technical_MW_Before Competition Groups_Energy Star Air Source Heat Pump
Residential | Res ¦ Variable Speed Pool Pump Motor | 2036 | Economic | MW | Before Competition Groups | 60.1378 | 0 | 0 | 1689.1991 | 0.035601 | 13 | Residential_2036_Economic_MW_Before Competition Groups_13 | Variable Speed Pool Pump Motor | 3.56% | 0 | 60.1378 | Residential_2036_Economic_MW_Before Competition Groups_Variable Speed Pool Pump Motor
Residential | Res ¦ Attic Insulation | 2036 | Economic | MW | Before Competition Groups | 58.5352 | 0 | 0 | 1689.1991 | 0.034653 | 14 | Residential_2036_Economic_MW_Before Competition Groups_14 | Attic Insulation | 3.465% | 0 | 58.5352 | Residential_2036_Economic_MW_Before Competition Groups_Attic Insulation
Residential | Res ¦ Heat Pump Clothes Dryer | 2036 | Technical | MW | Before Competition Groups | 97.2358 | 0 | 0 | 3038.6959 | 0.031999 | 9 | Residential_2036_Technical_MW_Before Competition Groups_9 | Heat Pump Clothes Dryer | 3.2% | 0 | 97.2358 | Residential_2036_Technical_MW_Before Competition Groups_Heat Pump Clothes Dryer
Residential | Res ¦ Energy Star A Line, PAR, MR Lamps | 2036 | Technical | MW | Before Competition Groups | 91.6131 | 0 | 0 | 3038.6959 | 0.030149 | 10 | Residential_2036_Technical_MW_Before Competition Groups_10 | Energy Star A Line, PAR, MR Lamps | 3.015% | 0 | 91.6131 | Residential_2036_Technical_MW_Before Competition Groups_Energy Star A Line, PAR, MR Lamps
Residential | Res ¦ Energy Star Clothes Washer | 2036 | Technical | MW | Before Competition Groups | 89.9867 | 0 | 0 | 3038.6959 | 0.029614 | 11 | Residential_2036_Technical_MW_Before Competition Groups_11 | Energy Star Clothes Washer | 2.961% | 0 | 89.9867 | Residential_2036_Technical_MW_Before Competition Groups_Energy Star Clothes Washer
Residential | Res ¦ Building Recommissioning, Operations and Maintenance (O&M) Improvements | 2036 | Technical | MW | Before Competition Groups | 85.3146 | 0 | 0 | 3038.6959 | 0.028076 | 12 | Residential_2036_Technical_MW_Before Competition Groups_12 | Building Recommissioning, Operations and Maintenance (O&M) Improvements | 2.808% | 0 | 85.3146 | Residential_2036_Technical_MW_Before Competition Groups_Building Recommissioning, Operations and Maintenance (O&M) Improvements
Residential | Res ¦ Energy Star LED Bulbs General Purpose LEDs | 2036 | Technical | MW | Before Competition Groups | 82.6868 | 0 | 0 | 3038.6959 | 0.027211 | 13 | Residential_2036_Technical_MW_Before Competition Groups_13 | Energy Star LED Bulbs General Purpose LEDs | 2.721% | 0 | 82.6868 | Residential_2036_Technical_MW_Before Competition Groups_Energy Star LED Bulbs General Purpose LEDs
Residential | Res ¦ Basement Wall Insulation | 2036 | Achievable | MW | Before Competition Groups | 22.5702 | 0 | 0 | 840.3594 | 0.026858 | 10 | Residential_2036_Achievable_MW_Before Competition Groups_10 | Basement Wall Insulation | 2.686% | 0 | 22.5702 | Residential_2036_Achievable_MW_Before Competition Groups_Basement Wall Insulation
Residential | Res ¦ Induction Cooking Stove Top | 2036 | Technical | MW | Before Competition Groups | 81.007 | 0 | 0 | 3038.6959 | 0.026658 | 14 | Residential_2036_Technical_MW_Before Competition Groups_14 | Induction Cooking Stove Top | 2.666% | 0 | 81.007 | Residential_2036_Technical_MW_Before Competition Groups_Induction Cooking Stove Top
Residential | Res ¦ Energy Star LED Bulbs General Purpose LEDs | 2036 | Achievable | MW | Before Competition Groups | 22.0639 | 0 | 0 | 840.3594 | 0.026255 | 11 | Residential_2036_Achievable_MW_Before Competition Groups_11 | Energy Star LED Bulbs General Purpose LEDs | 2.626% | 0 | 22.0639 | Residential_2036_Achievable_MW_Before Competition Groups_Energy Star LED Bulbs General Purpose LEDs
Residential | Res ¦ Basement Wall Insulation | 2036 | Technical | MW | Before Competition Groups | 75.8346 | 0 | 0 | 3038.6959 | 0.024956 | 15 | Residential_2036_Technical_MW_Before Competition Groups_15 | Basement Wall Insulation | 2.496% | 0 | 75.8346 | Residential_2036_Technical_MW_Before Competition Groups_Basement Wall Insulation
Residential | Res ¦ Energy Star Room Air Conditioner | 2036 | Technical | MW | Before Competition Groups | 73.5511 | 0 | 0 | 3038.6959 | 0.024205 | 16 | Residential_2036_Technical_MW_Before Competition Groups_16 | Energy Star Room Air Conditioner | 2.42% | 0 | 73.5511 | Residential_2036_Technical_MW_Before Competition Groups_Energy Star Room Air Conditioner
Residential | Res ¦ Energy Star LED Specialty Bulbs | 2036 | Technical | MW | Before Competition Groups | 73.0531 | 0 | 0 | 3038.6959 | 0.024041 | 17 | Residential_2036_Technical_MW_Before Competition Groups_17 | Energy Star LED Specialty Bulbs | 2.404% | 0 | 73.0531 | Residential_2036_Technical_MW_Before Competition Groups_Energy Star LED Specialty Bulbs
Residential | Res ¦ Energy Star LED Specialty Bulbs | 2036 | Achievable | MW | Before Competition Groups | 19.7165 | 0 | 0 | 840.3594 | 0.023462 | 12 | Residential_2036_Achievable_MW_Before Competition Groups_12 | Energy Star LED Specialty Bulbs | 2.346% | 0 | 19.7165 | Residential_2036_Achievable_MW_Before Competition Groups_Energy Star LED Specialty Bulbs
Residential | Res ¦ Basement or Crawlspace Insulation | 2036 | Technical | MW | Before Competition Groups | 63.104 | 0 | 0 | 3038.6959 | 0.020767 | 18 | Residential_2036_Technical_MW_Before Competition Groups_18 | Basement or Crawlspace Insulation | 2.077% | 0 | 63.104 | Residential_2036_Technical_MW_Before Competition Groups_Basement or Crawlspace Insulation
Residential | Res ¦ Attic Insulation | 2036 | Achievable | MW | Before Competition Groups | 17.4181 | 0 | 0 | 840.3594 | 0.020727 | 13 | Residential_2036_Achievable_MW_Before Competition Groups_13 | Attic Insulation | 2.073% | 0 | 17.4181 | Residential_2036_Achievable_MW_Before Competition Groups_Attic Insulation
Residential | Res ¦ Smart Power Bar | 2036 | Technical | MW | Before Competition Groups | 62.0217 | 0 | 0 | 3038.6959 | 0.020411 | 19 | Residential_2036_Technical_MW_Before Competition Groups_19 | Smart Power Bar | 2.041% | 0 | 62.0217 | Residential_2036_Technical_MW_Before Competition Groups_Smart Power Bar
Residential | Res ¦ Variable Speed Pool Pump Motor | 2036 | Technical | MW | Before Competition Groups | 60.1378 | 0 | 0 | 3038.6959 | 0.019791 | 20 | Residential_2036_Technical_MW_Before Competition Groups_20 | Variable Speed Pool Pump Motor | 1.979% | 0 | 60.1378 | Residential_2036_Technical_MW_Before Competition Groups_Variable Speed Pool Pump Motor
Residential | Res ¦ Attic Insulation | 2036 | Technical | MW | Before Competition Groups | 58.5352 | 0 | 0 | 3038.6959 | 0.019263 | 21 | Residential_2036_Technical_MW_Before Competition Groups_21 | Attic Insulation | 1.926% | 0 | 58.5352 | Residential_2036_Technical_MW_Before Competition Groups_Attic Insulation
Residential | Res ¦ Energy Star A Line, PAR, MR Lamps | 2036 | Achievable | MW | Before Competition Groups | 15.3816 | 0 | 0 | 840.3594 | 0.018304 | 14 | Residential_2036_Achievable_MW_Before Competition Groups_14 | Energy Star A Line, PAR, MR Lamps | 1.83% | 0 | 15.3816 | Residential_2036_Achievable_MW_Before Competition Groups_Energy Star A Line, PAR, MR Lamps
Residential | Res ¦ Energy Star Clothes Dryer | 2036 | Technical | MW | Before Competition Groups | 55.538 | 0 | 0 | 3038.6959 | 0.018277 | 22 | Residential_2036_Technical_MW_Before Competition Groups_22 | Energy Star Clothes Dryer | 1.828% | 0 | 55.538 | Residential_2036_Technical_MW_Before Competition Groups_Energy Star Clothes Dryer
Residential | Res ¦ Networked/ Connected - Indoor LED Lamp | 2036 | Technical | MW | Before Competition Groups | 55.4783 | 0 | 0 | 3038.6959 | 0.018257 | 23 | Residential_2036_Technical_MW_Before Competition Groups_23 | Networked/ Connected - Indoor LED Lamp | 1.826% | 0 | 55.4783 | Residential_2036_Technical_MW_Before Competition Groups_Networked/ Connected - Indoor LED Lamp
Residential | Res ¦ Occupancy Sensors MF | 2036 | Achievable | MW | Before Competition Groups | 13.2243 | 0 | 0 | 840.3594 | 0.015737 | 15 | Residential_2036_Achievable_MW_Before Competition Groups_15 | Occupancy Sensors MF | 1.574% | 0 | 13.2243 | Residential_2036_Achievable_MW_Before Competition Groups_Occupancy Sensors MF
Residential | Res ¦ Advanced BAS/Controllers | 2036 | Achievable | MW | Before Competition Groups | 13.0279 | 0 | 0 | 840.3594 | 0.015503 | 16 | Residential_2036_Achievable_MW_Before Competition Groups_16 | Advanced BAS/Controllers | 1.55% | 0 | 13.0279 | Residential_2036_Achievable_MW_Before Competition Groups_Advanced BAS/Controllers
Residential | Res ¦ Energy Star Torchiere | 2036 | Achievable | MW | Before Competition Groups | 12.9549 | 0 | 0 | 840.3594 | 0.015416 | 17 | Residential_2036_Achievable_MW_Before Competition Groups_17 | Energy Star Torchiere | 1.542% | 0 | 12.9549 | Residential_2036_Achievable_MW_Before Competition Groups_Energy Star Torchiere
Residential | Res ¦ Wall Insulation | 2036 | Technical | MW | Before Competition Groups | 45.8734 | 0 | 0 | 3038.6959 | 0.015096 | 24 | Residential_2036_Technical_MW_Before Competition Groups_24 | Wall Insulation | 1.51% | 0 | 45.8734 | Residential_2036_Technical_MW_Before Competition Groups_Wall Insulation
Residential | Res ¦ Energy Star Clothes Dryer | 2036 | Achievable | MW | Before Competition Groups | 12.2819 | 0 | 0 | 840.3594 | 0.014615 | 18 | Residential_2036_Achievable_MW_Before Competition Groups_18 | Energy Star Clothes Dryer | 1.462% | 0 | 12.2819 | Residential_2036_Achievable_MW_Before Competition Groups_Energy Star Clothes Dryer
Residential | Res ¦ Lighting Motion Sensors, Timers, Dimmers | 2036 | Technical | MW | Before Competition Groups | 43.7047 | 0 | 0 | 3038.6959 | 0.014383 | 25 | Residential_2036_Technical_MW_Before Competition Groups_25 | Lighting Motion Sensors, Timers, Dimmers | 1.438% | 0 | 43.7047 | Residential_2036_Technical_MW_Before Competition Groups_Lighting Motion Sensors, Timers, Dimmers
Residential | Res ¦ Energy Star Clothes Dryer | 2036 | Economic | MW | Before Competition Groups | 23.9248 | 0 | 0 | 1689.1991 | 0.014163 | 15 | Residential_2036_Economic_MW_Before Competition Groups_15 | Energy Star Clothes Dryer | 1.416% | 0 | 23.9248 | Residential_2036_Economic_MW_Before Competition Groups_Energy Star Clothes Dryer
Residential | Res ¦ Clothes Drying Racks | 2036 | Achievable | MW | Before Competition Groups | 11.8423 | 0 | 0 | 840.3594 | 0.014092 | 19 | Residential_2036_Achievable_MW_Before Competition Groups_19 | Clothes Drying Racks | 1.409% | 0 | 11.8423 | Residential_2036_Achievable_MW_Before Competition Groups_Clothes Drying Racks
Residential | Res ¦ Ceiling Insulation | 2036 | Economic | MW | Before Competition Groups | 22.2171 | 0 | 0 | 1689.1991 | 0.013152 | 16 | Residential_2036_Economic_MW_Before Competition Groups_16 | Ceiling Insulation | 1.315% | 0 | 22.2171 | Residential_2036_Economic_MW_Before Competition Groups_Ceiling Insulation
Residential | Res ¦ High Efficiency Chiller (avg of water and air cooled) | 2036 | Achievable | MW | Before Competition Groups | 10.1508 | 0 | 0 | 840.3594 | 0.012079 | 20 | Residential_2036_Achievable_MW_Before Competition Groups_20 | High Efficiency Chiller (avg of water and air cooled) | 1.208% | 0 | 10.1508 | Residential_2036_Achievable_MW_Before Competition Groups_High Efficiency Chiller (avg of water and air cooled)
Residential | Res ¦ Refrigerator Recycling | 2036 | Achievable | MW | Before Competition Groups | 10.038 | 0 | 0 | 840.3594 | 0.011945 | 21 | Residential_2036_Achievable_MW_Before Competition Groups_21 | Refrigerator Recycling | 1.194% | 0 | 10.038 | Residential_2036_Achievable_MW_Before Competition Groups_Refrigerator Recycling
Residential | Res ¦ Energy Star Light Fixture | 2036 | Achievable | MW | Before Competition Groups | 9.8363 | 0 | 0 | 840.3594 | 0.011705 | 22 | Residential_2036_Achievable_MW_Before Competition Groups_22 | Energy Star Light Fixture | 1.17% | 0 | 9.8363 | Residential_2036_Achievable_MW_Before Competition Groups_Energy Star Light Fixture
Residential | Res ¦ Duct Insulation | 2036 | Economic | MW | Before Competition Groups | 18.8267 | 0 | 0 | 1689.1991 | 0.011145 | 17 | Residential_2036_Economic_MW_Before Competition Groups_17 | Duct Insulation | 1.115% | 0 | 18.8267 | Residential_2036_Economic_MW_Before Competition Groups_Duct Insulation
Residential | Res ¦ Freezer Recycling | 2036 | Achievable | MW | Before Competition Groups | 9.3423 | 0 | 0 | 840.3594 | 0.011117 | 23 | Residential_2036_Achievable_MW_Before Competition Groups_23 | Freezer Recycling | 1.112% | 0 | 9.3423 | Residential_2036_Achievable_MW_Before Competition Groups_Freezer Recycling
Residential | Res ¦ Variable Refrigerant Flow Heat Pump | 2036 | Technical | MW | Before Competition Groups | 33.5862 | 0 | 0 | 3038.6959 | 0.011053 | 26 | Residential_2036_Technical_MW_Before Competition Groups_26 | Variable Refrigerant Flow Heat Pump | 1.105% | 0 | 33.5862 | Residential_2036_Technical_MW_Before Competition Groups_Variable Refrigerant Flow Heat Pump
Residential | Res ¦ Energy Star Torchiere | 2036 | Economic | MW | Before Competition Groups | 18.345 | 0 | 0 | 1689.1991 | 0.01086 | 18 | Residential_2036_Economic_MW_Before Competition Groups_18 | Energy Star Torchiere | 1.086% | 0 | 18.345 | Residential_2036_Economic_MW_Before Competition Groups_Energy Star Torchiere
Residential | Res ¦ Basement or Crawlspace Insulation | 2036 | Economic | MW | Before Competition Groups | 16.9776 | 0 | 0 | 1689.1991 | 0.010051 | 19 | Residential_2036_Economic_MW_Before Competition Groups_19 | Basement or Crawlspace Insulation | 1.005% | 0 | 16.9776 | Residential_2036_Economic_MW_Before Competition Groups_Basement or Crawlspace Insulation
Residential | Res ¦ Air Sealing | 2036 | Economic | MW | Before Competition Groups | 16.1669 | 0 | 0 | 1689.1991 | 0.0095707 | 20 | Residential_2036_Economic_MW_Before Competition Groups_20 | Air Sealing | 0.9571% | 0 | 16.1669 | Residential_2036_Economic_MW_Before Competition Groups_Air Sealing
Residential | Res ¦ Wall Insulation | 2036 | Economic | MW | Before Competition Groups | 15.7833 | 0 | 0 | 1689.1991 | 0.0093437 | 21 | Residential_2036_Economic_MW_Before Competition Groups_21 | Wall Insulation | 0.9344% | 0 | 15.7833 | Residential_2036_Economic_MW_Before Competition Groups_Wall Insulation
Residential | Res ¦ Air Source Heat Pump | 2036 | Technical | MW | Before Competition Groups | 28.2424 | 0 | 0 | 3038.6959 | 0.0092943 | 27 | Residential_2036_Technical_MW_Before Competition Groups_27 | Air Source Heat Pump | 0.9294% | 0 | 28.2424 | Residential_2036_Technical_MW_Before Competition Groups_Air Source Heat Pump
Residential | Res ¦ Floor Insulation | 2036 | Economic | MW | Before Competition Groups | 15.3687 | 0 | 0 | 1689.1991 | 0.0090982 | 22 | Residential_2036_Economic_MW_Before Competition Groups_22 | Floor Insulation | 0.9098% | 0 | 15.3687 | Residential_2036_Economic_MW_Before Competition Groups_Floor Insulation
Residential | Res ¦ Energy Star Light Fixture | 2036 | Economic | MW | Before Competition Groups | 15.1465 | 0 | 0 | 1689.1991 | 0.0089667 | 23 | Residential_2036_Economic_MW_Before Competition Groups_23 | Energy Star Light Fixture | 0.8967% | 0 | 15.1465 | Residential_2036_Economic_MW_Before Competition Groups_Energy Star Light Fixture
Residential | Res ¦ Home Energy Reports | 2036 | Technical | MW | Before Competition Groups | 24.4818 | 0 | 0 | 3038.6959 | 0.0080567 | 28 | Residential_2036_Technical_MW_Before Competition Groups_28 | Home Energy Reports | 0.8057% | 0 | 24.4818 | Residential_2036_Technical_MW_Before Competition Groups_Home Energy Reports
Residential | Res ¦ Occupancy Sensors MF | 2036 | Economic | MW | Before Competition Groups | 12.9632 | 0 | 0 | 1689.1991 | 0.0076742 | 24 | Residential_2036_Economic_MW_Before Competition Groups_24 | Occupancy Sensors MF | 0.7674% | 0 | 12.9632 | Residential_2036_Economic_MW_Before Competition Groups_Occupancy Sensors MF
Residential | Res ¦ Ceiling Insulation | 2036 | Technical | MW | Before Competition Groups | 22.85 | 0 | 0 | 3038.6959 | 0.0075197 | 29 | Residential_2036_Technical_MW_Before Competition Groups_29 | Ceiling Insulation | 0.752% | 0 | 22.85 | Residential_2036_Technical_MW_Before Competition Groups_Ceiling Insulation
Residential | Res ¦ Energy Star Light Fixture | 2036 | Technical | MW | Before Competition Groups | 22.7392 | 0 | 0 | 3038.6959 | 0.0074832 | 30 | Residential_2036_Technical_MW_Before Competition Groups_30 | Energy Star Light Fixture | 0.7483% | 0 | 22.7392 | Residential_2036_Technical_MW_Before Competition Groups_Energy Star Light Fixture
Residential | Res ¦ Advanced BAS/Controllers | 2036 | Economic | MW | Before Competition Groups | 12.4624 | 0 | 0 | 1689.1991 | 0.0073777 | 25 | Residential_2036_Economic_MW_Before Competition Groups_25 | Advanced BAS/Controllers | 0.7378% | 0 | 12.4624 | Residential_2036_Economic_MW_Before Competition Groups_Advanced BAS/Controllers
Residential | Res ¦ Clothes Drying Racks | 2036 | Economic | MW | Before Competition Groups | 11.3297 | 0 | 0 | 1689.1991 | 0.0067072 | 26 | Residential_2036_Economic_MW_Before Competition Groups_26 | Clothes Drying Racks | 0.6707% | 0 | 11.3297 | Residential_2036_Economic_MW_Before Competition Groups_Clothes Drying Racks
Residential | Res ¦ High Efficiency Chiller (avg of water and air cooled) | 2036 | Economic | MW | Before Competition Groups | 11.2307 | 0 | 0 | 1689.1991 | 0.0066486 | 27 | Residential_2036_Economic_MW_Before Competition Groups_27 | High Efficiency Chiller (avg of water and air cooled) | 0.6649% | 0 | 11.2307 | Residential_2036_Economic_MW_Before Competition Groups_High Efficiency Chiller (avg of water and air cooled)
Residential | Res ¦ Duct Insulation | 2036 | Achievable | MW | Before Competition Groups | 5.4495 | 0 | 0 | 840.3594 | 0.0064847 | 24 | Residential_2036_Achievable_MW_Before Competition Groups_24 | Duct Insulation | 0.6485% | 0 | 5.4495 | Residential_2036_Achievable_MW_Before Competition Groups_Duct Insulation
Residential | Res ¦ Variable Refrigerant Flow Heat Pump | 2036 | Achievable | MW | Before Competition Groups | 5.3213 | 0 | 0 | 840.3594 | 0.0063322 | 25 | Residential_2036_Achievable_MW_Before Competition Groups_25 | Variable Refrigerant Flow Heat Pump | 0.6332% | 0 | 5.3213 | Residential_2036_Achievable_MW_Before Competition Groups_Variable Refrigerant Flow Heat Pump
Residential | Res ¦ Energy Star Freezer | 2036 | Achievable | MW | Before Competition Groups | 5.3199 | 0 | 0 | 840.3594 | 0.0063305 | 26 | Residential_2036_Achievable_MW_Before Competition Groups_26 | Energy Star Freezer | 0.633% | 0 | 5.3199 | Residential_2036_Achievable_MW_Before Competition Groups_Energy Star Freezer
Residential | Res ¦ Duct Insulation | 2036 | Technical | MW | Before Competition Groups | 19.0524 | 0 | 0 | 3038.6959 | 0.0062699 | 31 | Residential_2036_Technical_MW_Before Competition Groups_31 | Duct Insulation | 0.627% | 0 | 19.0524 | Residential_2036_Technical_MW_Before Competition Groups_Duct Insulation
Residential | Res ¦ Energy Star Torchiere | 2036 | Technical | MW | Before Competition Groups | 18.345 | 0 | 0 | 3038.6959 | 0.0060371 | 32 | Residential_2036_Technical_MW_Before Competition Groups_32 | Energy Star Torchiere | 0.6037% | 0 | 18.345 | Residential_2036_Technical_MW_Before Competition Groups_Energy Star Torchiere
Residential | Res ¦ Air Sealing | 2036 | Achievable | MW | Before Competition Groups | 4.8113 | 0 | 0 | 840.3594 | 0.0057253 | 27 | Residential_2036_Achievable_MW_Before Competition Groups_27 | Air Sealing | 0.5725% | 0 | 4.8113 | Residential_2036_Achievable_MW_Before Competition Groups_Air Sealing
Residential | Res ¦ Refrigerator Recycling | 2036 | Economic | MW | Before Competition Groups | 9.6022 | 0 | 0 | 1689.1991 | 0.0056845 | 28 | Residential_2036_Economic_MW_Before Competition Groups_28 | Refrigerator Recycling | 0.5684% | 0 | 9.6022 | Residential_2036_Economic_MW_Before Competition Groups_Refrigerator Recycling
Residential | Res ¦ Home Energy Reports | 2036 | Achievable | MW | Before Competition Groups | 4.6001 | 0 | 0 | 840.3594 | 0.005474 | 28 | Residential_2036_Achievable_MW_Before Competition Groups_28 | Home Energy Reports | 0.5474% | 0 | 4.6001 | Residential_2036_Achievable_MW_Before Competition Groups_Home Energy Reports
Residential | Res ¦ Floor Insulation | 2036 | Achievable | MW | Before Competition Groups | 4.5713 | 0 | 0 | 840.3594 | 0.0054397 | 29 | Residential_2036_Achievable_MW_Before Competition Groups_29 | Floor Insulation | 0.544% | 0 | 4.5713 | Residential_2036_Achievable_MW_Before Competition Groups_Floor Insulation
Residential | Res ¦ Air Sealing | 2036 | Technical | MW | Before Competition Groups | 16.1669 | 0 | 0 | 3038.6959 | 0.0053203 | 33 | Residential_2036_Technical_MW_Before Competition Groups_33 | Air Sealing | 0.532% | 0 | 16.1669 | Residential_2036_Technical_MW_Before Competition Groups_Air Sealing
Residential | Res ¦ Freezer Recycling | 2036 | Economic | MW | Before Competition Groups | 8.9444 | 0 | 0 | 1689.1991 | 0.005295 | 29 | Residential_2036_Economic_MW_Before Competition Groups_29 | Freezer Recycling | 0.5295% | 0 | 8.9444 | Residential_2036_Economic_MW_Before Competition Groups_Freezer Recycling
Residential | Res ¦ Central Air Conditioner Maintenance | 2036 | Technical | MW | Before Competition Groups | 15.61 | 0 | 0 | 3038.6959 | 0.0051371 | 34 | Residential_2036_Technical_MW_Before Competition Groups_34 | Central Air Conditioner Maintenance | 0.5137% | 0 | 15.61 | Residential_2036_Technical_MW_Before Competition Groups_Central Air Conditioner Maintenance
Residential | Res ¦ Duct Insulation MF | 2036 | Economic | MW | Before Competition Groups | 8.5849 | 0 | 0 | 1689.1991 | 0.0050822 | 30 | Residential_2036_Economic_MW_Before Competition Groups_30 | Duct Insulation MF | 0.5082% | 0 | 8.5849 | Residential_2036_Economic_MW_Before Competition Groups_Duct Insulation MF
Residential | Res ¦ Floor Insulation | 2036 | Technical | MW | Before Competition Groups | 15.3687 | 0 | 0 | 3038.6959 | 0.0050577 | 35 | Residential_2036_Technical_MW_Before Competition Groups_35 | Floor Insulation | 0.5058% | 0 | 15.3687 | Residential_2036_Technical_MW_Before Competition Groups_Floor Insulation
Residential | Res ¦ Energy Star Dehumidifier | 2036 | Economic | MW | Before Competition Groups | 8.3786 | 0 | 0 | 1689.1991 | 0.0049601 | 31 | Residential_2036_Economic_MW_Before Competition Groups_31 | Energy Star Dehumidifier | 0.496% | 0 | 8.3786 | Residential_2036_Economic_MW_Before Competition Groups_Energy Star Dehumidifier
Residential | Res ¦ Home Energy Reports | 2036 | Economic | MW | Before Competition Groups | 8.2388 | 0 | 0 | 1689.1991 | 0.0048773 | 32 | Residential_2036_Economic_MW_Before Competition Groups_32 | Home Energy Reports | 0.4877% | 0 | 8.2388 | Residential_2036_Economic_MW_Before Competition Groups_Home Energy Reports
Residential | Res ¦ Dehumidifier Recycling | 2036 | Technical | MW | Before Competition Groups | 14.252 | 0 | 0 | 3038.6959 | 0.0046902 | 36 | Residential_2036_Technical_MW_Before Competition Groups_36 | Dehumidifier Recycling | 0.469% | 0 | 14.252 | Residential_2036_Technical_MW_Before Competition Groups_Dehumidifier Recycling
Residential | Res ¦ Outside Air Economizer | 2036 | Achievable | MW | Before Competition Groups | 3.6522 | 0 | 0 | 840.3594 | 0.004346 | 30 | Residential_2036_Achievable_MW_Before Competition Groups_30 | Outside Air Economizer | 0.4346% | 0 | 3.6522 | Residential_2036_Achievable_MW_Before Competition Groups_Outside Air Economizer
Residential | Res ¦ Occupancy Sensors MF | 2036 | Technical | MW | Before Competition Groups | 12.9632 | 0 | 0 | 3038.6959 | 0.0042661 | 37 | Residential_2036_Technical_MW_Before Competition Groups_37 | Occupancy Sensors MF | 0.4266% | 0 | 12.9632 | Residential_2036_Technical_MW_Before Competition Groups_Occupancy Sensors MF
Residential | Res ¦ Wall Insulation | 2036 | Achievable | MW | Before Competition Groups | 3.5204 | 0 | 0 | 840.3594 | 0.0041892 | 31 | Residential_2036_Achievable_MW_Before Competition Groups_31 | Wall Insulation | 0.4189% | 0 | 3.5204 | Residential_2036_Achievable_MW_Before Competition Groups_Wall Insulation
Residential | Res ¦ Advanced BAS/Controllers | 2036 | Technical | MW | Before Competition Groups | 12.4624 | 0 | 0 | 3038.6959 | 0.0041012 | 38 | Residential_2036_Technical_MW_Before Competition Groups_38 | Advanced BAS/Controllers | 0.4101% | 0 | 12.4624 | Residential_2036_Technical_MW_Before Competition Groups_Advanced BAS/Controllers
Residential | Res ¦ Air Source Heat Pump | 2036 | Economic | MW | Before Competition Groups | 6.4547 | 0 | 0 | 1689.1991 | 0.0038211 | 33 | Residential_2036_Economic_MW_Before Competition Groups_33 | Air Source Heat Pump | 0.3821% | 0 | 6.4547 | Residential_2036_Economic_MW_Before Competition Groups_Air Source Heat Pump
Residential | Res ¦ Clothes Drying Racks | 2036 | Technical | MW | Before Competition Groups | 11.3297 | 0 | 0 | 3038.6959 | 0.0037285 | 39 | Residential_2036_Technical_MW_Before Competition Groups_39 | Clothes Drying Racks | 0.3728% | 0 | 11.3297 | Residential_2036_Technical_MW_Before Competition Groups_Clothes Drying Racks
Residential | Res ¦ High Efficiency Chiller (avg of water and air cooled) | 2036 | Technical | MW | Before Competition Groups | 11.2307 | 0 | 0 | 3038.6959 | 0.0036959 | 40 | Residential_2036_Technical_MW_Before Competition Groups_40 | High Efficiency Chiller (avg of water and air cooled) | 0.3696% | 0 | 11.2307 | Residential_2036_Technical_MW_Before Competition Groups_High Efficiency Chiller (avg of water and air cooled)
Residential | Res ¦ Furnace with ECM | 2036 | Economic | MW | Before Competition Groups | 6.2283 | 0 | 0 | 1689.1991 | 0.0036872 | 34 | Residential_2036_Economic_MW_Before Competition Groups_34 | Furnace with ECM | 0.3687% | 0 | 6.2283 | Residential_2036_Economic_MW_Before Competition Groups_Furnace with ECM
Residential | Res ¦ Minimize Hot and Warm Clothes Wash | 2036 | Achievable | MW | Before Competition Groups | 3.0085 | 0 | 0 | 840.3594 | 0.00358 | 32 | Residential_2036_Achievable_MW_Before Competition Groups_32 | Minimize Hot and Warm Clothes Wash | 0.358% | 0 | 3.0085 | Residential_2036_Achievable_MW_Before Competition Groups_Minimize Hot and Warm Clothes Wash
Residential | Res ¦ LED Tube Re-Lamp | 2036 | Achievable | MW | Before Competition Groups | 2.9909 | 0 | 0 | 840.3594 | 0.0035591 | 33 | Residential_2036_Achievable_MW_Before Competition Groups_33 | LED Tube Re-Lamp | 0.3559% | 0 | 2.9909 | Residential_2036_Achievable_MW_Before Competition Groups_LED Tube Re-Lamp
Residential | Res ¦ Energy Star Freezer | 2036 | Technical | MW | Before Competition Groups | 10.7219 | 0 | 0 | 3038.6959 | 0.0035285 | 41 | Residential_2036_Technical_MW_Before Competition Groups_41 | Energy Star Freezer | 0.3528% | 0 | 10.7219 | Residential_2036_Technical_MW_Before Competition Groups_Energy Star Freezer
Residential | Res ¦ Furnace with ECM | 2036 | Achievable | MW | Before Competition Groups | 2.7308 | 0 | 0 | 840.3594 | 0.0032495 | 34 | Residential_2036_Achievable_MW_Before Competition Groups_34 | Furnace with ECM | 0.325% | 0 | 2.7308 | Residential_2036_Achievable_MW_Before Competition Groups_Furnace with ECM
Residential | Res ¦ Refrigerator Recycling | 2036 | Technical | MW | Before Competition Groups | 9.6022 | 0 | 0 | 3038.6959 | 0.00316 | 42 | Residential_2036_Technical_MW_Before Competition Groups_42 | Refrigerator Recycling | 0.316% | 0 | 9.6022 | Residential_2036_Technical_MW_Before Competition Groups_Refrigerator Recycling
Residential | Res ¦ LED Downlight | 2036 | Achievable | MW | Before Competition Groups | 2.5515 | 0 | 0 | 840.3594 | 0.0030362 | 35 | Residential_2036_Achievable_MW_Before Competition Groups_35 | LED Downlight | 0.3036% | 0 | 2.5515 | Residential_2036_Achievable_MW_Before Competition Groups_LED Downlight
Residential | Res ¦ Freezer Recycling | 2036 | Technical | MW | Before Competition Groups | 8.9444 | 0 | 0 | 3038.6959 | 0.0029435 | 43 | Residential_2036_Technical_MW_Before Competition Groups_43 | Freezer Recycling | 0.2943% | 0 | 8.9444 | Residential_2036_Technical_MW_Before Competition Groups_Freezer Recycling
Residential | Res ¦ ENERGY STAR LED LAMPS (REFLECTOR LAMPs/MR16/PAR 16) | 2036 | Achievable | MW | Before Competition Groups | 2.39 | 0 | 0 | 840.3594 | 0.002844 | 36 | Residential_2036_Achievable_MW_Before Competition Groups_36 | ENERGY STAR LED LAMPS (REFLECTOR LAMPs/MR16/PAR 16) | 0.2844% | 0 | 2.39 | Residential_2036_Achievable_MW_Before Competition Groups_ENERGY STAR LED LAMPS (REFLECTOR LAMPs/MR16/PAR 16)
Residential | Res ¦ Duct Insulation MF | 2036 | Technical | MW | Before Competition Groups | 8.5849 | 0 | 0 | 3038.6959 | 0.0028252 | 44 | Residential_2036_Technical_MW_Before Competition Groups_44 | Duct Insulation MF | 0.2825% | 0 | 8.5849 | Residential_2036_Technical_MW_Before Competition Groups_Duct Insulation MF
Residential | Res ¦ Minimize Hot and Warm Clothes Wash | 2036 | Economic | MW | Before Competition Groups | 4.7288 | 0 | 0 | 1689.1991 | 0.0027994 | 35 | Residential_2036_Economic_MW_Before Competition Groups_35 | Minimize Hot and Warm Clothes Wash | 0.2799% | 0 | 4.7288 | Residential_2036_Economic_MW_Before Competition Groups_Minimize Hot and Warm Clothes Wash
Residential | Res ¦ Energy Star Dehumidifier | 2036 | Technical | MW | Before Competition Groups | 8.3786 | 0 | 0 | 3038.6959 | 0.0027573 | 45 | Residential_2036_Technical_MW_Before Competition Groups_45 | Energy Star Dehumidifier | 0.2757% | 0 | 8.3786 | Residential_2036_Technical_MW_Before Competition Groups_Energy Star Dehumidifier
Residential | Res ¦ Heat Recovery Ventilator | 2036 | Economic | MW | Before Competition Groups | 4.6349 | 0 | 0 | 1689.1991 | 0.0027439 | 36 | Residential_2036_Economic_MW_Before Competition Groups_36 | Heat Recovery Ventilator | 0.2744% | 0 | 4.6349 | Residential_2036_Economic_MW_Before Competition Groups_Heat Recovery Ventilator
Residential | Res ¦ Variable Refrigerant Flow Heat Pump | 2036 | Economic | MW | Before Competition Groups | 4.4854 | 0 | 0 | 1689.1991 | 0.0026554 | 37 | Residential_2036_Economic_MW_Before Competition Groups_37 | Variable Refrigerant Flow Heat Pump | 0.2655% | 0 | 4.4854 | Residential_2036_Economic_MW_Before Competition Groups_Variable Refrigerant Flow Heat Pump
Residential | Res ¦ Energy Star Dehumidifier | 2036 | Achievable | MW | Before Competition Groups | 2.1897 | 0 | 0 | 840.3594 | 0.0026057 | 37 | Residential_2036_Achievable_MW_Before Competition Groups_37 | Energy Star Dehumidifier | 0.2606% | 0 | 2.1897 | Residential_2036_Achievable_MW_Before Competition Groups_Energy Star Dehumidifier
Residential | Res ¦ Duct Insulation MF | 2036 | Achievable | MW | Before Competition Groups | 2.1432 | 0 | 0 | 840.3594 | 0.0025504 | 38 | Residential_2036_Achievable_MW_Before Competition Groups_38 | Duct Insulation MF | 0.255% | 0 | 2.1432 | Residential_2036_Achievable_MW_Before Competition Groups_Duct Insulation MF
Residential | Res ¦ Furnace Whistle | 2036 | Achievable | MW | Before Competition Groups | 2.1412 | 0 | 0 | 840.3594 | 0.002548 | 39 | Residential_2036_Achievable_MW_Before Competition Groups_39 | Furnace Whistle | 0.2548% | 0 | 2.1412 | Residential_2036_Achievable_MW_Before Competition Groups_Furnace Whistle
Residential | Res ¦ Energy Star Freezer | 2036 | Economic | MW | Before Competition Groups | 4.1367 | 0 | 0 | 1689.1991 | 0.0024489 | 38 | Residential_2036_Economic_MW_Before Competition Groups_38 | Energy Star Freezer | 0.2449% | 0 | 4.1367 | Residential_2036_Economic_MW_Before Competition Groups_Energy Star Freezer
Residential | Res ¦ CO Sensors for parking garage exhaust fans | 2036 | Achievable | MW | Before Competition Groups | 1.9638 | 0 | 0 | 840.3594 | 0.0023369 | 40 | Residential_2036_Achievable_MW_Before Competition Groups_40 | CO Sensors for parking garage exhaust fans | 0.2337% | 0 | 1.9638 | Residential_2036_Achievable_MW_Before Competition Groups_CO Sensors for parking garage exhaust fans
Residential | Res ¦ INTEGRAL LED TROFFERS | 2036 | Technical | MW | Before Competition Groups | 7.1005 | 0 | 0 | 3038.6959 | 0.0023367 | 46 | Residential_2036_Technical_MW_Before Competition Groups_46 | INTEGRAL LED TROFFERS | 0.2337% | 0 | 7.1005 | Residential_2036_Technical_MW_Before Competition Groups_INTEGRAL LED TROFFERS
Residential | Res ¦ Basement or Crawlspace Insulation | 2036 | Achievable | MW | Before Competition Groups | 1.9268 | 0 | 0 | 840.3594 | 0.0022928 | 41 | Residential_2036_Achievable_MW_Before Competition Groups_41 | Basement or Crawlspace Insulation | 0.2293% | 0 | 1.9268 | Residential_2036_Achievable_MW_Before Competition Groups_Basement or Crawlspace Insulation
Residential | Res ¦ Comprehensive Draft Proofing | 2036 | Achievable | MW | Before Competition Groups | 1.8498 | 0 | 0 | 840.3594 | 0.0022011 | 42 | Residential_2036_Achievable_MW_Before Competition Groups_42 | Comprehensive Draft Proofing | 0.2201% | 0 | 1.8498 | Residential_2036_Achievable_MW_Before Competition Groups_Comprehensive Draft Proofing
Residential | Res ¦ Energy Star Windows | 2036 | Technical | MW | Before Competition Groups | 6.5452 | 0 | 0 | 3038.6959 | 0.002154 | 47 | Residential_2036_Technical_MW_Before Competition Groups_47 | Energy Star Windows | 0.2154% | 0 | 6.5452 | Residential_2036_Technical_MW_Before Competition Groups_Energy Star Windows
Residential | Res ¦ Variable Frequency Drive (VFD) | 2036 | Achievable | MW | Before Competition Groups | 1.7939 | 0 | 0 | 840.3594 | 0.0021346 | 43 | Residential_2036_Achievable_MW_Before Competition Groups_43 | Variable Frequency Drive (VFD) | 0.2135% | 0 | 1.7939 | Residential_2036_Achievable_MW_Before Competition Groups_Variable Frequency Drive (VFD)
Residential | Res ¦ Outside Air Economizer | 2036 | Economic | MW | Before Competition Groups | 3.5829 | 0 | 0 | 1689.1991 | 0.002121 | 39 | Residential_2036_Economic_MW_Before Competition Groups_39 | Outside Air Economizer | 0.2121% | 0 | 3.5829 | Residential_2036_Economic_MW_Before Competition Groups_Outside Air Economizer
Residential | Res ¦ Furnace with ECM | 2036 | Technical | MW | Before Competition Groups | 6.2283 | 0 | 0 | 3038.6959 | 0.0020497 | 48 | Residential_2036_Technical_MW_Before Competition Groups_48 | Furnace with ECM | 0.205% | 0 | 6.2283 | Residential_2036_Technical_MW_Before Competition Groups_Furnace with ECM
Residential | Res ¦ Tankless Water Heater | 2036 | Economic | MW | Before Competition Groups | 3.4475 | 0 | 0 | 1689.1991 | 0.0020409 | 40 | Residential_2036_Economic_MW_Before Competition Groups_40 | Tankless Water Heater | 0.2041% | 0 | 3.4475 | Residential_2036_Economic_MW_Before Competition Groups_Tankless Water Heater
Residential | Res ¦ Networked/ Connected - Indoor LED Luminaire | 2036 | Technical | MW | Before Competition Groups | 6.1792 | 0 | 0 | 3038.6959 | 0.0020335 | 49 | Residential_2036_Technical_MW_Before Competition Groups_49 | Networked/ Connected - Indoor LED Luminaire | 0.2033% | 0 | 6.1792 | Residential_2036_Technical_MW_Before Competition Groups_Networked/ Connected - Indoor LED Luminaire
Residential | Res ¦ Central Lighting Control System | 2036 | Technical | MW | Before Competition Groups | 6.1462 | 0 | 0 | 3038.6959 | 0.0020227 | 50 | Residential_2036_Technical_MW_Before Competition Groups_50 | Central Lighting Control System | 0.2023% | 0 | 6.1462 | Residential_2036_Technical_MW_Before Competition Groups_Central Lighting Control System
Residential | Res ¦ Heat Pump Water Heater | 2036 | Technical | MW | Before Competition Groups | 5.9868 | 0 | 0 | 3038.6959 | 0.0019702 | 51 | Residential_2036_Technical_MW_Before Competition Groups_51 | Heat Pump Water Heater | 0.197% | 0 | 5.9868 | Residential_2036_Technical_MW_Before Competition Groups_Heat Pump Water Heater
Residential | Res ¦ LED Tube Re-Lamp | 2036 | Economic | MW | Before Competition Groups | 3.1554 | 0 | 0 | 1689.1991 | 0.001868 | 41 | Residential_2036_Economic_MW_Before Competition Groups_41 | LED Tube Re-Lamp | 0.1868% | 0 | 3.1554 | Residential_2036_Economic_MW_Before Competition Groups_LED Tube Re-Lamp
Residential | Res ¦ Early Hot Water Heater Replacement | 2036 | Economic | MW | Before Competition Groups | 3.0583 | 0 | 0 | 1689.1991 | 0.0018105 | 42 | Residential_2036_Economic_MW_Before Competition Groups_42 | Early Hot Water Heater Replacement | 0.1811% | 0 | 3.0583 | Residential_2036_Economic_MW_Before Competition Groups_Early Hot Water Heater Replacement
Residential | Res ¦ Tankless Water Heater | 2036 | Achievable | MW | Before Competition Groups | 1.5001 | 0 | 0 | 840.3594 | 0.0017851 | 44 | Residential_2036_Achievable_MW_Before Competition Groups_44 | Tankless Water Heater | 0.1785% | 0 | 1.5001 | Residential_2036_Achievable_MW_Before Competition Groups_Tankless Water Heater
Residential | Res ¦ Tankless Water Heater | 2036 | Technical | MW | Before Competition Groups | 5.4182 | 0 | 0 | 3038.6959 | 0.0017831 | 52 | Residential_2036_Technical_MW_Before Competition Groups_52 | Tankless Water Heater | 0.1783% | 0 | 5.4182 | Residential_2036_Technical_MW_Before Competition Groups_Tankless Water Heater
Residential | Res ¦ Demand Control Ventilation | 2036 | Achievable | MW | Before Competition Groups | 1.4772 | 0 | 0 | 840.3594 | 0.0017579 | 45 | Residential_2036_Achievable_MW_Before Competition Groups_45 | Demand Control Ventilation | 0.1758% | 0 | 1.4772 | Residential_2036_Achievable_MW_Before Competition Groups_Demand Control Ventilation
Residential | Res ¦ Early Hot Water Heater Replacement | 2036 | Achievable | MW | Before Competition Groups | 1.3874 | 0 | 0 | 840.3594 | 0.001651 | 46 | Residential_2036_Achievable_MW_Before Competition Groups_46 | Early Hot Water Heater Replacement | 0.1651% | 0 | 1.3874 | Residential_2036_Achievable_MW_Before Competition Groups_Early Hot Water Heater Replacement
Residential | Res ¦ LED Downlight | 2036 | Technical | MW | Before Competition Groups | 4.9428 | 0 | 0 | 3038.6959 | 0.0016266 | 53 | Residential_2036_Technical_MW_Before Competition Groups_53 | LED Downlight | 0.1627% | 0 | 4.9428 | Residential_2036_Technical_MW_Before Competition Groups_LED Downlight
Residential | Res ¦ Ceiling Insulation | 2036 | Achievable | MW | Before Competition Groups | 1.366 | 0 | 0 | 840.3594 | 0.0016255 | 47 | Residential_2036_Achievable_MW_Before Competition Groups_47 | Ceiling Insulation | 0.1625% | 0 | 1.366 | Residential_2036_Achievable_MW_Before Competition Groups_Ceiling Insulation
Residential | Res ¦ Heat Recovery Ventilator | 2036 | Technical | MW | Before Competition Groups | 4.7928 | 0 | 0 | 3038.6959 | 0.0015773 | 54 | Residential_2036_Technical_MW_Before Competition Groups_54 | Heat Recovery Ventilator | 0.1577% | 0 | 4.7928 | Residential_2036_Technical_MW_Before Competition Groups_Heat Recovery Ventilator
Residential | Res ¦ LED Tube Re-Lamp | 2036 | Technical | MW | Before Competition Groups | 4.7458 | 0 | 0 | 3038.6959 | 0.0015618 | 55 | Residential_2036_Technical_MW_Before Competition Groups_55 | LED Tube Re-Lamp | 0.1562% | 0 | 4.7458 | Residential_2036_Technical_MW_Before Competition Groups_LED Tube Re-Lamp
Residential | Res ¦ Minimize Hot and Warm Clothes Wash | 2036 | Technical | MW | Before Competition Groups | 4.7288 | 0 | 0 | 3038.6959 | 0.0015562 | 56 | Residential_2036_Technical_MW_Before Competition Groups_56 | Minimize Hot and Warm Clothes Wash | 0.1556% | 0 | 4.7288 | Residential_2036_Technical_MW_Before Competition Groups_Minimize Hot and Warm Clothes Wash
Residential | Res ¦ Condensing Make Up Air Unit | 2036 | Achievable | MW | Before Competition Groups | 1.2844 | 0 | 0 | 840.3594 | 0.0015284 | 48 | Residential_2036_Achievable_MW_Before Competition Groups_48 | Condensing Make Up Air Unit | 0.1528% | 0 | 1.2844 | Residential_2036_Achievable_MW_Before Competition Groups_Condensing Make Up Air Unit
Residential | Res ¦ Energy Star Ceiling Fan/Lighting | 2036 | Technical | MW | Before Competition Groups | 4.615 | 0 | 0 | 3038.6959 | 0.0015188 | 57 | Residential_2036_Technical_MW_Before Competition Groups_57 | Energy Star Ceiling Fan/Lighting | 0.1519% | 0 | 4.615 | Residential_2036_Technical_MW_Before Competition Groups_Energy Star Ceiling Fan/Lighting
Residential | Res ¦ ENERGY STAR LED LAMPS (REFLECTOR LAMPs/MR16/PAR 16) | 2036 | Economic | MW | Before Competition Groups | 2.428 | 0 | 0 | 1689.1991 | 0.0014374 | 43 | Residential_2036_Economic_MW_Before Competition Groups_43 | ENERGY STAR LED LAMPS (REFLECTOR LAMPs/MR16/PAR 16) | 0.1437% | 0 | 2.428 | Residential_2036_Economic_MW_Before Competition Groups_ENERGY STAR LED LAMPS (REFLECTOR LAMPs/MR16/PAR 16)
Residential | Res ¦ Energy Star Windows | 2036 | Economic | MW | Before Competition Groups | 2.3819 | 0 | 0 | 1689.1991 | 0.0014101 | 44 | Residential_2036_Economic_MW_Before Competition Groups_44 | Energy Star Windows | 0.141% | 0 | 2.3819 | Residential_2036_Economic_MW_Before Competition Groups_Energy Star Windows
Residential | Res ¦ CO Sensors for parking garage exhaust fans | 2036 | Economic | MW | Before Competition Groups | 2.2605 | 0 | 0 | 1689.1991 | 0.0013382 | 45 | Residential_2036_Economic_MW_Before Competition Groups_45 | CO Sensors for parking garage exhaust fans | 0.1338% | 0 | 2.2605 | Residential_2036_Economic_MW_Before Competition Groups_CO Sensors for parking garage exhaust fans
Residential | Res ¦ Water Heater Temperature Setback | 2036 | Achievable | MW | Before Competition Groups | 1.1219 | 0 | 0 | 840.3594 | 0.0013351 | 49 | Residential_2036_Achievable_MW_Before Competition Groups_49 | Water Heater Temperature Setback | 0.1335% | 0 | 1.1219 | Residential_2036_Achievable_MW_Before Competition Groups_Water Heater Temperature Setback
Residential | Res ¦ Passive Attic Ventilation | 2036 | Technical | MW | Before Competition Groups | 4.0488 | 0 | 0 | 3038.6959 | 0.0013324 | 58 | Residential_2036_Technical_MW_Before Competition Groups_58 | Passive Attic Ventilation | 0.1332% | 0 | 4.0488 | Residential_2036_Technical_MW_Before Competition Groups_Passive Attic Ventilation
Residential | Res ¦ LED Parking Lot Fixture | 2036 | Achievable | MW | Before Competition Groups | 1.1099 | 0 | 0 | 840.3594 | 0.0013207 | 50 | Residential_2036_Achievable_MW_Before Competition Groups_50 | LED Parking Lot Fixture | 0.1321% | 0 | 1.1099 | Residential_2036_Achievable_MW_Before Competition Groups_LED Parking Lot Fixture
Residential | Res ¦ Demand Control Ventilation | 2036 | Economic | MW | Before Competition Groups | 2.184 | 0 | 0 | 1689.1991 | 0.0012929 | 46 | Residential_2036_Economic_MW_Before Competition Groups_46 | Demand Control Ventilation | 0.1293% | 0 | 2.184 | Residential_2036_Economic_MW_Before Competition Groups_Demand Control Ventilation
Residential | Res ¦ Energy Star Windows | 2036 | Achievable | MW | Before Competition Groups | 1.0616 | 0 | 0 | 840.3594 | 0.0012633 | 51 | Residential_2036_Achievable_MW_Before Competition Groups_51 | Energy Star Windows | 0.1263% | 0 | 1.0616 | Residential_2036_Achievable_MW_Before Competition Groups_Energy Star Windows
Residential | Res ¦ Drain Water Heat Recovery | 2036 | Economic | MW | Before Competition Groups | 2.0529 | 0 | 0 | 1689.1991 | 0.0012153 | 47 | Residential_2036_Economic_MW_Before Competition Groups_47 | Drain Water Heat Recovery | 0.1215% | 0 | 2.0529 | Residential_2036_Economic_MW_Before Competition Groups_Drain Water Heat Recovery
Residential | Res ¦ Furnace Whistle | 2036 | Economic | MW | Before Competition Groups | 2.0482 | 0 | 0 | 1689.1991 | 0.0012125 | 48 | Residential_2036_Economic_MW_Before Competition Groups_48 | Furnace Whistle | 0.1213% | 0 | 2.0482 | Residential_2036_Economic_MW_Before Competition Groups_Furnace Whistle
Residential | Res ¦ Drain Water Heat Recovery | 2036 | Achievable | MW | Before Competition Groups | 1.0104 | 0 | 0 | 840.3594 | 0.0012023 | 52 | Residential_2036_Achievable_MW_Before Competition Groups_52 | Drain Water Heat Recovery | 0.1202% | 0 | 1.0104 | Residential_2036_Achievable_MW_Before Competition Groups_Drain Water Heat Recovery
Residential | Res ¦ Outside Air Economizer | 2036 | Technical | MW | Before Competition Groups | 3.5829 | 0 | 0 | 3038.6959 | 0.0011791 | 59 | Residential_2036_Technical_MW_Before Competition Groups_59 | Outside Air Economizer | 0.1179% | 0 | 3.5829 | Residential_2036_Technical_MW_Before Competition Groups_Outside Air Economizer
Residential | Res ¦ Condensing Make Up Air Unit | 2036 | Economic | MW | Before Competition Groups | 1.9714 | 0 | 0 | 1689.1991 | 0.0011671 | 49 | Residential_2036_Economic_MW_Before Competition Groups_49 | Condensing Make Up Air Unit | 0.1167% | 0 | 1.9714 | Residential_2036_Economic_MW_Before Competition Groups_Condensing Make Up Air Unit
Residential | Res ¦ Comprehensive Draft Proofing | 2036 | Economic | MW | Before Competition Groups | 1.7694 | 0 | 0 | 1689.1991 | 0.0010475 | 50 | Residential_2036_Economic_MW_Before Competition Groups_50 | Comprehensive Draft Proofing | 0.1047% | 0 | 1.7694 | Residential_2036_Economic_MW_Before Competition Groups_Comprehensive Draft Proofing
Residential | Res ¦ Variable Frequency Drive (VFD) | 2036 | Economic | MW | Before Competition Groups | 1.716 | 0 | 0 | 1689.1991 | 0.0010158 | 51 | Residential_2036_Economic_MW_Before Competition Groups_51 | Variable Frequency Drive (VFD) | 0.1016% | 0 | 1.716 | Residential_2036_Economic_MW_Before Competition Groups_Variable Frequency Drive (VFD)
Residential | Res ¦ Early Hot Water Heater Replacement | 2036 | Technical | MW | Before Competition Groups | 3.0583 | 0 | 0 | 3038.6959 | 0.0010065 | 60 | Residential_2036_Technical_MW_Before Competition Groups_60 | Early Hot Water Heater Replacement | 0.1006% | 0 | 3.0583 | Residential_2036_Technical_MW_Before Competition Groups_Early Hot Water Heater Replacement
Residential | Res ¦ Heat Recovery Ventilator | 2036 | Achievable | MW | Before Competition Groups | 0.83336 | 0 | 0 | 840.3594 | 0.00099167 | 53 | Residential_2036_Achievable_MW_Before Competition Groups_53 | Heat Recovery Ventilator | 0.09917% | 0 | 0.83336 | Residential_2036_Achievable_MW_Before Competition Groups_Heat Recovery Ventilator
Residential | Res ¦ Solar Water Heating System | 2036 | Technical | MW | Before Competition Groups | 2.9522 | 0 | 0 | 3038.6959 | 0.00097152 | 61 | Residential_2036_Technical_MW_Before Competition Groups_61 | Solar Water Heating System | 0.09715% | 0 | 2.9522 | Residential_2036_Technical_MW_Before Competition Groups_Solar Water Heating System
Residential | Res ¦ Energy Star Dishwasher | 2036 | Technical | MW | Before Competition Groups | 2.9026 | 0 | 0 | 3038.6959 | 0.00095522 | 62 | Residential_2036_Technical_MW_Before Competition Groups_62 | Energy Star Dishwasher | 0.09552% | 0 | 2.9026 | Residential_2036_Technical_MW_Before Competition Groups_Energy Star Dishwasher
Residential | Res ¦ Air Source Heat Pump Maintenance | 2036 | Technical | MW | Before Competition Groups | 2.7053 | 0 | 0 | 3038.6959 | 0.00089028 | 63 | Residential_2036_Technical_MW_Before Competition Groups_63 | Air Source Heat Pump Maintenance | 0.08903% | 0 | 2.7053 | Residential_2036_Technical_MW_Before Competition Groups_Air Source Heat Pump Maintenance
Residential | Res ¦ High Efficiency Storage Water Heater | 2036 | Technical | MW | Before Competition Groups | 2.5995 | 0 | 0 | 3038.6959 | 0.00085545 | 64 | Residential_2036_Technical_MW_Before Competition Groups_64 | High Efficiency Storage Water Heater | 0.08554% | 0 | 2.5995 | Residential_2036_Technical_MW_Before Competition Groups_High Efficiency Storage Water Heater
Residential | Res ¦ Heat Pump Water Heater | 2036 | Economic | MW | Before Competition Groups | 1.3507 | 0 | 0 | 1689.1991 | 0.00079962 | 52 | Residential_2036_Economic_MW_Before Competition Groups_52 | Heat Pump Water Heater | 0.07996% | 0 | 1.3507 | Residential_2036_Economic_MW_Before Competition Groups_Heat Pump Water Heater
Residential | Res ¦ ENERGY STAR LED LAMPS (REFLECTOR LAMPs/MR16/PAR 16) | 2036 | Technical | MW | Before Competition Groups | 2.428 | 0 | 0 | 3038.6959 | 0.00079903 | 65 | Residential_2036_Technical_MW_Before Competition Groups_65 | ENERGY STAR LED LAMPS (REFLECTOR LAMPs/MR16/PAR 16) | 0.0799% | 0 | 2.428 | Residential_2036_Technical_MW_Before Competition Groups_ENERGY STAR LED LAMPS (REFLECTOR LAMPs/MR16/PAR 16)
Residential | Res ¦ DHW Recirculation Systems | 2036 | Economic | MW | Before Competition Groups | 1.3294 | 0 | 0 | 1689.1991 | 0.00078699 | 53 | Residential_2036_Economic_MW_Before Competition Groups_53 | DHW Recirculation Systems | 0.0787% | 0 | 1.3294 | Residential_2036_Economic_MW_Before Competition Groups_DHW Recirculation Systems
Residential | Res ¦ CO Sensors for parking garage exhaust fans | 2036 | Technical | MW | Before Competition Groups | 2.2605 | 0 | 0 | 3038.6959 | 0.00074391 | 66 | Residential_2036_Technical_MW_Before Competition Groups_66 | CO Sensors for parking garage exhaust fans | 0.07439% | 0 | 2.2605 | Residential_2036_Technical_MW_Before Competition Groups_CO Sensors for parking garage exhaust fans
Residential | Res ¦ Demand Control Ventilation | 2036 | Technical | MW | Before Competition Groups | 2.184 | 0 | 0 | 3038.6959 | 0.00071874 | 67 | Residential_2036_Technical_MW_Before Competition Groups_67 | Demand Control Ventilation | 0.07187% | 0 | 2.184 | Residential_2036_Technical_MW_Before Competition Groups_Demand Control Ventilation
Residential | Res ¦ LED Parking Lot Fixture | 2036 | Economic | MW | Before Competition Groups | 1.144 | 0 | 0 | 1689.1991 | 0.00067725 | 54 | Residential_2036_Economic_MW_Before Competition Groups_54 | LED Parking Lot Fixture | 0.06772% | 0 | 1.144 | Residential_2036_Economic_MW_Before Competition Groups_LED Parking Lot Fixture
Residential | Res ¦ Drain Water Heat Recovery | 2036 | Technical | MW | Before Competition Groups | 2.0529 | 0 | 0 | 3038.6959 | 0.00067559 | 68 | Residential_2036_Technical_MW_Before Competition Groups_68 | Drain Water Heat Recovery | 0.06756% | 0 | 2.0529 | Residential_2036_Technical_MW_Before Competition Groups_Drain Water Heat Recovery
Residential | Res ¦ Furnace Whistle | 2036 | Technical | MW | Before Competition Groups | 2.0482 | 0 | 0 | 3038.6959 | 0.00067404 | 69 | Residential_2036_Technical_MW_Before Competition Groups_69 | Furnace Whistle | 0.0674% | 0 | 2.0482 | Residential_2036_Technical_MW_Before Competition Groups_Furnace Whistle
Residential | Res ¦ VFD on Pumps | 2036 | Achievable | MW | Before Competition Groups | 0.55163 | 0 | 0 | 840.3594 | 0.00065642 | 54 | Residential_2036_Achievable_MW_Before Competition Groups_54 | VFD on Pumps | 0.06564% | 0 | 0.55163 | Residential_2036_Achievable_MW_Before Competition Groups_VFD on Pumps
Residential | Res ¦ Condensing Make Up Air Unit | 2036 | Technical | MW | Before Competition Groups | 1.9714 | 0 | 0 | 3038.6959 | 0.00064878 | 70 | Residential_2036_Technical_MW_Before Competition Groups_70 | Condensing Make Up Air Unit | 0.06488% | 0 | 1.9714 | Residential_2036_Technical_MW_Before Competition Groups_Condensing Make Up Air Unit
Residential | Res ¦ Water Heater Temperature Setback | 2036 | Economic | MW | Before Competition Groups | 1.0732 | 0 | 0 | 1689.1991 | 0.00063533 | 55 | Residential_2036_Economic_MW_Before Competition Groups_55 | Water Heater Temperature Setback | 0.06353% | 0 | 1.0732 | Residential_2036_Economic_MW_Before Competition Groups_Water Heater Temperature Setback
Residential | Res ¦ Window Film | 2036 | Technical | MW | Before Competition Groups | 1.8973 | 0 | 0 | 3038.6959 | 0.00062439 | 71 | Residential_2036_Technical_MW_Before Competition Groups_71 | Window Film | 0.06244% | 0 | 1.8973 | Residential_2036_Technical_MW_Before Competition Groups_Window Film
Residential | Res ¦ LED Exterior Area Lights - LED Fixture (200W) | 2036 | Achievable | MW | Before Competition Groups | 0.52197 | 0 | 0 | 840.3594 | 0.00062113 | 55 | Residential_2036_Achievable_MW_Before Competition Groups_55 | LED Exterior Area Lights - LED Fixture (200W) | 0.06211% | 0 | 0.52197 | Residential_2036_Achievable_MW_Before Competition Groups_LED Exterior Area Lights - LED Fixture (200W)
Residential | Res ¦ Comprehensive Draft Proofing | 2036 | Technical | MW | Before Competition Groups | 1.7694 | 0 | 0 | 3038.6959 | 0.00058229 | 72 | Residential_2036_Technical_MW_Before Competition Groups_72 | Comprehensive Draft Proofing | 0.05823% | 0 | 1.7694 | Residential_2036_Technical_MW_Before Competition Groups_Comprehensive Draft Proofing
Residential | Res ¦ Variable Frequency Drive (VFD) | 2036 | Technical | MW | Before Competition Groups | 1.716 | 0 | 0 | 3038.6959 | 0.0005647 | 73 | Residential_2036_Technical_MW_Before Competition Groups_73 | Variable Frequency Drive (VFD) | 0.05647% | 0 | 1.716 | Residential_2036_Technical_MW_Before Competition Groups_Variable Frequency Drive (VFD)
Residential | Res ¦ Solar Powered Attic Fan | 2036 | Technical | MW | Before Competition Groups | 1.6197 | 0 | 0 | 3038.6959 | 0.00053301 | 74 | Residential_2036_Technical_MW_Before Competition Groups_74 | Solar Powered Attic Fan | 0.0533% | 0 | 1.6197 | Residential_2036_Technical_MW_Before Competition Groups_Solar Powered Attic Fan
Residential | Res ¦ ENERGY STAR LED Lamps (General Service Lamps) | 2036 | Achievable | MW | Before Competition Groups | 0.41753 | 0 | 0 | 840.3594 | 0.00049685 | 56 | Residential_2036_Achievable_MW_Before Competition Groups_56 | ENERGY STAR LED Lamps (General Service Lamps) | 0.04968% | 0 | 0.41753 | Residential_2036_Achievable_MW_Before Competition Groups_ENERGY STAR LED Lamps (General Service Lamps)
Residential | Res ¦ DHW Recirculation Systems | 2036 | Technical | MW | Before Competition Groups | 1.3294 | 0 | 0 | 3038.6959 | 0.00043748 | 75 | Residential_2036_Technical_MW_Before Competition Groups_75 | DHW Recirculation Systems | 0.04375% | 0 | 1.3294 | Residential_2036_Technical_MW_Before Competition Groups_DHW Recirculation Systems
Residential | Res ¦ ECM MOTORS FOR HVAC APPLICATION (FAN-POWERED VAV BOX) | 2036 | Achievable | MW | Before Competition Groups | 0.31964 | 0 | 0 | 840.3594 | 0.00038036 | 57 | Residential_2036_Achievable_MW_Before Competition Groups_57 | ECM MOTORS FOR HVAC APPLICATION (FAN-POWERED VAV BOX) | 0.03804% | 0 | 0.31964 | Residential_2036_Achievable_MW_Before Competition Groups_ECM MOTORS FOR HVAC APPLICATION (FAN-POWERED VAV BOX)
Residential | Res ¦ LED Parking Lot Fixture | 2036 | Technical | MW | Before Competition Groups | 1.144 | 0 | 0 | 3038.6959 | 0.00037648 | 76 | Residential_2036_Technical_MW_Before Competition Groups_76 | LED Parking Lot Fixture | 0.03765% | 0 | 1.144 | Residential_2036_Technical_MW_Before Competition Groups_LED Parking Lot Fixture
Residential | Res ¦ Water Heater Temperature Setback | 2036 | Technical | MW | Before Competition Groups | 1.0732 | 0 | 0 | 3038.6959 | 0.00035318 | 77 | Residential_2036_Technical_MW_Before Competition Groups_77 | Water Heater Temperature Setback | 0.03532% | 0 | 1.0732 | Residential_2036_Technical_MW_Before Competition Groups_Water Heater Temperature Setback
Residential | Res ¦ LED Downlight | 2036 | Economic | MW | Before Competition Groups | 0.58545 | 0 | 0 | 1689.1991 | 0.00034658 | 56 | Residential_2036_Economic_MW_Before Competition Groups_56 | LED Downlight | 0.03466% | 0 | 0.58545 | Residential_2036_Economic_MW_Before Competition Groups_LED Downlight
Residential | Res ¦ LED Exterior Area Lights - LED Fixture (200W) | 2036 | Economic | MW | Before Competition Groups | 0.54084 | 0 | 0 | 1689.1991 | 0.00032018 | 57 | Residential_2036_Economic_MW_Before Competition Groups_57 | LED Exterior Area Lights - LED Fixture (200W) | 0.03202% | 0 | 0.54084 | Residential_2036_Economic_MW_Before Competition Groups_LED Exterior Area Lights - LED Fixture (200W)
Residential | Res ¦ VFD on Pumps | 2036 | Economic | MW | Before Competition Groups | 0.52767 | 0 | 0 | 1689.1991 | 0.00031238 | 58 | Residential_2036_Economic_MW_Before Competition Groups_58 | VFD on Pumps | 0.03124% | 0 | 0.52767 | Residential_2036_Economic_MW_Before Competition Groups_VFD on Pumps
Residential | Res ¦ HVAC Optimization | 2036 | Technical | MW | Before Competition Groups | 0.91268 | 0 | 0 | 3038.6959 | 0.00030035 | 78 | Residential_2036_Technical_MW_Before Competition Groups_78 | HVAC Optimization | 0.03004% | 0 | 0.91268 | Residential_2036_Technical_MW_Before Competition Groups_HVAC Optimization
Residential | Res ¦ Beverage Vending Machine Controls | 2036 | Achievable | MW | Before Competition Groups | 0.22112 | 0 | 0 | 840.3594 | 0.00026312 | 58 | Residential_2036_Achievable_MW_Before Competition Groups_58 | Beverage Vending Machine Controls | 0.02631% | 0 | 0.22112 | Residential_2036_Achievable_MW_Before Competition Groups_Beverage Vending Machine Controls
Residential | Res ¦ ENERGY STAR LED Lamps (General Service Lamps) | 2036 | Economic | MW | Before Competition Groups | 0.43346 | 0 | 0 | 1689.1991 | 0.00025661 | 59 | Residential_2036_Economic_MW_Before Competition Groups_59 | ENERGY STAR LED Lamps (General Service Lamps) | 0.02566% | 0 | 0.43346 | Residential_2036_Economic_MW_Before Competition Groups_ENERGY STAR LED Lamps (General Service Lamps)
Residential | Res ¦ Chilled Water Optimization | 2036 | Achievable | MW | Before Competition Groups | 0.1903 | 0 | 0 | 840.3594 | 0.00022646 | 59 | Residential_2036_Achievable_MW_Before Competition Groups_59 | Chilled Water Optimization | 0.02265% | 0 | 0.1903 | Residential_2036_Achievable_MW_Before Competition Groups_Chilled Water Optimization
Residential | Res ¦ ECM MOTORS FOR HVAC APPLICATION (FAN-POWERED VAV BOX) | 2036 | Economic | MW | Before Competition Groups | 0.37644 | 0 | 0 | 1689.1991 | 0.00022285 | 60 | Residential_2036_Economic_MW_Before Competition Groups_60 | ECM MOTORS FOR HVAC APPLICATION (FAN-POWERED VAV BOX) | 0.02229% | 0 | 0.37644 | Residential_2036_Economic_MW_Before Competition Groups_ECM MOTORS FOR HVAC APPLICATION (FAN-POWERED VAV BOX)
Residential | Res ¦ LED Exterior Area Lights - LED Fixture (200W) | 2036 | Technical | MW | Before Competition Groups | 0.54084 | 0 | 0 | 3038.6959 | 0.00017799 | 79 | Residential_2036_Technical_MW_Before Competition Groups_79 | LED Exterior Area Lights - LED Fixture (200W) | 0.0178% | 0 | 0.54084 | Residential_2036_Technical_MW_Before Competition Groups_LED Exterior Area Lights - LED Fixture (200W)
Residential | Res ¦ VFD on Pumps | 2036 | Technical | MW | Before Competition Groups | 0.52767 | 0 | 0 | 3038.6959 | 0.00017365 | 80 | Residential_2036_Technical_MW_Before Competition Groups_80 | VFD on Pumps | 0.01737% | 0 | 0.52767 | Residential_2036_Technical_MW_Before Competition Groups_VFD on Pumps
Residential | Res ¦ Chilled Water Optimization | 2036 | Economic | MW | Before Competition Groups | 0.28332 | 0 | 0 | 1689.1991 | 0.00016773 | 61 | Residential_2036_Economic_MW_Before Competition Groups_61 | Chilled Water Optimization | 0.01677% | 0 | 0.28332 | Residential_2036_Economic_MW_Before Competition Groups_Chilled Water Optimization
Residential | Res ¦ Air Source Heat Pump | 2036 | Achievable | MW | Before Competition Groups | 0.13638 | 0 | 0 | 840.3594 | 0.00016228 | 60 | Residential_2036_Achievable_MW_Before Competition Groups_60 | Air Source Heat Pump | 0.01623% | 0 | 0.13638 | Residential_2036_Achievable_MW_Before Competition Groups_Air Source Heat Pump
Residential | Res ¦ Beverage Vending Machine Controls | 2036 | Economic | MW | Before Competition Groups | 0.26866 | 0 | 0 | 1689.1991 | 0.00015904 | 62 | Residential_2036_Economic_MW_Before Competition Groups_62 | Beverage Vending Machine Controls | 0.0159% | 0 | 0.26866 | Residential_2036_Economic_MW_Before Competition Groups_Beverage Vending Machine Controls
Residential | Res ¦ Heat Pump Water Heater | 2036 | Achievable | MW | Before Competition Groups | 0.12466 | 0 | 0 | 840.3594 | 0.00014834 | 61 | Residential_2036_Achievable_MW_Before Competition Groups_61 | Heat Pump Water Heater | 0.01483% | 0 | 0.12466 | Residential_2036_Achievable_MW_Before Competition Groups_Heat Pump Water Heater
Residential | Res ¦ Networked/ Connected - Indoor LED Luminaire | 2036 | Economic | MW | Before Competition Groups | 0.24133 | 0 | 0 | 1689.1991 | 0.00014287 | 63 | Residential_2036_Economic_MW_Before Competition Groups_63 | Networked/ Connected - Indoor LED Luminaire | 0.01429% | 0 | 0.24133 | Residential_2036_Economic_MW_Before Competition Groups_Networked/ Connected - Indoor LED Luminaire
Residential | Res ¦ ENERGY STAR LED Lamps (General Service Lamps) | 2036 | Technical | MW | Before Competition Groups | 0.43346 | 0 | 0 | 3038.6959 | 0.00014265 | 81 | Residential_2036_Technical_MW_Before Competition Groups_81 | ENERGY STAR LED Lamps (General Service Lamps) | 0.01426% | 0 | 0.43346 | Residential_2036_Technical_MW_Before Competition Groups_ENERGY STAR LED Lamps (General Service Lamps)
Residential | Res ¦ ECM MOTORS FOR HVAC APPLICATION (FAN-POWERED VAV BOX) | 2036 | Technical | MW | Before Competition Groups | 0.37644 | 0 | 0 | 3038.6959 | 0.00012388 | 82 | Residential_2036_Technical_MW_Before Competition Groups_82 | ECM MOTORS FOR HVAC APPLICATION (FAN-POWERED VAV BOX) | 0.01239% | 0 | 0.37644 | Residential_2036_Technical_MW_Before Competition Groups_ECM MOTORS FOR HVAC APPLICATION (FAN-POWERED VAV BOX)
Residential | Res ¦ DHW Recirculation Systems | 2036 | Achievable | MW | Before Competition Groups | 0.10041 | 0 | 0 | 840.3594 | 0.00011948 | 62 | Residential_2036_Achievable_MW_Before Competition Groups_62 | DHW Recirculation Systems | 0.01195% | 0 | 0.10041 | Residential_2036_Achievable_MW_Before Competition Groups_DHW Recirculation Systems
Residential | Res ¦ Chilled Water Optimization | 2036 | Technical | MW | Before Competition Groups | 0.28332 | 0 | 0 | 3038.6959 | 9.3239e-05 | 83 | Residential_2036_Technical_MW_Before Competition Groups_83 | Chilled Water Optimization | 0.009324% | 0 | 0.28332 | Residential_2036_Technical_MW_Before Competition Groups_Chilled Water Optimization
Residential | Res ¦ Beverage Vending Machine Controls | 2036 | Technical | MW | Before Competition Groups | 0.26866 | 0 | 0 | 3038.6959 | 8.8412e-05 | 84 | Residential_2036_Technical_MW_Before Competition Groups_84 | Beverage Vending Machine Controls | 0.008841% | 0 | 0.26866 | Residential_2036_Technical_MW_Before Competition Groups_Beverage Vending Machine Controls
Residential | Res ¦ Wall Insulation MF | 2036 | Technical | MW | Before Competition Groups | 0.16847 | 0 | 0 | 3038.6959 | 5.5442e-05 | 85 | Residential_2036_Technical_MW_Before Competition Groups_85 | Wall Insulation MF | 0.005544% | 0 | 0.16847 | Residential_2036_Technical_MW_Before Competition Groups_Wall Insulation MF
Residential | Res ¦ LED High Bay Fixture | 2036 | Achievable | MW | Before Competition Groups | 0.024895 | 0 | 0 | 840.3594 | 2.9624e-05 | 63 | Residential_2036_Achievable_MW_Before Competition Groups_63 | LED High Bay Fixture | 0.002962% | 0 | 0.024895 | Residential_2036_Achievable_MW_Before Competition Groups_LED High Bay Fixture
Residential | Res ¦ LED High Bay Fixture | 2036 | Economic | MW | Before Competition Groups | 0.032723 | 0 | 0 | 1689.1991 | 1.9372e-05 | 64 | Residential_2036_Economic_MW_Before Competition Groups_64 | LED High Bay Fixture | 0.001937% | 0 | 0.032723 | Residential_2036_Economic_MW_Before Competition Groups_LED High Bay Fixture
Residential | Res ¦ LED Recessed Downlights | 2036 | Technical | MW | Before Competition Groups | 0.038065 | 0 | 0 | 3038.6959 | 1.2527e-05 | 86 | Residential_2036_Technical_MW_Before Competition Groups_86 | LED Recessed Downlights | 0.001253% | 0 | 0.038065 | Residential_2036_Technical_MW_Before Competition Groups_LED Recessed Downlights
Residential | Res ¦ LED High Bay Fixture | 2036 | Technical | MW | Before Competition Groups | 0.032723 | 0 | 0 | 3038.6959 | 1.0769e-05 | 87 | Residential_2036_Technical_MW_Before Competition Groups_87 | LED High Bay Fixture | 0.001077% | 0 | 0.032723 | Residential_2036_Technical_MW_Before Competition Groups_LED High Bay Fixture
Residential | Res ¦ Wall Insulation MF | 2036 | Economic | MW | Before Competition Groups | 0.017693 | 0 | 0 | 1689.1991 | 1.0474e-05 | 65 | Residential_2036_Economic_MW_Before Competition Groups_65 | Wall Insulation MF | 0.001047% | 0 | 0.017693 | Residential_2036_Economic_MW_Before Competition Groups_Wall Insulation MF
Residential | Res ¦ Radiant Barrier | 2036 | Economic | MW | Before Competition Groups | 0.0086762 | 0 | 0 | 1689.1991 | 5.1363e-06 | 66 | Residential_2036_Economic_MW_Before Competition Groups_66 | Radiant Barrier | 0.0005136% | 0 | 0.0086762 | Residential_2036_Economic_MW_Before Competition Groups_Radiant Barrier
Residential | Res ¦ Wall Insulation MF | 2036 | Achievable | MW | Before Competition Groups | 0.0042174 | 0 | 0 | 840.3594 | 5.0186e-06 | 64 | Residential_2036_Achievable_MW_Before Competition Groups_64 | Wall Insulation MF | 0.0005019% | 0 | 0.0042174 | Residential_2036_Achievable_MW_Before Competition Groups_Wall Insulation MF
Residential | Res ¦ Radiant Barrier | 2036 | Technical | MW | Before Competition Groups | 0.012881 | 0 | 0 | 3038.6959 | 4.2389e-06 | 88 | Residential_2036_Technical_MW_Before Competition Groups_88 | Radiant Barrier | 0.0004239% | 0 | 0.012881 | Residential_2036_Technical_MW_Before Competition Groups_Radiant Barrier
Residential | Res ¦ Solar Water Preheat (Pools/DHW) | 2036 | Technical | MW | Before Competition Groups | 0.010832 | 0 | 0 | 3038.6959 | 3.5646e-06 | 89 | Residential_2036_Technical_MW_Before Competition Groups_89 | Solar Water Preheat (Pools/DHW) | 0.0003565% | 0 | 0.010832 | Residential_2036_Technical_MW_Before Competition Groups_Solar Water Preheat (Pools/DHW)
Residential | Res ¦ Networked/ Connected - Indoor LED Luminaire | 2036 | Achievable | MW | Before Competition Groups | 0.0026532 | 0 | 0 | 840.3594 | 3.1572e-06 | 65 | Residential_2036_Achievable_MW_Before Competition Groups_65 | Networked/ Connected - Indoor LED Luminaire | 0.0003157% | 0 | 0.0026532 | Residential_2036_Achievable_MW_Before Competition Groups_Networked/ Connected - Indoor LED Luminaire
Residential | Res ¦ Radiant Barrier | 2036 | Achievable | MW | Before Competition Groups | 0.0020299 | 0 | 0 | 840.3594 | 2.4156e-06 | 66 | Residential_2036_Achievable_MW_Before Competition Groups_66 | Radiant Barrier | 0.0002416% | 0 | 0.0020299 | Residential_2036_Achievable_MW_Before Competition Groups_Radiant Barrier
Residential | Res ¦ Photocell Controls (Outdoor) | 2036 | Technical | MW | Before Competition Groups | 7.6707e-05 | 0 | 0 | 3038.6959 | 2.5243e-08 | 90 | Residential_2036_Technical_MW_Before Competition Groups_90 | Photocell Controls (Outdoor) | 2.524e-06% | 0 | 7.6707e-05 | Residential_2036_Technical_MW_Before Competition Groups_Photocell Controls (Outdoor)
Residential | Res ¦ Lighting Motion Sensors, Timers, Dimmers | 2036 | Achievable | MW | Before Competition Groups | 0 | 0 | 0 | 840.3594 | 0 | 67 | Residential_2036_Achievable_MW_Before Competition Groups_67 | Lighting Motion Sensors, Timers, Dimmers | 0% | 0 | 0 | Residential_2036_Achievable_MW_Before Competition Groups_Lighting Motion Sensors, Timers, Dimmers
Residential | Res ¦ Lighting Motion Sensors, Timers, Dimmers | 2036 | Economic | MW | Before Competition Groups | 0 | 0 | 0 | 1689.1991 | 0 | 67 | Residential_2036_Economic_MW_Before Competition Groups_67 | Lighting Motion Sensors, Timers, Dimmers | 0% | 0 | 0 | Residential_2036_Economic_MW_Before Competition Groups_Lighting Motion Sensors, Timers, Dimmers
Residential | Res ¦ Ductless Mini-Split Heat Pump | 2037 | Achievable | MW | Before Competition Groups | 132.6405 | 0 | 0 | 901.0684 | 0.1472 | 1 | Residential_2037_Achievable_MW_Before Competition Groups_1 | Ductless Mini-Split Heat Pump | 14.72% | 0 | 132.6405 | Residential_2037_Achievable_MW_Before Competition Groups_Ductless Mini-Split Heat Pump
Residential | Res ¦ Ductless Mini-Split Heat Pump | 2037 | Economic | MW | Before Competition Groups | 208.5383 | 0 | 0 | 1754.6831 | 0.11885 | 1 | Residential_2037_Economic_MW_Before Competition Groups_1 | Ductless Mini-Split Heat Pump | 11.88% | 0 | 208.5383 | Residential_2037_Economic_MW_Before Competition Groups_Ductless Mini-Split Heat Pump
Residential | Res ¦ Adaptive Thermostat | 2037 | Economic | MW | Before Competition Groups | 208.0273 | 0 | 0 | 1754.6831 | 0.11856 | 2 | Residential_2037_Economic_MW_Before Competition Groups_2 | Adaptive Thermostat | 11.86% | 0 | 208.0273 | Residential_2037_Economic_MW_Before Competition Groups_Adaptive Thermostat
Residential | Res ¦ Building Recommissioning, Operations and Maintenance (O&M) Improvements | 2037 | Achievable | MW | Before Competition Groups | 90.5682 | 0 | 0 | 901.0684 | 0.10051 | 2 | Residential_2037_Achievable_MW_Before Competition Groups_2 | Building Recommissioning, Operations and Maintenance (O&M) Improvements | 10.05% | 0 | 90.5682 | Residential_2037_Achievable_MW_Before Competition Groups_Building Recommissioning, Operations and Maintenance (O&M) Improvements
Residential | Res ¦ Adaptive Thermostat | 2037 | Achievable | MW | Before Competition Groups | 84.7704 | 0 | 0 | 901.0684 | 0.094078 | 3 | Residential_2037_Achievable_MW_Before Competition Groups_3 | Adaptive Thermostat | 9.408% | 0 | 84.7704 | Residential_2037_Achievable_MW_Before Competition Groups_Adaptive Thermostat
Residential | Res ¦ Energy Star Clothes Washer | 2037 | Achievable | MW | Before Competition Groups | 77.9026 | 0 | 0 | 901.0684 | 0.086456 | 4 | Residential_2037_Achievable_MW_Before Competition Groups_4 | Energy Star Clothes Washer | 8.646% | 0 | 77.9026 | Residential_2037_Achievable_MW_Before Competition Groups_Energy Star Clothes Washer
Residential | Res ¦ Energy Star Central Air Conditioner | 2037 | Technical | MW | Before Competition Groups | 265.1742 | 0 | 0 | 3111.5616 | 0.085222 | 1 | Residential_2037_Technical_MW_Before Competition Groups_1 | Energy Star Central Air Conditioner | 8.522% | 0 | 265.1742 | Residential_2037_Technical_MW_Before Competition Groups_Energy Star Central Air Conditioner
Residential | Res ¦ Variable Speed Pool Pump Motor | 2037 | Achievable | MW | Before Competition Groups | 63.8396 | 0 | 0 | 901.0684 | 0.070849 | 5 | Residential_2037_Achievable_MW_Before Competition Groups_5 | Variable Speed Pool Pump Motor | 7.085% | 0 | 63.8396 | Residential_2037_Achievable_MW_Before Competition Groups_Variable Speed Pool Pump Motor
Residential | Res ¦ Ductless Mini-Split Heat Pump | 2037 | Technical | MW | Before Competition Groups | 208.5383 | 0 | 0 | 3111.5616 | 0.06702 | 2 | Residential_2037_Technical_MW_Before Competition Groups_2 | Ductless Mini-Split Heat Pump | 6.702% | 0 | 208.5383 | Residential_2037_Technical_MW_Before Competition Groups_Ductless Mini-Split Heat Pump
Residential | Res ¦ Adaptive Thermostat | 2037 | Technical | MW | Before Competition Groups | 208.0273 | 0 | 0 | 3111.5616 | 0.066856 | 3 | Residential_2037_Technical_MW_Before Competition Groups_3 | Adaptive Thermostat | 6.686% | 0 | 208.0273 | Residential_2037_Technical_MW_Before Competition Groups_Adaptive Thermostat
Residential | Res ¦ Energy Star Air Source Heat Pump | 2037 | Economic | MW | Before Competition Groups | 114.6902 | 0 | 0 | 1754.6831 | 0.065362 | 3 | Residential_2037_Economic_MW_Before Competition Groups_3 | Energy Star Air Source Heat Pump | 6.536% | 0 | 114.6902 | Residential_2037_Economic_MW_Before Competition Groups_Energy Star Air Source Heat Pump
Residential | Res ¦ Energy Star Ground Source Heat Pump | 2037 | Technical | MW | Before Competition Groups | 203.0628 | 0 | 0 | 3111.5616 | 0.065261 | 4 | Residential_2037_Technical_MW_Before Competition Groups_4 | Energy Star Ground Source Heat Pump | 6.526% | 0 | 203.0628 | Residential_2037_Technical_MW_Before Competition Groups_Energy Star Ground Source Heat Pump
Residential | Res ¦ Ductless Mini-Split Air Conditioner | 2037 | Technical | MW | Before Competition Groups | 198.2009 | 0 | 0 | 3111.5616 | 0.063698 | 5 | Residential_2037_Technical_MW_Before Competition Groups_5 | Ductless Mini-Split Air Conditioner | 6.37% | 0 | 198.2009 | Residential_2037_Technical_MW_Before Competition Groups_Ductless Mini-Split Air Conditioner
Residential | Res ¦ Smart Burners | 2037 | Economic | MW | Before Competition Groups | 104.5536 | 0 | 0 | 1754.6831 | 0.059585 | 4 | Residential_2037_Economic_MW_Before Competition Groups_4 | Smart Burners | 5.959% | 0 | 104.5536 | Residential_2037_Economic_MW_Before Competition Groups_Smart Burners
Residential | Res ¦ Energy Star Clothes Washer | 2037 | Economic | MW | Before Competition Groups | 93.7709 | 0 | 0 | 1754.6831 | 0.05344 | 5 | Residential_2037_Economic_MW_Before Competition Groups_5 | Energy Star Clothes Washer | 5.344% | 0 | 93.7709 | Residential_2037_Economic_MW_Before Competition Groups_Energy Star Clothes Washer
Residential | Res ¦ Energy Star A Line, PAR, MR Lamps | 2037 | Economic | MW | Before Competition Groups | 93.7084 | 0 | 0 | 1754.6831 | 0.053405 | 6 | Residential_2037_Economic_MW_Before Competition Groups_6 | Energy Star A Line, PAR, MR Lamps | 5.34% | 0 | 93.7084 | Residential_2037_Economic_MW_Before Competition Groups_Energy Star A Line, PAR, MR Lamps
Residential | Res ¦ Energy Star LED Bulbs General Purpose LEDs | 2037 | Economic | MW | Before Competition Groups | 84.7437 | 0 | 0 | 1754.6831 | 0.048296 | 7 | Residential_2037_Economic_MW_Before Competition Groups_7 | Energy Star LED Bulbs General Purpose LEDs | 4.83% | 0 | 84.7437 | Residential_2037_Economic_MW_Before Competition Groups_Energy Star LED Bulbs General Purpose LEDs
Residential | Res ¦ Building Recommissioning, Operations and Maintenance (O&M) Improvements | 2037 | Economic | MW | Before Competition Groups | 83.9667 | 0 | 0 | 1754.6831 | 0.047853 | 8 | Residential_2037_Economic_MW_Before Competition Groups_8 | Building Recommissioning, Operations and Maintenance (O&M) Improvements | 4.785% | 0 | 83.9667 | Residential_2037_Economic_MW_Before Competition Groups_Building Recommissioning, Operations and Maintenance (O&M) Improvements
Residential | Res ¦ Smart Burners | 2037 | Achievable | MW | Before Competition Groups | 42.7964 | 0 | 0 | 901.0684 | 0.047495 | 6 | Residential_2037_Achievable_MW_Before Competition Groups_6 | Smart Burners | 4.75% | 0 | 42.7964 | Residential_2037_Achievable_MW_Before Competition Groups_Smart Burners
Residential | Res ¦ Smart Burners | 2037 | Technical | MW | Before Competition Groups | 138.568 | 0 | 0 | 3111.5616 | 0.044533 | 6 | Residential_2037_Technical_MW_Before Competition Groups_6 | Smart Burners | 4.453% | 0 | 138.568 | Residential_2037_Technical_MW_Before Competition Groups_Smart Burners
Residential | Res ¦ Energy Star Air Source Heat Pump | 2037 | Achievable | MW | Before Competition Groups | 40.0472 | 0 | 0 | 901.0684 | 0.044444 | 7 | Residential_2037_Achievable_MW_Before Competition Groups_7 | Energy Star Air Source Heat Pump | 4.444% | 0 | 40.0472 | Residential_2037_Achievable_MW_Before Competition Groups_Energy Star Air Source Heat Pump
Residential | Res ¦ Energy Star Room Air Conditioner | 2037 | Economic | MW | Before Competition Groups | 75.683 | 0 | 0 | 1754.6831 | 0.043132 | 9 | Residential_2037_Economic_MW_Before Competition Groups_9 | Energy Star Room Air Conditioner | 4.313% | 0 | 75.683 | Residential_2037_Economic_MW_Before Competition Groups_Energy Star Room Air Conditioner
Residential | Res ¦ Energy Star LED Specialty Bulbs | 2037 | Economic | MW | Before Competition Groups | 74.9301 | 0 | 0 | 1754.6831 | 0.042703 | 10 | Residential_2037_Economic_MW_Before Competition Groups_10 | Energy Star LED Specialty Bulbs | 4.27% | 0 | 74.9301 | Residential_2037_Economic_MW_Before Competition Groups_Energy Star LED Specialty Bulbs
Residential | Res ¦ Basement Wall Insulation | 2037 | Economic | MW | Before Competition Groups | 74.6364 | 0 | 0 | 1754.6831 | 0.042536 | 11 | Residential_2037_Economic_MW_Before Competition Groups_11 | Basement Wall Insulation | 4.254% | 0 | 74.6364 | Residential_2037_Economic_MW_Before Competition Groups_Basement Wall Insulation
Residential | Res ¦ Smart Power Bar | 2037 | Achievable | MW | Before Competition Groups | 34.0808 | 0 | 0 | 901.0684 | 0.037823 | 8 | Residential_2037_Achievable_MW_Before Competition Groups_8 | Smart Power Bar | 3.782% | 0 | 34.0808 | Residential_2037_Achievable_MW_Before Competition Groups_Smart Power Bar
Residential | Res ¦ Energy Star Refrigerator | 2037 | Technical | MW | Before Competition Groups | 114.7235 | 0 | 0 | 3111.5616 | 0.03687 | 7 | Residential_2037_Technical_MW_Before Competition Groups_7 | Energy Star Refrigerator | 3.687% | 0 | 114.7235 | Residential_2037_Technical_MW_Before Competition Groups_Energy Star Refrigerator
Residential | Res ¦ Energy Star Air Source Heat Pump | 2037 | Technical | MW | Before Competition Groups | 114.6902 | 0 | 0 | 3111.5616 | 0.036859 | 8 | Residential_2037_Technical_MW_Before Competition Groups_8 | Energy Star Air Source Heat Pump | 3.686% | 0 | 114.6902 | Residential_2037_Technical_MW_Before Competition Groups_Energy Star Air Source Heat Pump
Residential | Res ¦ Energy Star Room Air Conditioner | 2037 | Achievable | MW | Before Competition Groups | 32.961 | 0 | 0 | 901.0684 | 0.03658 | 9 | Residential_2037_Achievable_MW_Before Competition Groups_9 | Energy Star Room Air Conditioner | 3.658% | 0 | 32.961 | Residential_2037_Achievable_MW_Before Competition Groups_Energy Star Room Air Conditioner
Residential | Res ¦ Smart Power Bar | 2037 | Economic | MW | Before Competition Groups | 61.0417 | 0 | 0 | 1754.6831 | 0.034788 | 12 | Residential_2037_Economic_MW_Before Competition Groups_12 | Smart Power Bar | 3.479% | 0 | 61.0417 | Residential_2037_Economic_MW_Before Competition Groups_Smart Power Bar
Residential | Res ¦ Variable Speed Pool Pump Motor | 2037 | Economic | MW | Before Competition Groups | 59.1876 | 0 | 0 | 1754.6831 | 0.033731 | 13 | Residential_2037_Economic_MW_Before Competition Groups_13 | Variable Speed Pool Pump Motor | 3.373% | 0 | 59.1876 | Residential_2037_Economic_MW_Before Competition Groups_Variable Speed Pool Pump Motor
Residential | Res ¦ Attic Insulation | 2037 | Economic | MW | Before Competition Groups | 57.6103 | 0 | 0 | 1754.6831 | 0.032832 | 14 | Residential_2037_Economic_MW_Before Competition Groups_14 | Attic Insulation | 3.283% | 0 | 57.6103 | Residential_2037_Economic_MW_Before Competition Groups_Attic Insulation
Residential | Res ¦ Heat Pump Clothes Dryer | 2037 | Technical | MW | Before Competition Groups | 101.5449 | 0 | 0 | 3111.5616 | 0.032635 | 9 | Residential_2037_Technical_MW_Before Competition Groups_9 | Heat Pump Clothes Dryer | 3.263% | 0 | 101.5449 | Residential_2037_Technical_MW_Before Competition Groups_Heat Pump Clothes Dryer
Residential | Res ¦ Energy Star Clothes Washer | 2037 | Technical | MW | Before Competition Groups | 93.7709 | 0 | 0 | 3111.5616 | 0.030136 | 10 | Residential_2037_Technical_MW_Before Competition Groups_10 | Energy Star Clothes Washer | 3.014% | 0 | 93.7709 | Residential_2037_Technical_MW_Before Competition Groups_Energy Star Clothes Washer
Residential | Res ¦ Energy Star A Line, PAR, MR Lamps | 2037 | Technical | MW | Before Competition Groups | 93.7084 | 0 | 0 | 3111.5616 | 0.030116 | 11 | Residential_2037_Technical_MW_Before Competition Groups_11 | Energy Star A Line, PAR, MR Lamps | 3.012% | 0 | 93.7084 | Residential_2037_Technical_MW_Before Competition Groups_Energy Star A Line, PAR, MR Lamps
Residential | Res ¦ Basement Wall Insulation | 2037 | Achievable | MW | Before Competition Groups | 24.9732 | 0 | 0 | 901.0684 | 0.027715 | 10 | Residential_2037_Achievable_MW_Before Competition Groups_10 | Basement Wall Insulation | 2.772% | 0 | 24.9732 | Residential_2037_Achievable_MW_Before Competition Groups_Basement Wall Insulation
Residential | Res ¦ Induction Cooking Stove Top | 2037 | Technical | MW | Before Competition Groups | 85.3579 | 0 | 0 | 3111.5616 | 0.027432 | 12 | Residential_2037_Technical_MW_Before Competition Groups_12 | Induction Cooking Stove Top | 2.743% | 0 | 85.3579 | Residential_2037_Technical_MW_Before Competition Groups_Induction Cooking Stove Top
Residential | Res ¦ Energy Star LED Bulbs General Purpose LEDs | 2037 | Technical | MW | Before Competition Groups | 84.7437 | 0 | 0 | 3111.5616 | 0.027235 | 13 | Residential_2037_Technical_MW_Before Competition Groups_13 | Energy Star LED Bulbs General Purpose LEDs | 2.724% | 0 | 84.7437 | Residential_2037_Technical_MW_Before Competition Groups_Energy Star LED Bulbs General Purpose LEDs
Residential | Res ¦ Building Recommissioning, Operations and Maintenance (O&M) Improvements | 2037 | Technical | MW | Before Competition Groups | 83.9667 | 0 | 0 | 3111.5616 | 0.026985 | 14 | Residential_2037_Technical_MW_Before Competition Groups_14 | Building Recommissioning, Operations and Maintenance (O&M) Improvements | 2.699% | 0 | 83.9667 | Residential_2037_Technical_MW_Before Competition Groups_Building Recommissioning, Operations and Maintenance (O&M) Improvements
Residential | Res ¦ Energy Star LED Bulbs General Purpose LEDs | 2037 | Achievable | MW | Before Competition Groups | 23.2653 | 0 | 0 | 901.0684 | 0.02582 | 11 | Residential_2037_Achievable_MW_Before Competition Groups_11 | Energy Star LED Bulbs General Purpose LEDs | 2.582% | 0 | 23.2653 | Residential_2037_Achievable_MW_Before Competition Groups_Energy Star LED Bulbs General Purpose LEDs
Residential | Res ¦ Wall Insulation | 2037 | Economic | MW | Before Competition Groups | 43.4058 | 0 | 0 | 1754.6831 | 0.024737 | 15 | Residential_2037_Economic_MW_Before Competition Groups_15 | Wall Insulation | 2.474% | 0 | 43.4058 | Residential_2037_Economic_MW_Before Competition Groups_Wall Insulation
Residential | Res ¦ Energy Star Room Air Conditioner | 2037 | Technical | MW | Before Competition Groups | 76.5544 | 0 | 0 | 3111.5616 | 0.024603 | 15 | Residential_2037_Technical_MW_Before Competition Groups_15 | Energy Star Room Air Conditioner | 2.46% | 0 | 76.5544 | Residential_2037_Technical_MW_Before Competition Groups_Energy Star Room Air Conditioner
Residential | Res ¦ Energy Star LED Specialty Bulbs | 2037 | Technical | MW | Before Competition Groups | 74.9301 | 0 | 0 | 3111.5616 | 0.024081 | 16 | Residential_2037_Technical_MW_Before Competition Groups_16 | Energy Star LED Specialty Bulbs | 2.408% | 0 | 74.9301 | Residential_2037_Technical_MW_Before Competition Groups_Energy Star LED Specialty Bulbs
Residential | Res ¦ Basement Wall Insulation | 2037 | Technical | MW | Before Competition Groups | 74.6364 | 0 | 0 | 3111.5616 | 0.023987 | 17 | Residential_2037_Technical_MW_Before Competition Groups_17 | Basement Wall Insulation | 2.399% | 0 | 74.6364 | Residential_2037_Technical_MW_Before Competition Groups_Basement Wall Insulation
Residential | Res ¦ Energy Star LED Specialty Bulbs | 2037 | Achievable | MW | Before Competition Groups | 20.8129 | 0 | 0 | 901.0684 | 0.023098 | 12 | Residential_2037_Achievable_MW_Before Competition Groups_12 | Energy Star LED Specialty Bulbs | 2.31% | 0 | 20.8129 | Residential_2037_Achievable_MW_Before Competition Groups_Energy Star LED Specialty Bulbs
Residential | Res ¦ Attic Insulation | 2037 | Achievable | MW | Before Competition Groups | 19.2725 | 0 | 0 | 901.0684 | 0.021389 | 13 | Residential_2037_Achievable_MW_Before Competition Groups_13 | Attic Insulation | 2.139% | 0 | 19.2725 | Residential_2037_Achievable_MW_Before Competition Groups_Attic Insulation
Residential | Res ¦ Basement or Crawlspace Insulation | 2037 | Technical | MW | Before Competition Groups | 62.107 | 0 | 0 | 3111.5616 | 0.01996 | 18 | Residential_2037_Technical_MW_Before Competition Groups_18 | Basement or Crawlspace Insulation | 1.996% | 0 | 62.107 | Residential_2037_Technical_MW_Before Competition Groups_Basement or Crawlspace Insulation
Residential | Res ¦ Smart Power Bar | 2037 | Technical | MW | Before Competition Groups | 61.0417 | 0 | 0 | 3111.5616 | 0.019618 | 19 | Residential_2037_Technical_MW_Before Competition Groups_19 | Smart Power Bar | 1.962% | 0 | 61.0417 | Residential_2037_Technical_MW_Before Competition Groups_Smart Power Bar
Residential | Res ¦ Variable Speed Pool Pump Motor | 2037 | Technical | MW | Before Competition Groups | 59.1876 | 0 | 0 | 3111.5616 | 0.019022 | 20 | Residential_2037_Technical_MW_Before Competition Groups_20 | Variable Speed Pool Pump Motor | 1.902% | 0 | 59.1876 | Residential_2037_Technical_MW_Before Competition Groups_Variable Speed Pool Pump Motor
Residential | Res ¦ Energy Star Clothes Dryer | 2037 | Technical | MW | Before Competition Groups | 57.9993 | 0 | 0 | 3111.5616 | 0.01864 | 21 | Residential_2037_Technical_MW_Before Competition Groups_21 | Energy Star Clothes Dryer | 1.864% | 0 | 57.9993 | Residential_2037_Technical_MW_Before Competition Groups_Energy Star Clothes Dryer
Residential | Res ¦ Attic Insulation | 2037 | Technical | MW | Before Competition Groups | 57.6103 | 0 | 0 | 3111.5616 | 0.018515 | 22 | Residential_2037_Technical_MW_Before Competition Groups_22 | Attic Insulation | 1.851% | 0 | 57.6103 | Residential_2037_Technical_MW_Before Competition Groups_Attic Insulation
Residential | Res ¦ Energy Star A Line, PAR, MR Lamps | 2037 | Achievable | MW | Before Competition Groups | 16.4727 | 0 | 0 | 901.0684 | 0.018281 | 14 | Residential_2037_Achievable_MW_Before Competition Groups_14 | Energy Star A Line, PAR, MR Lamps | 1.828% | 0 | 16.4727 | Residential_2037_Achievable_MW_Before Competition Groups_Energy Star A Line, PAR, MR Lamps
Residential | Res ¦ Networked/ Connected - Indoor LED Lamp | 2037 | Technical | MW | Before Competition Groups | 56.7698 | 0 | 0 | 3111.5616 | 0.018245 | 23 | Residential_2037_Technical_MW_Before Competition Groups_23 | Networked/ Connected - Indoor LED Lamp | 1.824% | 0 | 56.7698 | Residential_2037_Technical_MW_Before Competition Groups_Networked/ Connected - Indoor LED Lamp
Residential | Res ¦ Energy Star Torchiere | 2037 | Achievable | MW | Before Competition Groups | 13.9483 | 0 | 0 | 901.0684 | 0.01548 | 15 | Residential_2037_Achievable_MW_Before Competition Groups_15 | Energy Star Torchiere | 1.548% | 0 | 13.9483 | Residential_2037_Achievable_MW_Before Competition Groups_Energy Star Torchiere
Residential | Res ¦ Energy Star Clothes Dryer | 2037 | Achievable | MW | Before Competition Groups | 13.9222 | 0 | 0 | 901.0684 | 0.015451 | 16 | Residential_2037_Achievable_MW_Before Competition Groups_16 | Energy Star Clothes Dryer | 1.545% | 0 | 13.9222 | Residential_2037_Achievable_MW_Before Competition Groups_Energy Star Clothes Dryer
Residential | Res ¦ Energy Star Clothes Dryer | 2037 | Economic | MW | Before Competition Groups | 26.386 | 0 | 0 | 1754.6831 | 0.015037 | 16 | Residential_2037_Economic_MW_Before Competition Groups_16 | Energy Star Clothes Dryer | 1.504% | 0 | 26.386 | Residential_2037_Economic_MW_Before Competition Groups_Energy Star Clothes Dryer
Residential | Res ¦ Occupancy Sensors MF | 2037 | Achievable | MW | Before Competition Groups | 13.4338 | 0 | 0 | 901.0684 | 0.014909 | 17 | Residential_2037_Achievable_MW_Before Competition Groups_17 | Occupancy Sensors MF | 1.491% | 0 | 13.4338 | Residential_2037_Achievable_MW_Before Competition Groups_Occupancy Sensors MF
Residential | Res ¦ Advanced BAS/Controllers | 2037 | Achievable | MW | Before Competition Groups | 13.2294 | 0 | 0 | 901.0684 | 0.014682 | 18 | Residential_2037_Achievable_MW_Before Competition Groups_18 | Advanced BAS/Controllers | 1.468% | 0 | 13.2294 | Residential_2037_Achievable_MW_Before Competition Groups_Advanced BAS/Controllers
Residential | Res ¦ Lighting Motion Sensors, Timers, Dimmers | 2037 | Technical | MW | Before Competition Groups | 45.5111 | 0 | 0 | 3111.5616 | 0.014626 | 24 | Residential_2037_Technical_MW_Before Competition Groups_24 | Lighting Motion Sensors, Timers, Dimmers | 1.463% | 0 | 45.5111 | Residential_2037_Technical_MW_Before Competition Groups_Lighting Motion Sensors, Timers, Dimmers
Residential | Res ¦ Wall Insulation | 2037 | Technical | MW | Before Competition Groups | 45.1486 | 0 | 0 | 3111.5616 | 0.01451 | 25 | Residential_2037_Technical_MW_Before Competition Groups_25 | Wall Insulation | 1.451% | 0 | 45.1486 | Residential_2037_Technical_MW_Before Competition Groups_Wall Insulation
Residential | Res ¦ Clothes Drying Racks | 2037 | Achievable | MW | Before Competition Groups | 12.0258 | 0 | 0 | 901.0684 | 0.013346 | 19 | Residential_2037_Achievable_MW_Before Competition Groups_19 | Clothes Drying Racks | 1.335% | 0 | 12.0258 | Residential_2037_Achievable_MW_Before Competition Groups_Clothes Drying Racks
Residential | Res ¦ Ceiling Insulation | 2037 | Economic | MW | Before Competition Groups | 21.8661 | 0 | 0 | 1754.6831 | 0.012462 | 17 | Residential_2037_Economic_MW_Before Competition Groups_17 | Ceiling Insulation | 1.246% | 0 | 21.8661 | Residential_2037_Economic_MW_Before Competition Groups_Ceiling Insulation
Residential | Res ¦ High Efficiency Chiller (avg of water and air cooled) | 2037 | Achievable | MW | Before Competition Groups | 10.7483 | 0 | 0 | 901.0684 | 0.011928 | 20 | Residential_2037_Achievable_MW_Before Competition Groups_20 | High Efficiency Chiller (avg of water and air cooled) | 1.193% | 0 | 10.7483 | Residential_2037_Achievable_MW_Before Competition Groups_High Efficiency Chiller (avg of water and air cooled)
Residential | Res ¦ Energy Star Light Fixture | 2037 | Achievable | MW | Before Competition Groups | 10.5857 | 0 | 0 | 901.0684 | 0.011748 | 21 | Residential_2037_Achievable_MW_Before Competition Groups_21 | Energy Star Light Fixture | 1.175% | 0 | 10.5857 | Residential_2037_Achievable_MW_Before Competition Groups_Energy Star Light Fixture
Residential | Res ¦ Refrigerator Recycling | 2037 | Achievable | MW | Before Competition Groups | 10.1932 | 0 | 0 | 901.0684 | 0.011312 | 22 | Residential_2037_Achievable_MW_Before Competition Groups_22 | Refrigerator Recycling | 1.131% | 0 | 10.1932 | Residential_2037_Achievable_MW_Before Competition Groups_Refrigerator Recycling
Residential | Res ¦ Variable Refrigerant Flow Heat Pump | 2037 | Technical | MW | Before Competition Groups | 34.351 | 0 | 0 | 3111.5616 | 0.01104 | 26 | Residential_2037_Technical_MW_Before Competition Groups_26 | Variable Refrigerant Flow Heat Pump | 1.104% | 0 | 34.351 | Residential_2037_Technical_MW_Before Competition Groups_Variable Refrigerant Flow Heat Pump
Residential | Res ¦ Energy Star Torchiere | 2037 | Economic | MW | Before Competition Groups | 19.006 | 0 | 0 | 1754.6831 | 0.010832 | 18 | Residential_2037_Economic_MW_Before Competition Groups_18 | Energy Star Torchiere | 1.083% | 0 | 19.006 | Residential_2037_Economic_MW_Before Competition Groups_Energy Star Torchiere
Residential | Res ¦ Duct Insulation | 2037 | Economic | MW | Before Competition Groups | 18.5292 | 0 | 0 | 1754.6831 | 0.01056 | 19 | Residential_2037_Economic_MW_Before Competition Groups_19 | Duct Insulation | 1.056% | 0 | 18.5292 | Residential_2037_Economic_MW_Before Competition Groups_Duct Insulation
Residential | Res ¦ Freezer Recycling | 2037 | Achievable | MW | Before Competition Groups | 9.4882 | 0 | 0 | 901.0684 | 0.01053 | 23 | Residential_2037_Achievable_MW_Before Competition Groups_23 | Freezer Recycling | 1.053% | 0 | 9.4882 | Residential_2037_Achievable_MW_Before Competition Groups_Freezer Recycling
Residential | Res ¦ Air Source Heat Pump | 2037 | Technical | MW | Before Competition Groups | 29.6698 | 0 | 0 | 3111.5616 | 0.0095353 | 27 | Residential_2037_Technical_MW_Before Competition Groups_27 | Air Source Heat Pump | 0.9535% | 0 | 29.6698 | Residential_2037_Technical_MW_Before Competition Groups_Air Source Heat Pump
Residential | Res ¦ Basement or Crawlspace Insulation | 2037 | Economic | MW | Before Competition Groups | 16.7093 | 0 | 0 | 1754.6831 | 0.0095227 | 20 | Residential_2037_Economic_MW_Before Competition Groups_20 | Basement or Crawlspace Insulation | 0.9523% | 0 | 16.7093 | Residential_2037_Economic_MW_Before Competition Groups_Basement or Crawlspace Insulation
Residential | Res ¦ Air Sealing | 2037 | Economic | MW | Before Competition Groups | 15.9114 | 0 | 0 | 1754.6831 | 0.009068 | 21 | Residential_2037_Economic_MW_Before Competition Groups_21 | Air Sealing | 0.9068% | 0 | 15.9114 | Residential_2037_Economic_MW_Before Competition Groups_Air Sealing
Residential | Res ¦ Energy Star Light Fixture | 2037 | Economic | MW | Before Competition Groups | 15.6786 | 0 | 0 | 1754.6831 | 0.0089353 | 22 | Residential_2037_Economic_MW_Before Competition Groups_22 | Energy Star Light Fixture | 0.8935% | 0 | 15.6786 | Residential_2037_Economic_MW_Before Competition Groups_Energy Star Light Fixture
Residential | Res ¦ Floor Insulation | 2037 | Economic | MW | Before Competition Groups | 15.1259 | 0 | 0 | 1754.6831 | 0.0086203 | 23 | Residential_2037_Economic_MW_Before Competition Groups_23 | Floor Insulation | 0.862% | 0 | 15.1259 | Residential_2037_Economic_MW_Before Competition Groups_Floor Insulation
Residential | Res ¦ Home Energy Reports | 2037 | Technical | MW | Before Competition Groups | 25.9197 | 0 | 0 | 3111.5616 | 0.0083301 | 28 | Residential_2037_Technical_MW_Before Competition Groups_28 | Home Energy Reports | 0.833% | 0 | 25.9197 | Residential_2037_Technical_MW_Before Competition Groups_Home Energy Reports
Residential | Res ¦ Energy Star Light Fixture | 2037 | Technical | MW | Before Competition Groups | 23.2713 | 0 | 0 | 3111.5616 | 0.007479 | 29 | Residential_2037_Technical_MW_Before Competition Groups_29 | Energy Star Light Fixture | 0.7479% | 0 | 23.2713 | Residential_2037_Technical_MW_Before Competition Groups_Energy Star Light Fixture
Residential | Res ¦ Variable Refrigerant Flow Heat Pump | 2037 | Achievable | MW | Before Competition Groups | 6.6862 | 0 | 0 | 901.0684 | 0.0074203 | 24 | Residential_2037_Achievable_MW_Before Competition Groups_24 | Variable Refrigerant Flow Heat Pump | 0.742% | 0 | 6.6862 | Residential_2037_Achievable_MW_Before Competition Groups_Variable Refrigerant Flow Heat Pump
Residential | Res ¦ Occupancy Sensors MF | 2037 | Economic | MW | Before Competition Groups | 12.7584 | 0 | 0 | 1754.6831 | 0.0072711 | 24 | Residential_2037_Economic_MW_Before Competition Groups_24 | Occupancy Sensors MF | 0.7271% | 0 | 12.7584 | Residential_2037_Economic_MW_Before Competition Groups_Occupancy Sensors MF
Residential | Res ¦ Ceiling Insulation | 2037 | Technical | MW | Before Competition Groups | 22.489 | 0 | 0 | 3111.5616 | 0.0072276 | 30 | Residential_2037_Technical_MW_Before Competition Groups_30 | Ceiling Insulation | 0.7228% | 0 | 22.489 | Residential_2037_Technical_MW_Before Competition Groups_Ceiling Insulation
Residential | Res ¦ Advanced BAS/Controllers | 2037 | Economic | MW | Before Competition Groups | 12.2655 | 0 | 0 | 1754.6831 | 0.0069902 | 25 | Residential_2037_Economic_MW_Before Competition Groups_25 | Advanced BAS/Controllers | 0.699% | 0 | 12.2655 | Residential_2037_Economic_MW_Before Competition Groups_Advanced BAS/Controllers
Residential | Res ¦ High Efficiency Chiller (avg of water and air cooled) | 2037 | Economic | MW | Before Competition Groups | 11.8702 | 0 | 0 | 1754.6831 | 0.0067649 | 26 | Residential_2037_Economic_MW_Before Competition Groups_26 | High Efficiency Chiller (avg of water and air cooled) | 0.6765% | 0 | 11.8702 | Residential_2037_Economic_MW_Before Competition Groups_High Efficiency Chiller (avg of water and air cooled)
Residential | Res ¦ Duct Insulation | 2037 | Achievable | MW | Before Competition Groups | 6.0364 | 0 | 0 | 901.0684 | 0.0066992 | 25 | Residential_2037_Achievable_MW_Before Competition Groups_25 | Duct Insulation | 0.6699% | 0 | 6.0364 | Residential_2037_Achievable_MW_Before Competition Groups_Duct Insulation
Residential | Res ¦ Energy Star Freezer | 2037 | Achievable | MW | Before Competition Groups | 5.9476 | 0 | 0 | 901.0684 | 0.0066006 | 26 | Residential_2037_Achievable_MW_Before Competition Groups_26 | Energy Star Freezer | 0.6601% | 0 | 5.9476 | Residential_2037_Achievable_MW_Before Competition Groups_Energy Star Freezer
Residential | Res ¦ Clothes Drying Racks | 2037 | Economic | MW | Before Competition Groups | 11.1507 | 0 | 0 | 1754.6831 | 0.0063548 | 27 | Residential_2037_Economic_MW_Before Competition Groups_27 | Clothes Drying Racks | 0.6355% | 0 | 11.1507 | Residential_2037_Economic_MW_Before Competition Groups_Clothes Drying Racks
Residential | Res ¦ Energy Star Torchiere | 2037 | Technical | MW | Before Competition Groups | 19.006 | 0 | 0 | 3111.5616 | 0.0061082 | 31 | Residential_2037_Technical_MW_Before Competition Groups_31 | Energy Star Torchiere | 0.6108% | 0 | 19.006 | Residential_2037_Technical_MW_Before Competition Groups_Energy Star Torchiere
Residential | Res ¦ Duct Insulation | 2037 | Technical | MW | Before Competition Groups | 18.7514 | 0 | 0 | 3111.5616 | 0.0060264 | 32 | Residential_2037_Technical_MW_Before Competition Groups_32 | Duct Insulation | 0.6026% | 0 | 18.7514 | Residential_2037_Technical_MW_Before Competition Groups_Duct Insulation
Residential | Res ¦ Home Energy Reports | 2037 | Achievable | MW | Before Competition Groups | 5.3678 | 0 | 0 | 901.0684 | 0.0059571 | 27 | Residential_2037_Achievable_MW_Before Competition Groups_27 | Home Energy Reports | 0.5957% | 0 | 5.3678 | Residential_2037_Achievable_MW_Before Competition Groups_Home Energy Reports
Residential | Res ¦ Air Sealing | 2037 | Achievable | MW | Before Competition Groups | 5.3236 | 0 | 0 | 901.0684 | 0.0059081 | 28 | Residential_2037_Achievable_MW_Before Competition Groups_28 | Air Sealing | 0.5908% | 0 | 5.3236 | Residential_2037_Achievable_MW_Before Competition Groups_Air Sealing
Residential | Res ¦ Floor Insulation | 2037 | Achievable | MW | Before Competition Groups | 5.058 | 0 | 0 | 901.0684 | 0.0056133 | 29 | Residential_2037_Achievable_MW_Before Competition Groups_29 | Floor Insulation | 0.5613% | 0 | 5.058 | Residential_2037_Achievable_MW_Before Competition Groups_Floor Insulation
Residential | Res ¦ Refrigerator Recycling | 2037 | Economic | MW | Before Competition Groups | 9.4505 | 0 | 0 | 1754.6831 | 0.0053859 | 28 | Residential_2037_Economic_MW_Before Competition Groups_28 | Refrigerator Recycling | 0.5386% | 0 | 9.4505 | Residential_2037_Economic_MW_Before Competition Groups_Refrigerator Recycling
Residential | Res ¦ Home Energy Reports | 2037 | Economic | MW | Before Competition Groups | 9.0666 | 0 | 0 | 1754.6831 | 0.0051671 | 29 | Residential_2037_Economic_MW_Before Competition Groups_29 | Home Energy Reports | 0.5167% | 0 | 9.0666 | Residential_2037_Economic_MW_Before Competition Groups_Home Energy Reports
Residential | Res ¦ Air Sealing | 2037 | Technical | MW | Before Competition Groups | 15.9114 | 0 | 0 | 3111.5616 | 0.0051137 | 33 | Residential_2037_Technical_MW_Before Competition Groups_33 | Air Sealing | 0.5114% | 0 | 15.9114 | Residential_2037_Technical_MW_Before Competition Groups_Air Sealing
Residential | Res ¦ Freezer Recycling | 2037 | Economic | MW | Before Competition Groups | 8.8031 | 0 | 0 | 1754.6831 | 0.0050169 | 30 | Residential_2037_Economic_MW_Before Competition Groups_30 | Freezer Recycling | 0.5017% | 0 | 8.8031 | Residential_2037_Economic_MW_Before Competition Groups_Freezer Recycling
Residential | Res ¦ Central Air Conditioner Maintenance | 2037 | Technical | MW | Before Competition Groups | 15.3634 | 0 | 0 | 3111.5616 | 0.0049375 | 34 | Residential_2037_Technical_MW_Before Competition Groups_34 | Central Air Conditioner Maintenance | 0.4938% | 0 | 15.3634 | Residential_2037_Technical_MW_Before Competition Groups_Central Air Conditioner Maintenance
Residential | Res ¦ Floor Insulation | 2037 | Technical | MW | Before Competition Groups | 15.1259 | 0 | 0 | 3111.5616 | 0.0048612 | 35 | Residential_2037_Technical_MW_Before Competition Groups_35 | Floor Insulation | 0.4861% | 0 | 15.1259 | Residential_2037_Technical_MW_Before Competition Groups_Floor Insulation
Residential | Res ¦ Duct Insulation MF | 2037 | Economic | MW | Before Competition Groups | 8.4492 | 0 | 0 | 1754.6831 | 0.0048152 | 31 | Residential_2037_Economic_MW_Before Competition Groups_31 | Duct Insulation MF | 0.4815% | 0 | 8.4492 | Residential_2037_Economic_MW_Before Competition Groups_Duct Insulation MF
Residential | Res ¦ Wall Insulation | 2037 | Achievable | MW | Before Competition Groups | 4.2456 | 0 | 0 | 901.0684 | 0.0047118 | 30 | Residential_2037_Achievable_MW_Before Competition Groups_30 | Wall Insulation | 0.4712% | 0 | 4.2456 | Residential_2037_Achievable_MW_Before Competition Groups_Wall Insulation
Residential | Res ¦ Energy Star Dehumidifier | 2037 | Economic | MW | Before Competition Groups | 8.2462 | 0 | 0 | 1754.6831 | 0.0046995 | 32 | Residential_2037_Economic_MW_Before Competition Groups_32 | Energy Star Dehumidifier | 0.47% | 0 | 8.2462 | Residential_2037_Economic_MW_Before Competition Groups_Energy Star Dehumidifier
Residential | Res ¦ Dehumidifier Recycling | 2037 | Technical | MW | Before Competition Groups | 14.0268 | 0 | 0 | 3111.5616 | 0.004508 | 36 | Residential_2037_Technical_MW_Before Competition Groups_36 | Dehumidifier Recycling | 0.4508% | 0 | 14.0268 | Residential_2037_Technical_MW_Before Competition Groups_Dehumidifier Recycling
Residential | Res ¦ Air Source Heat Pump | 2037 | Economic | MW | Before Competition Groups | 7.8821 | 0 | 0 | 1754.6831 | 0.004492 | 33 | Residential_2037_Economic_MW_Before Competition Groups_33 | Air Source Heat Pump | 0.4492% | 0 | 7.8821 | Residential_2037_Economic_MW_Before Competition Groups_Air Source Heat Pump
Residential | Res ¦ Outside Air Economizer | 2037 | Achievable | MW | Before Competition Groups | 3.7711 | 0 | 0 | 901.0684 | 0.0041851 | 31 | Residential_2037_Achievable_MW_Before Competition Groups_31 | Outside Air Economizer | 0.4185% | 0 | 3.7711 | Residential_2037_Achievable_MW_Before Competition Groups_Outside Air Economizer
Residential | Res ¦ Occupancy Sensors MF | 2037 | Technical | MW | Before Competition Groups | 12.7584 | 0 | 0 | 3111.5616 | 0.0041003 | 37 | Residential_2037_Technical_MW_Before Competition Groups_37 | Occupancy Sensors MF | 0.41% | 0 | 12.7584 | Residential_2037_Technical_MW_Before Competition Groups_Occupancy Sensors MF
Residential | Res ¦ Advanced BAS/Controllers | 2037 | Technical | MW | Before Competition Groups | 12.2655 | 0 | 0 | 3111.5616 | 0.0039419 | 38 | Residential_2037_Technical_MW_Before Competition Groups_38 | Advanced BAS/Controllers | 0.3942% | 0 | 12.2655 | Residential_2037_Technical_MW_Before Competition Groups_Advanced BAS/Controllers
Residential | Res ¦ High Efficiency Chiller (avg of water and air cooled) | 2037 | Technical | MW | Before Competition Groups | 11.8702 | 0 | 0 | 3111.5616 | 0.0038149 | 39 | Residential_2037_Technical_MW_Before Competition Groups_39 | High Efficiency Chiller (avg of water and air cooled) | 0.3815% | 0 | 11.8702 | Residential_2037_Technical_MW_Before Competition Groups_High Efficiency Chiller (avg of water and air cooled)
Residential | Res ¦ Furnace with ECM | 2037 | Achievable | MW | Before Competition Groups | 3.2766 | 0 | 0 | 901.0684 | 0.0036364 | 32 | Residential_2037_Achievable_MW_Before Competition Groups_32 | Furnace with ECM | 0.3636% | 0 | 3.2766 | Residential_2037_Achievable_MW_Before Competition Groups_Furnace with ECM
Residential | Res ¦ Energy Star Freezer | 2037 | Technical | MW | Before Competition Groups | 11.1735 | 0 | 0 | 3111.5616 | 0.003591 | 40 | Residential_2037_Technical_MW_Before Competition Groups_40 | Energy Star Freezer | 0.3591% | 0 | 11.1735 | Residential_2037_Technical_MW_Before Competition Groups_Energy Star Freezer
Residential | Res ¦ Clothes Drying Racks | 2037 | Technical | MW | Before Competition Groups | 11.1507 | 0 | 0 | 3111.5616 | 0.0035836 | 41 | Residential_2037_Technical_MW_Before Competition Groups_41 | Clothes Drying Racks | 0.3584% | 0 | 11.1507 | Residential_2037_Technical_MW_Before Competition Groups_Clothes Drying Racks
Residential | Res ¦ Furnace with ECM | 2037 | Economic | MW | Before Competition Groups | 6.1299 | 0 | 0 | 1754.6831 | 0.0034935 | 34 | Residential_2037_Economic_MW_Before Competition Groups_34 | Furnace with ECM | 0.3493% | 0 | 6.1299 | Residential_2037_Economic_MW_Before Competition Groups_Furnace with ECM
Residential | Res ¦ Minimize Hot and Warm Clothes Wash | 2037 | Achievable | MW | Before Competition Groups | 3.1374 | 0 | 0 | 901.0684 | 0.0034819 | 33 | Residential_2037_Achievable_MW_Before Competition Groups_33 | Minimize Hot and Warm Clothes Wash | 0.3482% | 0 | 3.1374 | Residential_2037_Achievable_MW_Before Competition Groups_Minimize Hot and Warm Clothes Wash
Residential | Res ¦ LED Tube Re-Lamp | 2037 | Achievable | MW | Before Competition Groups | 3.1243 | 0 | 0 | 901.0684 | 0.0034673 | 34 | Residential_2037_Achievable_MW_Before Competition Groups_34 | LED Tube Re-Lamp | 0.3467% | 0 | 3.1243 | Residential_2037_Achievable_MW_Before Competition Groups_LED Tube Re-Lamp
Residential | Res ¦ Energy Star Dehumidifier | 2037 | Achievable | MW | Before Competition Groups | 2.9602 | 0 | 0 | 901.0684 | 0.0032852 | 35 | Residential_2037_Achievable_MW_Before Competition Groups_35 | Energy Star Dehumidifier | 0.3285% | 0 | 2.9602 | Residential_2037_Achievable_MW_Before Competition Groups_Energy Star Dehumidifier
Residential | Res ¦ Variable Refrigerant Flow Heat Pump | 2037 | Economic | MW | Before Competition Groups | 5.4923 | 0 | 0 | 1754.6831 | 0.0031301 | 35 | Residential_2037_Economic_MW_Before Competition Groups_35 | Variable Refrigerant Flow Heat Pump | 0.313% | 0 | 5.4923 | Residential_2037_Economic_MW_Before Competition Groups_Variable Refrigerant Flow Heat Pump
Residential | Res ¦ Refrigerator Recycling | 2037 | Technical | MW | Before Competition Groups | 9.4505 | 0 | 0 | 3111.5616 | 0.0030372 | 42 | Residential_2037_Technical_MW_Before Competition Groups_42 | Refrigerator Recycling | 0.3037% | 0 | 9.4505 | Residential_2037_Technical_MW_Before Competition Groups_Refrigerator Recycling
Residential | Res ¦ LED Downlight | 2037 | Achievable | MW | Before Competition Groups | 2.6553 | 0 | 0 | 901.0684 | 0.0029468 | 36 | Residential_2037_Achievable_MW_Before Competition Groups_36 | LED Downlight | 0.2947% | 0 | 2.6553 | Residential_2037_Achievable_MW_Before Competition Groups_LED Downlight
Residential | Res ¦ Freezer Recycling | 2037 | Technical | MW | Before Competition Groups | 8.8031 | 0 | 0 | 3111.5616 | 0.0028291 | 43 | Residential_2037_Technical_MW_Before Competition Groups_43 | Freezer Recycling | 0.2829% | 0 | 8.8031 | Residential_2037_Technical_MW_Before Competition Groups_Freezer Recycling
Residential | Res ¦ Heat Recovery Ventilator | 2037 | Economic | MW | Before Competition Groups | 4.9098 | 0 | 0 | 1754.6831 | 0.0027981 | 36 | Residential_2037_Economic_MW_Before Competition Groups_36 | Heat Recovery Ventilator | 0.2798% | 0 | 4.9098 | Residential_2037_Economic_MW_Before Competition Groups_Heat Recovery Ventilator
Residential | Res ¦ Duct Insulation MF | 2037 | Technical | MW | Before Competition Groups | 8.4492 | 0 | 0 | 3111.5616 | 0.0027154 | 44 | Residential_2037_Technical_MW_Before Competition Groups_44 | Duct Insulation MF | 0.2715% | 0 | 8.4492 | Residential_2037_Technical_MW_Before Competition Groups_Duct Insulation MF
Residential | Res ¦ ENERGY STAR LED LAMPS (REFLECTOR LAMPs/MR16/PAR 16) | 2037 | Achievable | MW | Before Competition Groups | 2.4368 | 0 | 0 | 901.0684 | 0.0027044 | 37 | Residential_2037_Achievable_MW_Before Competition Groups_37 | ENERGY STAR LED LAMPS (REFLECTOR LAMPs/MR16/PAR 16) | 0.2704% | 0 | 2.4368 | Residential_2037_Achievable_MW_Before Competition Groups_ENERGY STAR LED LAMPS (REFLECTOR LAMPs/MR16/PAR 16)
Residential | Res ¦ Duct Insulation MF | 2037 | Achievable | MW | Before Competition Groups | 2.3907 | 0 | 0 | 901.0684 | 0.0026532 | 38 | Residential_2037_Achievable_MW_Before Competition Groups_38 | Duct Insulation MF | 0.2653% | 0 | 2.3907 | Residential_2037_Achievable_MW_Before Competition Groups_Duct Insulation MF
Residential | Res ¦ Minimize Hot and Warm Clothes Wash | 2037 | Economic | MW | Before Competition Groups | 4.6541 | 0 | 0 | 1754.6831 | 0.0026524 | 37 | Residential_2037_Economic_MW_Before Competition Groups_37 | Minimize Hot and Warm Clothes Wash | 0.2652% | 0 | 4.6541 | Residential_2037_Economic_MW_Before Competition Groups_Minimize Hot and Warm Clothes Wash
Residential | Res ¦ Energy Star Dehumidifier | 2037 | Technical | MW | Before Competition Groups | 8.2462 | 0 | 0 | 3111.5616 | 0.0026502 | 45 | Residential_2037_Technical_MW_Before Competition Groups_45 | Energy Star Dehumidifier | 0.265% | 0 | 8.2462 | Residential_2037_Technical_MW_Before Competition Groups_Energy Star Dehumidifier
Residential | Res ¦ Energy Star Freezer | 2037 | Economic | MW | Before Competition Groups | 4.5883 | 0 | 0 | 1754.6831 | 0.0026149 | 38 | Residential_2037_Economic_MW_Before Competition Groups_38 | Energy Star Freezer | 0.2615% | 0 | 4.5883 | Residential_2037_Economic_MW_Before Competition Groups_Energy Star Freezer
Residential | Res ¦ Basement or Crawlspace Insulation | 2037 | Achievable | MW | Before Competition Groups | 2.2682 | 0 | 0 | 901.0684 | 0.0025172 | 39 | Residential_2037_Achievable_MW_Before Competition Groups_39 | Basement or Crawlspace Insulation | 0.2517% | 0 | 2.2682 | Residential_2037_Achievable_MW_Before Competition Groups_Basement or Crawlspace Insulation
Residential | Res ¦ Furnace Whistle | 2037 | Achievable | MW | Before Competition Groups | 2.1743 | 0 | 0 | 901.0684 | 0.0024131 | 40 | Residential_2037_Achievable_MW_Before Competition Groups_40 | Furnace Whistle | 0.2413% | 0 | 2.1743 | Residential_2037_Achievable_MW_Before Competition Groups_Furnace Whistle
Residential | Res ¦ CO Sensors for parking garage exhaust fans | 2037 | Achievable | MW | Before Competition Groups | 2.0368 | 0 | 0 | 901.0684 | 0.0022605 | 41 | Residential_2037_Achievable_MW_Before Competition Groups_41 | CO Sensors for parking garage exhaust fans | 0.226% | 0 | 2.0368 | Residential_2037_Achievable_MW_Before Competition Groups_CO Sensors for parking garage exhaust fans
Residential | Res ¦ INTEGRAL LED TROFFERS | 2037 | Technical | MW | Before Competition Groups | 6.9883 | 0 | 0 | 3111.5616 | 0.0022459 | 46 | Residential_2037_Technical_MW_Before Competition Groups_46 | INTEGRAL LED TROFFERS | 0.2246% | 0 | 6.9883 | Residential_2037_Technical_MW_Before Competition Groups_INTEGRAL LED TROFFERS
Residential | Res ¦ Tankless Water Heater | 2037 | Economic | MW | Before Competition Groups | 3.692 | 0 | 0 | 1754.6831 | 0.0021041 | 39 | Residential_2037_Economic_MW_Before Competition Groups_39 | Tankless Water Heater | 0.2104% | 0 | 3.692 | Residential_2037_Economic_MW_Before Competition Groups_Tankless Water Heater
Residential | Res ¦ Comprehensive Draft Proofing | 2037 | Achievable | MW | Before Competition Groups | 1.8783 | 0 | 0 | 901.0684 | 0.0020846 | 42 | Residential_2037_Achievable_MW_Before Competition Groups_42 | Comprehensive Draft Proofing | 0.2085% | 0 | 1.8783 | Residential_2037_Achievable_MW_Before Competition Groups_Comprehensive Draft Proofing
Residential | Res ¦ Energy Star Windows | 2037 | Technical | MW | Before Competition Groups | 6.4418 | 0 | 0 | 3111.5616 | 0.0020703 | 47 | Residential_2037_Technical_MW_Before Competition Groups_47 | Energy Star Windows | 0.207% | 0 | 6.4418 | Residential_2037_Technical_MW_Before Competition Groups_Energy Star Windows
Residential | Res ¦ Outside Air Economizer | 2037 | Economic | MW | Before Competition Groups | 3.6285 | 0 | 0 | 1754.6831 | 0.0020679 | 40 | Residential_2037_Economic_MW_Before Competition Groups_40 | Outside Air Economizer | 0.2068% | 0 | 3.6285 | Residential_2037_Economic_MW_Before Competition Groups_Outside Air Economizer
Residential | Res ¦ Central Lighting Control System | 2037 | Technical | MW | Before Competition Groups | 6.3795 | 0 | 0 | 3111.5616 | 0.0020503 | 48 | Residential_2037_Technical_MW_Before Competition Groups_48 | Central Lighting Control System | 0.205% | 0 | 6.3795 | Residential_2037_Technical_MW_Before Competition Groups_Central Lighting Control System
Residential | Res ¦ Networked/ Connected - Indoor LED Luminaire | 2037 | Technical | MW | Before Competition Groups | 6.3271 | 0 | 0 | 3111.5616 | 0.0020334 | 49 | Residential_2037_Technical_MW_Before Competition Groups_49 | Networked/ Connected - Indoor LED Luminaire | 0.2033% | 0 | 6.3271 | Residential_2037_Technical_MW_Before Competition Groups_Networked/ Connected - Indoor LED Luminaire
Residential | Res ¦ Variable Frequency Drive (VFD) | 2037 | Achievable | MW | Before Competition Groups | 1.8216 | 0 | 0 | 901.0684 | 0.0020216 | 43 | Residential_2037_Achievable_MW_Before Competition Groups_43 | Variable Frequency Drive (VFD) | 0.2022% | 0 | 1.8216 | Residential_2037_Achievable_MW_Before Competition Groups_Variable Frequency Drive (VFD)
Residential | Res ¦ Heat Pump Water Heater | 2037 | Technical | MW | Before Competition Groups | 6.2564 | 0 | 0 | 3111.5616 | 0.0020107 | 50 | Residential_2037_Technical_MW_Before Competition Groups_50 | Heat Pump Water Heater | 0.2011% | 0 | 6.2564 | Residential_2037_Technical_MW_Before Competition Groups_Heat Pump Water Heater
Residential | Res ¦ Furnace with ECM | 2037 | Technical | MW | Before Competition Groups | 6.1299 | 0 | 0 | 3111.5616 | 0.00197 | 51 | Residential_2037_Technical_MW_Before Competition Groups_51 | Furnace with ECM | 0.197% | 0 | 6.1299 | Residential_2037_Technical_MW_Before Competition Groups_Furnace with ECM
Residential | Res ¦ Ceiling Insulation | 2037 | Achievable | MW | Before Competition Groups | 1.7271 | 0 | 0 | 901.0684 | 0.0019167 | 44 | Residential_2037_Achievable_MW_Before Competition Groups_44 | Ceiling Insulation | 0.1917% | 0 | 1.7271 | Residential_2037_Achievable_MW_Before Competition Groups_Ceiling Insulation
Residential | Res ¦ LED Tube Re-Lamp | 2037 | Economic | MW | Before Competition Groups | 3.2991 | 0 | 0 | 1754.6831 | 0.0018802 | 41 | Residential_2037_Economic_MW_Before Competition Groups_41 | LED Tube Re-Lamp | 0.188% | 0 | 3.2991 | Residential_2037_Economic_MW_Before Competition Groups_LED Tube Re-Lamp
Residential | Res ¦ Tankless Water Heater | 2037 | Achievable | MW | Before Competition Groups | 1.6818 | 0 | 0 | 901.0684 | 0.0018664 | 45 | Residential_2037_Achievable_MW_Before Competition Groups_45 | Tankless Water Heater | 0.1866% | 0 | 1.6818 | Residential_2037_Achievable_MW_Before Competition Groups_Tankless Water Heater
Residential | Res ¦ Early Hot Water Heater Replacement | 2037 | Achievable | MW | Before Competition Groups | 1.6533 | 0 | 0 | 901.0684 | 0.0018348 | 46 | Residential_2037_Achievable_MW_Before Competition Groups_46 | Early Hot Water Heater Replacement | 0.1835% | 0 | 1.6533 | Residential_2037_Achievable_MW_Before Competition Groups_Early Hot Water Heater Replacement
Residential | Res ¦ Tankless Water Heater | 2037 | Technical | MW | Before Competition Groups | 5.6627 | 0 | 0 | 3111.5616 | 0.0018199 | 52 | Residential_2037_Technical_MW_Before Competition Groups_52 | Tankless Water Heater | 0.182% | 0 | 5.6627 | Residential_2037_Technical_MW_Before Competition Groups_Tankless Water Heater
Residential | Res ¦ Demand Control Ventilation | 2037 | Achievable | MW | Before Competition Groups | 1.5469 | 0 | 0 | 901.0684 | 0.0017168 | 47 | Residential_2037_Achievable_MW_Before Competition Groups_47 | Demand Control Ventilation | 0.1717% | 0 | 1.5469 | Residential_2037_Achievable_MW_Before Competition Groups_Demand Control Ventilation
Residential | Res ¦ Early Hot Water Heater Replacement | 2037 | Economic | MW | Before Competition Groups | 3.01 | 0 | 0 | 1754.6831 | 0.0017154 | 42 | Residential_2037_Economic_MW_Before Competition Groups_42 | Early Hot Water Heater Replacement | 0.1715% | 0 | 3.01 | Residential_2037_Economic_MW_Before Competition Groups_Early Hot Water Heater Replacement
Residential | Res ¦ Heat Recovery Ventilator | 2037 | Technical | MW | Before Competition Groups | 5.0774 | 0 | 0 | 3111.5616 | 0.0016318 | 53 | Residential_2037_Technical_MW_Before Competition Groups_53 | Heat Recovery Ventilator | 0.1632% | 0 | 5.0774 | Residential_2037_Technical_MW_Before Competition Groups_Heat Recovery Ventilator
Residential | Res ¦ LED Downlight | 2037 | Technical | MW | Before Competition Groups | 5.0291 | 0 | 0 | 3111.5616 | 0.0016163 | 54 | Residential_2037_Technical_MW_Before Competition Groups_54 | LED Downlight | 0.1616% | 0 | 5.0291 | Residential_2037_Technical_MW_Before Competition Groups_LED Downlight
Residential | Res ¦ LED Tube Re-Lamp | 2037 | Technical | MW | Before Competition Groups | 4.8896 | 0 | 0 | 3111.5616 | 0.0015714 | 55 | Residential_2037_Technical_MW_Before Competition Groups_55 | LED Tube Re-Lamp | 0.1571% | 0 | 4.8896 | Residential_2037_Technical_MW_Before Competition Groups_LED Tube Re-Lamp
Residential | Res ¦ Condensing Make Up Air Unit | 2037 | Achievable | MW | Before Competition Groups | 1.4005 | 0 | 0 | 901.0684 | 0.0015543 | 48 | Residential_2037_Achievable_MW_Before Competition Groups_48 | Condensing Make Up Air Unit | 0.1554% | 0 | 1.4005 | Residential_2037_Achievable_MW_Before Competition Groups_Condensing Make Up Air Unit
Residential | Res ¦ Energy Star Ceiling Fan/Lighting | 2037 | Technical | MW | Before Competition Groups | 4.8018 | 0 | 0 | 3111.5616 | 0.0015432 | 56 | Residential_2037_Technical_MW_Before Competition Groups_56 | Energy Star Ceiling Fan/Lighting | 0.1543% | 0 | 4.8018 | Residential_2037_Technical_MW_Before Competition Groups_Energy Star Ceiling Fan/Lighting
Residential | Res ¦ Minimize Hot and Warm Clothes Wash | 2037 | Technical | MW | Before Competition Groups | 4.6541 | 0 | 0 | 3111.5616 | 0.0014957 | 57 | Residential_2037_Technical_MW_Before Competition Groups_57 | Minimize Hot and Warm Clothes Wash | 0.1496% | 0 | 4.6541 | Residential_2037_Technical_MW_Before Competition Groups_Minimize Hot and Warm Clothes Wash
Residential | Res ¦ ENERGY STAR LED LAMPS (REFLECTOR LAMPs/MR16/PAR 16) | 2037 | Economic | MW | Before Competition Groups | 2.4454 | 0 | 0 | 1754.6831 | 0.0013937 | 43 | Residential_2037_Economic_MW_Before Competition Groups_43 | ENERGY STAR LED LAMPS (REFLECTOR LAMPs/MR16/PAR 16) | 0.1394% | 0 | 2.4454 | Residential_2037_Economic_MW_Before Competition Groups_ENERGY STAR LED LAMPS (REFLECTOR LAMPs/MR16/PAR 16)
Residential | Res ¦ Energy Star Windows | 2037 | Achievable | MW | Before Competition Groups | 1.2379 | 0 | 0 | 901.0684 | 0.0013738 | 49 | Residential_2037_Achievable_MW_Before Competition Groups_49 | Energy Star Windows | 0.1374% | 0 | 1.2379 | Residential_2037_Achievable_MW_Before Competition Groups_Energy Star Windows
Residential | Res ¦ Energy Star Windows | 2037 | Economic | MW | Before Competition Groups | 2.3442 | 0 | 0 | 1754.6831 | 0.001336 | 44 | Residential_2037_Economic_MW_Before Competition Groups_44 | Energy Star Windows | 0.1336% | 0 | 2.3442 | Residential_2037_Economic_MW_Before Competition Groups_Energy Star Windows
Residential | Res ¦ Drain Water Heat Recovery | 2037 | Achievable | MW | Before Competition Groups | 1.1796 | 0 | 0 | 901.0684 | 0.0013092 | 50 | Residential_2037_Achievable_MW_Before Competition Groups_50 | Drain Water Heat Recovery | 0.1309% | 0 | 1.1796 | Residential_2037_Achievable_MW_Before Competition Groups_Drain Water Heat Recovery
Residential | Res ¦ CO Sensors for parking garage exhaust fans | 2037 | Economic | MW | Before Competition Groups | 2.2893 | 0 | 0 | 1754.6831 | 0.0013047 | 45 | Residential_2037_Economic_MW_Before Competition Groups_45 | CO Sensors for parking garage exhaust fans | 0.1305% | 0 | 2.2893 | Residential_2037_Economic_MW_Before Competition Groups_CO Sensors for parking garage exhaust fans
Residential | Res ¦ Passive Attic Ventilation | 2037 | Technical | MW | Before Competition Groups | 3.9849 | 0 | 0 | 3111.5616 | 0.0012807 | 58 | Residential_2037_Technical_MW_Before Competition Groups_58 | Passive Attic Ventilation | 0.1281% | 0 | 3.9849 | Residential_2037_Technical_MW_Before Competition Groups_Passive Attic Ventilation
Residential | Res ¦ Water Heater Temperature Setback | 2037 | Achievable | MW | Before Competition Groups | 1.1393 | 0 | 0 | 901.0684 | 0.0012644 | 51 | Residential_2037_Achievable_MW_Before Competition Groups_51 | Water Heater Temperature Setback | 0.1264% | 0 | 1.1393 | Residential_2037_Achievable_MW_Before Competition Groups_Water Heater Temperature Setback
Residential | Res ¦ LED Parking Lot Fixture | 2037 | Achievable | MW | Before Competition Groups | 1.135 | 0 | 0 | 901.0684 | 0.0012597 | 52 | Residential_2037_Achievable_MW_Before Competition Groups_52 | LED Parking Lot Fixture | 0.126% | 0 | 1.135 | Residential_2037_Achievable_MW_Before Competition Groups_LED Parking Lot Fixture
Residential | Res ¦ Demand Control Ventilation | 2037 | Economic | MW | Before Competition Groups | 2.1495 | 0 | 0 | 1754.6831 | 0.001225 | 46 | Residential_2037_Economic_MW_Before Competition Groups_46 | Demand Control Ventilation | 0.1225% | 0 | 2.1495 | Residential_2037_Economic_MW_Before Competition Groups_Demand Control Ventilation
Residential | Res ¦ Condensing Make Up Air Unit | 2037 | Economic | MW | Before Competition Groups | 2.0771 | 0 | 0 | 1754.6831 | 0.0011837 | 47 | Residential_2037_Economic_MW_Before Competition Groups_47 | Condensing Make Up Air Unit | 0.1184% | 0 | 2.0771 | Residential_2037_Economic_MW_Before Competition Groups_Condensing Make Up Air Unit
Residential | Res ¦ Outside Air Economizer | 2037 | Technical | MW | Before Competition Groups | 3.6285 | 0 | 0 | 3111.5616 | 0.0011661 | 59 | Residential_2037_Technical_MW_Before Competition Groups_59 | Outside Air Economizer | 0.1166% | 0 | 3.6285 | Residential_2037_Technical_MW_Before Competition Groups_Outside Air Economizer
Residential | Res ¦ Drain Water Heat Recovery | 2037 | Economic | MW | Before Competition Groups | 2.0205 | 0 | 0 | 1754.6831 | 0.0011515 | 48 | Residential_2037_Economic_MW_Before Competition Groups_48 | Drain Water Heat Recovery | 0.1151% | 0 | 2.0205 | Residential_2037_Economic_MW_Before Competition Groups_Drain Water Heat Recovery
Residential | Res ¦ Furnace Whistle | 2037 | Economic | MW | Before Competition Groups | 2.0158 | 0 | 0 | 1754.6831 | 0.0011488 | 49 | Residential_2037_Economic_MW_Before Competition Groups_49 | Furnace Whistle | 0.1149% | 0 | 2.0158 | Residential_2037_Economic_MW_Before Competition Groups_Furnace Whistle
Residential | Res ¦ Heat Recovery Ventilator | 2037 | Achievable | MW | Before Competition Groups | 0.93333 | 0 | 0 | 901.0684 | 0.0010358 | 53 | Residential_2037_Achievable_MW_Before Competition Groups_53 | Heat Recovery Ventilator | 0.1036% | 0 | 0.93333 | Residential_2037_Achievable_MW_Before Competition Groups_Heat Recovery Ventilator
Residential | Res ¦ Comprehensive Draft Proofing | 2037 | Economic | MW | Before Competition Groups | 1.7414 | 0 | 0 | 1754.6831 | 0.00099245 | 50 | Residential_2037_Economic_MW_Before Competition Groups_50 | Comprehensive Draft Proofing | 0.09924% | 0 | 1.7414 | Residential_2037_Economic_MW_Before Competition Groups_Comprehensive Draft Proofing
Residential | Res ¦ Solar Water Heating System | 2037 | Technical | MW | Before Competition Groups | 3.0853 | 0 | 0 | 3111.5616 | 0.00099155 | 60 | Residential_2037_Technical_MW_Before Competition Groups_60 | Solar Water Heating System | 0.09916% | 0 | 3.0853 | Residential_2037_Technical_MW_Before Competition Groups_Solar Water Heating System
Residential | Res ¦ Energy Star Dishwasher | 2037 | Technical | MW | Before Competition Groups | 3.0363 | 0 | 0 | 3111.5616 | 0.0009758 | 61 | Residential_2037_Technical_MW_Before Competition Groups_61 | Energy Star Dishwasher | 0.09758% | 0 | 3.0363 | Residential_2037_Technical_MW_Before Competition Groups_Energy Star Dishwasher
Residential | Res ¦ Early Hot Water Heater Replacement | 2037 | Technical | MW | Before Competition Groups | 3.01 | 0 | 0 | 3111.5616 | 0.00096736 | 62 | Residential_2037_Technical_MW_Before Competition Groups_62 | Early Hot Water Heater Replacement | 0.09674% | 0 | 3.01 | Residential_2037_Technical_MW_Before Competition Groups_Early Hot Water Heater Replacement
Residential | Res ¦ Variable Frequency Drive (VFD) | 2037 | Economic | MW | Before Competition Groups | 1.6888 | 0 | 0 | 1754.6831 | 0.00096248 | 51 | Residential_2037_Economic_MW_Before Competition Groups_51 | Variable Frequency Drive (VFD) | 0.09625% | 0 | 1.6888 | Residential_2037_Economic_MW_Before Competition Groups_Variable Frequency Drive (VFD)
Residential | Res ¦ Heat Pump Water Heater | 2037 | Economic | MW | Before Competition Groups | 1.6203 | 0 | 0 | 1754.6831 | 0.00092342 | 52 | Residential_2037_Economic_MW_Before Competition Groups_52 | Heat Pump Water Heater | 0.09234% | 0 | 1.6203 | Residential_2037_Economic_MW_Before Competition Groups_Heat Pump Water Heater
Residential | Res ¦ High Efficiency Storage Water Heater | 2037 | Technical | MW | Before Competition Groups | 2.7151 | 0 | 0 | 3111.5616 | 0.00087258 | 63 | Residential_2037_Technical_MW_Before Competition Groups_63 | High Efficiency Storage Water Heater | 0.08726% | 0 | 2.7151 | Residential_2037_Technical_MW_Before Competition Groups_High Efficiency Storage Water Heater
Residential | Res ¦ Air Source Heat Pump Maintenance | 2037 | Technical | MW | Before Competition Groups | 2.6625 | 0 | 0 | 3111.5616 | 0.00085569 | 64 | Residential_2037_Technical_MW_Before Competition Groups_64 | Air Source Heat Pump Maintenance | 0.08557% | 0 | 2.6625 | Residential_2037_Technical_MW_Before Competition Groups_Air Source Heat Pump Maintenance
Residential | Res ¦ ENERGY STAR LED LAMPS (REFLECTOR LAMPs/MR16/PAR 16) | 2037 | Technical | MW | Before Competition Groups | 2.4454 | 0 | 0 | 3111.5616 | 0.00078591 | 65 | Residential_2037_Technical_MW_Before Competition Groups_65 | ENERGY STAR LED LAMPS (REFLECTOR LAMPs/MR16/PAR 16) | 0.07859% | 0 | 2.4454 | Residential_2037_Technical_MW_Before Competition Groups_ENERGY STAR LED LAMPS (REFLECTOR LAMPs/MR16/PAR 16)
Residential | Res ¦ DHW Recirculation Systems | 2037 | Economic | MW | Before Competition Groups | 1.3084 | 0 | 0 | 1754.6831 | 0.00074565 | 53 | Residential_2037_Economic_MW_Before Competition Groups_53 | DHW Recirculation Systems | 0.07457% | 0 | 1.3084 | Residential_2037_Economic_MW_Before Competition Groups_DHW Recirculation Systems
Residential | Res ¦ CO Sensors for parking garage exhaust fans | 2037 | Technical | MW | Before Competition Groups | 2.2893 | 0 | 0 | 3111.5616 | 0.00073573 | 66 | Residential_2037_Technical_MW_Before Competition Groups_66 | CO Sensors for parking garage exhaust fans | 0.07357% | 0 | 2.2893 | Residential_2037_Technical_MW_Before Competition Groups_CO Sensors for parking garage exhaust fans
Residential | Res ¦ Demand Control Ventilation | 2037 | Technical | MW | Before Competition Groups | 2.1495 | 0 | 0 | 3111.5616 | 0.00069082 | 67 | Residential_2037_Technical_MW_Before Competition Groups_67 | Demand Control Ventilation | 0.06908% | 0 | 2.1495 | Residential_2037_Technical_MW_Before Competition Groups_Demand Control Ventilation
Residential | Res ¦ Condensing Make Up Air Unit | 2037 | Technical | MW | Before Competition Groups | 2.0771 | 0 | 0 | 3111.5616 | 0.00066754 | 68 | Residential_2037_Technical_MW_Before Competition Groups_68 | Condensing Make Up Air Unit | 0.06675% | 0 | 2.0771 | Residential_2037_Technical_MW_Before Competition Groups_Condensing Make Up Air Unit
Residential | Res ¦ LED Parking Lot Fixture | 2037 | Economic | MW | Before Competition Groups | 1.1546 | 0 | 0 | 1754.6831 | 0.00065801 | 54 | Residential_2037_Economic_MW_Before Competition Groups_54 | LED Parking Lot Fixture | 0.0658% | 0 | 1.1546 | Residential_2037_Economic_MW_Before Competition Groups_LED Parking Lot Fixture
Residential | Res ¦ Drain Water Heat Recovery | 2037 | Technical | MW | Before Competition Groups | 2.0205 | 0 | 0 | 3111.5616 | 0.00064935 | 69 | Residential_2037_Technical_MW_Before Competition Groups_69 | Drain Water Heat Recovery | 0.06493% | 0 | 2.0205 | Residential_2037_Technical_MW_Before Competition Groups_Drain Water Heat Recovery
Residential | Res ¦ Furnace Whistle | 2037 | Technical | MW | Before Competition Groups | 2.0158 | 0 | 0 | 3111.5616 | 0.00064786 | 70 | Residential_2037_Technical_MW_Before Competition Groups_70 | Furnace Whistle | 0.06479% | 0 | 2.0158 | Residential_2037_Technical_MW_Before Competition Groups_Furnace Whistle
Residential | Res ¦ VFD on Pumps | 2037 | Achievable | MW | Before Competition Groups | 0.56016 | 0 | 0 | 901.0684 | 0.00062166 | 54 | Residential_2037_Achievable_MW_Before Competition Groups_54 | VFD on Pumps | 0.06217% | 0 | 0.56016 | Residential_2037_Achievable_MW_Before Competition Groups_VFD on Pumps
Residential | Res ¦ Water Heater Temperature Setback | 2037 | Economic | MW | Before Competition Groups | 1.0562 | 0 | 0 | 1754.6831 | 0.00060195 | 55 | Residential_2037_Economic_MW_Before Competition Groups_55 | Water Heater Temperature Setback | 0.0602% | 0 | 1.0562 | Residential_2037_Economic_MW_Before Competition Groups_Water Heater Temperature Setback
Residential | Res ¦ Window Film | 2037 | Technical | MW | Before Competition Groups | 1.8673 | 0 | 0 | 3111.5616 | 0.00060013 | 71 | Residential_2037_Technical_MW_Before Competition Groups_71 | Window Film | 0.06001% | 0 | 1.8673 | Residential_2037_Technical_MW_Before Competition Groups_Window Film
Residential | Res ¦ LED Exterior Area Lights - LED Fixture (200W) | 2037 | Achievable | MW | Before Competition Groups | 0.53482 | 0 | 0 | 901.0684 | 0.00059354 | 55 | Residential_2037_Achievable_MW_Before Competition Groups_55 | LED Exterior Area Lights - LED Fixture (200W) | 0.05935% | 0 | 0.53482 | Residential_2037_Achievable_MW_Before Competition Groups_LED Exterior Area Lights - LED Fixture (200W)
Residential | Res ¦ Comprehensive Draft Proofing | 2037 | Technical | MW | Before Competition Groups | 1.7414 | 0 | 0 | 3111.5616 | 0.00055967 | 72 | Residential_2037_Technical_MW_Before Competition Groups_72 | Comprehensive Draft Proofing | 0.05597% | 0 | 1.7414 | Residential_2037_Technical_MW_Before Competition Groups_Comprehensive Draft Proofing
Residential | Res ¦ Solar Powered Attic Fan | 2037 | Technical | MW | Before Competition Groups | 1.7162 | 0 | 0 | 3111.5616 | 0.00055155 | 73 | Residential_2037_Technical_MW_Before Competition Groups_73 | Solar Powered Attic Fan | 0.05516% | 0 | 1.7162 | Residential_2037_Technical_MW_Before Competition Groups_Solar Powered Attic Fan
Residential | Res ¦ Variable Frequency Drive (VFD) | 2037 | Technical | MW | Before Competition Groups | 1.6888 | 0 | 0 | 3111.5616 | 0.00054276 | 74 | Residential_2037_Technical_MW_Before Competition Groups_74 | Variable Frequency Drive (VFD) | 0.05428% | 0 | 1.6888 | Residential_2037_Technical_MW_Before Competition Groups_Variable Frequency Drive (VFD)
Residential | Res ¦ ENERGY STAR LED Lamps (General Service Lamps) | 2037 | Achievable | MW | Before Competition Groups | 0.42655 | 0 | 0 | 901.0684 | 0.00047338 | 56 | Residential_2037_Achievable_MW_Before Competition Groups_56 | ENERGY STAR LED Lamps (General Service Lamps) | 0.04734% | 0 | 0.42655 | Residential_2037_Achievable_MW_Before Competition Groups_ENERGY STAR LED Lamps (General Service Lamps)
Residential | Res ¦ DHW Recirculation Systems | 2037 | Technical | MW | Before Competition Groups | 1.3084 | 0 | 0 | 3111.5616 | 0.00042049 | 75 | Residential_2037_Technical_MW_Before Competition Groups_75 | DHW Recirculation Systems | 0.04205% | 0 | 1.3084 | Residential_2037_Technical_MW_Before Competition Groups_DHW Recirculation Systems
Residential | Res ¦ LED Downlight | 2037 | Economic | MW | Before Competition Groups | 0.67173 | 0 | 0 | 1754.6831 | 0.00038282 | 56 | Residential_2037_Economic_MW_Before Competition Groups_56 | LED Downlight | 0.03828% | 0 | 0.67173 | Residential_2037_Economic_MW_Before Competition Groups_LED Downlight
Residential | Res ¦ LED Parking Lot Fixture | 2037 | Technical | MW | Before Competition Groups | 1.1546 | 0 | 0 | 3111.5616 | 0.00037107 | 76 | Residential_2037_Technical_MW_Before Competition Groups_76 | LED Parking Lot Fixture | 0.03711% | 0 | 1.1546 | Residential_2037_Technical_MW_Before Competition Groups_LED Parking Lot Fixture
Residential | Res ¦ ECM MOTORS FOR HVAC APPLICATION (FAN-POWERED VAV BOX) | 2037 | Achievable | MW | Before Competition Groups | 0.33169 | 0 | 0 | 901.0684 | 0.00036811 | 57 | Residential_2037_Achievable_MW_Before Competition Groups_57 | ECM MOTORS FOR HVAC APPLICATION (FAN-POWERED VAV BOX) | 0.03681% | 0 | 0.33169 | Residential_2037_Achievable_MW_Before Competition Groups_ECM MOTORS FOR HVAC APPLICATION (FAN-POWERED VAV BOX)
Residential | Res ¦ Water Heater Temperature Setback | 2037 | Technical | MW | Before Competition Groups | 1.0562 | 0 | 0 | 3111.5616 | 0.00033946 | 77 | Residential_2037_Technical_MW_Before Competition Groups_77 | Water Heater Temperature Setback | 0.03395% | 0 | 1.0562 | Residential_2037_Technical_MW_Before Competition Groups_Water Heater Temperature Setback
Residential | Res ¦ LED Exterior Area Lights - LED Fixture (200W) | 2037 | Economic | MW | Before Competition Groups | 0.54682 | 0 | 0 | 1754.6831 | 0.00031163 | 57 | Residential_2037_Economic_MW_Before Competition Groups_57 | LED Exterior Area Lights - LED Fixture (200W) | 0.03116% | 0 | 0.54682 | Residential_2037_Economic_MW_Before Competition Groups_LED Exterior Area Lights - LED Fixture (200W)
Residential | Res ¦ HVAC Optimization | 2037 | Technical | MW | Before Competition Groups | 0.92966 | 0 | 0 | 3111.5616 | 0.00029878 | 78 | Residential_2037_Technical_MW_Before Competition Groups_78 | HVAC Optimization | 0.02988% | 0 | 0.92966 | Residential_2037_Technical_MW_Before Competition Groups_HVAC Optimization
Residential | Res ¦ VFD on Pumps | 2037 | Economic | MW | Before Competition Groups | 0.51934 | 0 | 0 | 1754.6831 | 0.00029597 | 58 | Residential_2037_Economic_MW_Before Competition Groups_58 | VFD on Pumps | 0.0296% | 0 | 0.51934 | Residential_2037_Economic_MW_Before Competition Groups_VFD on Pumps
Residential | Res ¦ Beverage Vending Machine Controls | 2037 | Achievable | MW | Before Competition Groups | 0.2324 | 0 | 0 | 901.0684 | 0.00025791 | 58 | Residential_2037_Achievable_MW_Before Competition Groups_58 | Beverage Vending Machine Controls | 0.02579% | 0 | 0.2324 | Residential_2037_Achievable_MW_Before Competition Groups_Beverage Vending Machine Controls
Residential | Res ¦ ENERGY STAR LED Lamps (General Service Lamps) | 2037 | Economic | MW | Before Competition Groups | 0.43681 | 0 | 0 | 1754.6831 | 0.00024894 | 59 | Residential_2037_Economic_MW_Before Competition Groups_59 | ENERGY STAR LED Lamps (General Service Lamps) | 0.02489% | 0 | 0.43681 | Residential_2037_Economic_MW_Before Competition Groups_ENERGY STAR LED Lamps (General Service Lamps)
Residential | Res ¦ DHW Recirculation Systems | 2037 | Achievable | MW | Before Competition Groups | 0.21086 | 0 | 0 | 901.0684 | 0.00023401 | 59 | Residential_2037_Achievable_MW_Before Competition Groups_59 | DHW Recirculation Systems | 0.0234% | 0 | 0.21086 | Residential_2037_Achievable_MW_Before Competition Groups_DHW Recirculation Systems
Residential | Res ¦ Chilled Water Optimization | 2037 | Achievable | MW | Before Competition Groups | 0.20731 | 0 | 0 | 901.0684 | 0.00023007 | 60 | Residential_2037_Achievable_MW_Before Competition Groups_60 | Chilled Water Optimization | 0.02301% | 0 | 0.20731 | Residential_2037_Achievable_MW_Before Competition Groups_Chilled Water Optimization
Residential | Res ¦ Networked/ Connected - Indoor LED Luminaire | 2037 | Economic | MW | Before Competition Groups | 0.38921 | 0 | 0 | 1754.6831 | 0.00022181 | 60 | Residential_2037_Economic_MW_Before Competition Groups_60 | Networked/ Connected - Indoor LED Luminaire | 0.02218% | 0 | 0.38921 | Residential_2037_Economic_MW_Before Competition Groups_Networked/ Connected - Indoor LED Luminaire
Residential | Res ¦ ECM MOTORS FOR HVAC APPLICATION (FAN-POWERED VAV BOX) | 2037 | Economic | MW | Before Competition Groups | 0.38123 | 0 | 0 | 1754.6831 | 0.00021726 | 61 | Residential_2037_Economic_MW_Before Competition Groups_61 | ECM MOTORS FOR HVAC APPLICATION (FAN-POWERED VAV BOX) | 0.02173% | 0 | 0.38123 | Residential_2037_Economic_MW_Before Competition Groups_ECM MOTORS FOR HVAC APPLICATION (FAN-POWERED VAV BOX)
Residential | Res ¦ LED Exterior Area Lights - LED Fixture (200W) | 2037 | Technical | MW | Before Competition Groups | 0.54682 | 0 | 0 | 3111.5616 | 0.00017574 | 79 | Residential_2037_Technical_MW_Before Competition Groups_79 | LED Exterior Area Lights - LED Fixture (200W) | 0.01757% | 0 | 0.54682 | Residential_2037_Technical_MW_Before Competition Groups_LED Exterior Area Lights - LED Fixture (200W)
Residential | Res ¦ Heat Pump Water Heater | 2037 | Achievable | MW | Before Competition Groups | 0.15573 | 0 | 0 | 901.0684 | 0.00017283 | 61 | Residential_2037_Achievable_MW_Before Competition Groups_61 | Heat Pump Water Heater | 0.01728% | 0 | 0.15573 | Residential_2037_Achievable_MW_Before Competition Groups_Heat Pump Water Heater
Residential | Res ¦ Air Source Heat Pump | 2037 | Achievable | MW | Before Competition Groups | 0.15449 | 0 | 0 | 901.0684 | 0.00017145 | 62 | Residential_2037_Achievable_MW_Before Competition Groups_62 | Air Source Heat Pump | 0.01715% | 0 | 0.15449 | Residential_2037_Achievable_MW_Before Competition Groups_Air Source Heat Pump
Residential | Res ¦ Chilled Water Optimization | 2037 | Economic | MW | Before Competition Groups | 0.29855 | 0 | 0 | 1754.6831 | 0.00017014 | 62 | Residential_2037_Economic_MW_Before Competition Groups_62 | Chilled Water Optimization | 0.01701% | 0 | 0.29855 | Residential_2037_Economic_MW_Before Competition Groups_Chilled Water Optimization
Residential | Res ¦ VFD on Pumps | 2037 | Technical | MW | Before Competition Groups | 0.51934 | 0 | 0 | 3111.5616 | 0.00016691 | 80 | Residential_2037_Technical_MW_Before Competition Groups_80 | VFD on Pumps | 0.01669% | 0 | 0.51934 | Residential_2037_Technical_MW_Before Competition Groups_VFD on Pumps
Residential | Res ¦ Beverage Vending Machine Controls | 2037 | Economic | MW | Before Competition Groups | 0.27167 | 0 | 0 | 1754.6831 | 0.00015482 | 63 | Residential_2037_Economic_MW_Before Competition Groups_63 | Beverage Vending Machine Controls | 0.01548% | 0 | 0.27167 | Residential_2037_Economic_MW_Before Competition Groups_Beverage Vending Machine Controls
Residential | Res ¦ ENERGY STAR LED Lamps (General Service Lamps) | 2037 | Technical | MW | Before Competition Groups | 0.43681 | 0 | 0 | 3111.5616 | 0.00014038 | 81 | Residential_2037_Technical_MW_Before Competition Groups_81 | ENERGY STAR LED Lamps (General Service Lamps) | 0.01404% | 0 | 0.43681 | Residential_2037_Technical_MW_Before Competition Groups_ENERGY STAR LED Lamps (General Service Lamps)
Residential | Res ¦ ECM MOTORS FOR HVAC APPLICATION (FAN-POWERED VAV BOX) | 2037 | Technical | MW | Before Competition Groups | 0.38123 | 0 | 0 | 3111.5616 | 0.00012252 | 82 | Residential_2037_Technical_MW_Before Competition Groups_82 | ECM MOTORS FOR HVAC APPLICATION (FAN-POWERED VAV BOX) | 0.01225% | 0 | 0.38123 | Residential_2037_Technical_MW_Before Competition Groups_ECM MOTORS FOR HVAC APPLICATION (FAN-POWERED VAV BOX)
Residential | Res ¦ Chilled Water Optimization | 2037 | Technical | MW | Before Competition Groups | 0.29855 | 0 | 0 | 3111.5616 | 9.5948e-05 | 83 | Residential_2037_Technical_MW_Before Competition Groups_83 | Chilled Water Optimization | 0.009595% | 0 | 0.29855 | Residential_2037_Technical_MW_Before Competition Groups_Chilled Water Optimization
Residential | Res ¦ Wall Insulation MF | 2037 | Economic | MW | Before Competition Groups | 0.15873 | 0 | 0 | 1754.6831 | 9.0458e-05 | 64 | Residential_2037_Economic_MW_Before Competition Groups_64 | Wall Insulation MF | 0.009046% | 0 | 0.15873 | Residential_2037_Economic_MW_Before Competition Groups_Wall Insulation MF
Residential | Res ¦ Beverage Vending Machine Controls | 2037 | Technical | MW | Before Competition Groups | 0.27167 | 0 | 0 | 3111.5616 | 8.7309e-05 | 84 | Residential_2037_Technical_MW_Before Competition Groups_84 | Beverage Vending Machine Controls | 0.008731% | 0 | 0.27167 | Residential_2037_Technical_MW_Before Competition Groups_Beverage Vending Machine Controls
Residential | Res ¦ Wall Insulation MF | 2037 | Technical | MW | Before Competition Groups | 0.16581 | 0 | 0 | 3111.5616 | 5.3288e-05 | 85 | Residential_2037_Technical_MW_Before Competition Groups_85 | Wall Insulation MF | 0.005329% | 0 | 0.16581 | Residential_2037_Technical_MW_Before Competition Groups_Wall Insulation MF
Residential | Res ¦ LED High Bay Fixture | 2037 | Achievable | MW | Before Competition Groups | 0.02648 | 0 | 0 | 901.0684 | 2.9388e-05 | 63 | Residential_2037_Achievable_MW_Before Competition Groups_63 | LED High Bay Fixture | 0.002939% | 0 | 0.02648 | Residential_2037_Achievable_MW_Before Competition Groups_LED High Bay Fixture
Residential | Res ¦ LED High Bay Fixture | 2037 | Economic | MW | Before Competition Groups | 0.032206 | 0 | 0 | 1754.6831 | 1.8354e-05 | 65 | Residential_2037_Economic_MW_Before Competition Groups_65 | LED High Bay Fixture | 0.001835% | 0 | 0.032206 | Residential_2037_Economic_MW_Before Competition Groups_LED High Bay Fixture
Residential | Res ¦ LED Recessed Downlights | 2037 | Technical | MW | Before Competition Groups | 0.037463 | 0 | 0 | 3111.5616 | 1.204e-05 | 86 | Residential_2037_Technical_MW_Before Competition Groups_86 | LED Recessed Downlights | 0.001204% | 0 | 0.037463 | Residential_2037_Technical_MW_Before Competition Groups_LED Recessed Downlights
Residential | Res ¦ LED High Bay Fixture | 2037 | Technical | MW | Before Competition Groups | 0.032206 | 0 | 0 | 3111.5616 | 1.035e-05 | 87 | Residential_2037_Technical_MW_Before Competition Groups_87 | LED High Bay Fixture | 0.001035% | 0 | 0.032206 | Residential_2037_Technical_MW_Before Competition Groups_LED High Bay Fixture
Residential | Res ¦ Networked/ Connected - Indoor LED Luminaire | 2037 | Achievable | MW | Before Competition Groups | 0.008448 | 0 | 0 | 901.0684 | 9.3756e-06 | 64 | Residential_2037_Achievable_MW_Before Competition Groups_64 | Networked/ Connected - Indoor LED Luminaire | 0.0009376% | 0 | 0.008448 | Residential_2037_Achievable_MW_Before Competition Groups_Networked/ Connected - Indoor LED Luminaire
Residential | Res ¦ Wall Insulation MF | 2037 | Achievable | MW | Before Competition Groups | 0.0064187 | 0 | 0 | 901.0684 | 7.1234e-06 | 65 | Residential_2037_Achievable_MW_Before Competition Groups_65 | Wall Insulation MF | 0.0007123% | 0 | 0.0064187 | Residential_2037_Achievable_MW_Before Competition Groups_Wall Insulation MF
Residential | Res ¦ Radiant Barrier | 2037 | Economic | MW | Before Competition Groups | 0.012331 | 0 | 0 | 1754.6831 | 7.0273e-06 | 66 | Residential_2037_Economic_MW_Before Competition Groups_66 | Radiant Barrier | 0.0007027% | 0 | 0.012331 | Residential_2037_Economic_MW_Before Competition Groups_Radiant Barrier
Residential | Res ¦ Radiant Barrier | 2037 | Technical | MW | Before Competition Groups | 0.012677 | 0 | 0 | 3111.5616 | 4.0742e-06 | 88 | Residential_2037_Technical_MW_Before Competition Groups_88 | Radiant Barrier | 0.0004074% | 0 | 0.012677 | Residential_2037_Technical_MW_Before Competition Groups_Radiant Barrier
Residential | Res ¦ Solar Water Preheat (Pools/DHW) | 2037 | Technical | MW | Before Competition Groups | 0.011527 | 0 | 0 | 3111.5616 | 3.7047e-06 | 89 | Residential_2037_Technical_MW_Before Competition Groups_89 | Solar Water Preheat (Pools/DHW) | 0.0003705% | 0 | 0.011527 | Residential_2037_Technical_MW_Before Competition Groups_Solar Water Preheat (Pools/DHW)
Residential | Res ¦ Radiant Barrier | 2037 | Achievable | MW | Before Competition Groups | 0.0030569 | 0 | 0 | 901.0684 | 3.3925e-06 | 66 | Residential_2037_Achievable_MW_Before Competition Groups_66 | Radiant Barrier | 0.0003392% | 0 | 0.0030569 | Residential_2037_Achievable_MW_Before Competition Groups_Radiant Barrier
Residential | Res ¦ Photocell Controls (Outdoor) | 2037 | Technical | MW | Before Competition Groups | 7.5495e-05 | 0 | 0 | 3111.5616 | 2.4263e-08 | 90 | Residential_2037_Technical_MW_Before Competition Groups_90 | Photocell Controls (Outdoor) | 2.426e-06% | 0 | 7.5495e-05 | Residential_2037_Technical_MW_Before Competition Groups_Photocell Controls (Outdoor)
Residential | Res ¦ Lighting Motion Sensors, Timers, Dimmers | 2037 | Achievable | MW | Before Competition Groups | 0 | 0 | 0 | 901.0684 | 0 | 67 | Residential_2037_Achievable_MW_Before Competition Groups_67 | Lighting Motion Sensors, Timers, Dimmers | 0% | 0 | 0 | Residential_2037_Achievable_MW_Before Competition Groups_Lighting Motion Sensors, Timers, Dimmers
Residential | Res ¦ Lighting Motion Sensors, Timers, Dimmers | 2037 | Economic | MW | Before Competition Groups | 0 | 0 | 0 | 1754.6831 | 0 | 67 | Residential_2037_Economic_MW_Before Competition Groups_67 | Lighting Motion Sensors, Timers, Dimmers | 0% | 0 | 0 | Residential_2037_Economic_MW_Before Competition Groups_Lighting Motion Sensors, Timers, Dimmers
Residential | Res ¦ Ductless Mini-Split Heat Pump | 2038 | Achievable | MW | Before Competition Groups | 142.6025 | 0 | 0 | 959.0909 | 0.14869 | 1 | Residential_2038_Achievable_MW_Before Competition Groups_1 | Ductless Mini-Split Heat Pump | 14.87% | 0 | 142.6025 | Residential_2038_Achievable_MW_Before Competition Groups_Ductless Mini-Split Heat Pump
Residential | Res ¦ Ductless Mini-Split Heat Pump | 2038 | Economic | MW | Before Competition Groups | 218.4845 | 0 | 0 | 1831.533 | 0.11929 | 1 | Residential_2038_Economic_MW_Before Competition Groups_1 | Ductless Mini-Split Heat Pump | 11.93% | 0 | 218.4845 | Residential_2038_Economic_MW_Before Competition Groups_Ductless Mini-Split Heat Pump
Residential | Res ¦ Adaptive Thermostat | 2038 | Economic | MW | Before Competition Groups | 208.7032 | 0 | 0 | 1831.533 | 0.11395 | 2 | Residential_2038_Economic_MW_Before Competition Groups_2 | Adaptive Thermostat | 11.4% | 0 | 208.7032 | Residential_2038_Economic_MW_Before Competition Groups_Adaptive Thermostat
Residential | Res ¦ Adaptive Thermostat | 2038 | Achievable | MW | Before Competition Groups | 92.3663 | 0 | 0 | 959.0909 | 0.096306 | 2 | Residential_2038_Achievable_MW_Before Competition Groups_2 | Adaptive Thermostat | 9.631% | 0 | 92.3663 | Residential_2038_Achievable_MW_Before Competition Groups_Adaptive Thermostat
Residential | Res ¦ Building Recommissioning, Operations and Maintenance (O&M) Improvements | 2038 | Achievable | MW | Before Competition Groups | 91.5324 | 0 | 0 | 959.0909 | 0.095437 | 3 | Residential_2038_Achievable_MW_Before Competition Groups_3 | Building Recommissioning, Operations and Maintenance (O&M) Improvements | 9.544% | 0 | 91.5324 | Residential_2038_Achievable_MW_Before Competition Groups_Building Recommissioning, Operations and Maintenance (O&M) Improvements
Residential | Res ¦ Energy Star Clothes Washer | 2038 | Achievable | MW | Before Competition Groups | 81.7343 | 0 | 0 | 959.0909 | 0.085221 | 4 | Residential_2038_Achievable_MW_Before Competition Groups_4 | Energy Star Clothes Washer | 8.522% | 0 | 81.7343 | Residential_2038_Achievable_MW_Before Competition Groups_Energy Star Clothes Washer
Residential | Res ¦ Energy Star Central Air Conditioner | 2038 | Technical | MW | Before Competition Groups | 266.3351 | 0 | 0 | 3179.2783 | 0.083772 | 1 | Residential_2038_Technical_MW_Before Competition Groups_1 | Energy Star Central Air Conditioner | 8.377% | 0 | 266.3351 | Residential_2038_Technical_MW_Before Competition Groups_Energy Star Central Air Conditioner
Residential | Res ¦ Ductless Mini-Split Heat Pump | 2038 | Technical | MW | Before Competition Groups | 218.4845 | 0 | 0 | 3179.2783 | 0.068721 | 2 | Residential_2038_Technical_MW_Before Competition Groups_2 | Ductless Mini-Split Heat Pump | 6.872% | 0 | 218.4845 | Residential_2038_Technical_MW_Before Competition Groups_Ductless Mini-Split Heat Pump
Residential | Res ¦ Variable Speed Pool Pump Motor | 2038 | Achievable | MW | Before Competition Groups | 64.5194 | 0 | 0 | 959.0909 | 0.067271 | 5 | Residential_2038_Achievable_MW_Before Competition Groups_5 | Variable Speed Pool Pump Motor | 6.727% | 0 | 64.5194 | Residential_2038_Achievable_MW_Before Competition Groups_Variable Speed Pool Pump Motor
Residential | Res ¦ Energy Star Ground Source Heat Pump | 2038 | Technical | MW | Before Competition Groups | 212.482 | 0 | 0 | 3179.2783 | 0.066833 | 3 | Residential_2038_Technical_MW_Before Competition Groups_3 | Energy Star Ground Source Heat Pump | 6.683% | 0 | 212.482 | Residential_2038_Technical_MW_Before Competition Groups_Energy Star Ground Source Heat Pump
Residential | Res ¦ Adaptive Thermostat | 2038 | Technical | MW | Before Competition Groups | 208.7032 | 0 | 0 | 3179.2783 | 0.065645 | 4 | Residential_2038_Technical_MW_Before Competition Groups_4 | Adaptive Thermostat | 6.564% | 0 | 208.7032 | Residential_2038_Technical_MW_Before Competition Groups_Adaptive Thermostat
Residential | Res ¦ Energy Star Air Source Heat Pump | 2038 | Economic | MW | Before Competition Groups | 119.9904 | 0 | 0 | 1831.533 | 0.065514 | 3 | Residential_2038_Economic_MW_Before Competition Groups_3 | Energy Star Air Source Heat Pump | 6.551% | 0 | 119.9904 | Residential_2038_Economic_MW_Before Competition Groups_Energy Star Air Source Heat Pump
Residential | Res ¦ Ductless Mini-Split Air Conditioner | 2038 | Technical | MW | Before Competition Groups | 205.424 | 0 | 0 | 3179.2783 | 0.064613 | 5 | Residential_2038_Technical_MW_Before Competition Groups_5 | Ductless Mini-Split Air Conditioner | 6.461% | 0 | 205.424 | Residential_2038_Technical_MW_Before Competition Groups_Ductless Mini-Split Air Conditioner
Residential | Res ¦ Smart Burners | 2038 | Economic | MW | Before Competition Groups | 111.2631 | 0 | 0 | 1831.533 | 0.060749 | 4 | Residential_2038_Economic_MW_Before Competition Groups_4 | Smart Burners | 6.075% | 0 | 111.2631 | Residential_2038_Economic_MW_Before Competition Groups_Smart Burners
Residential | Res ¦ Energy Star Clothes Washer | 2038 | Economic | MW | Before Competition Groups | 97.2854 | 0 | 0 | 1831.533 | 0.053117 | 5 | Residential_2038_Economic_MW_Before Competition Groups_5 | Energy Star Clothes Washer | 5.312% | 0 | 97.2854 | Residential_2038_Economic_MW_Before Competition Groups_Energy Star Clothes Washer
Residential | Res ¦ Energy Star A Line, PAR, MR Lamps | 2038 | Economic | MW | Before Competition Groups | 95.6293 | 0 | 0 | 1831.533 | 0.052213 | 6 | Residential_2038_Economic_MW_Before Competition Groups_6 | Energy Star A Line, PAR, MR Lamps | 5.221% | 0 | 95.6293 | Residential_2038_Economic_MW_Before Competition Groups_Energy Star A Line, PAR, MR Lamps
Residential | Res ¦ Smart Burners | 2038 | Achievable | MW | Before Competition Groups | 47.6235 | 0 | 0 | 959.0909 | 0.049655 | 6 | Residential_2038_Achievable_MW_Before Competition Groups_6 | Smart Burners | 4.965% | 0 | 47.6235 | Residential_2038_Achievable_MW_Before Competition Groups_Smart Burners
Residential | Res ¦ Energy Star LED Bulbs General Purpose LEDs | 2038 | Economic | MW | Before Competition Groups | 86.6295 | 0 | 0 | 1831.533 | 0.047299 | 7 | Residential_2038_Economic_MW_Before Competition Groups_7 | Energy Star LED Bulbs General Purpose LEDs | 4.73% | 0 | 86.6295 | Residential_2038_Economic_MW_Before Competition Groups_Energy Star LED Bulbs General Purpose LEDs
Residential | Res ¦ Energy Star Air Source Heat Pump | 2038 | Achievable | MW | Before Competition Groups | 43.8917 | 0 | 0 | 959.0909 | 0.045764 | 7 | Residential_2038_Achievable_MW_Before Competition Groups_7 | Energy Star Air Source Heat Pump | 4.576% | 0 | 43.8917 | Residential_2038_Achievable_MW_Before Competition Groups_Energy Star Air Source Heat Pump
Residential | Res ¦ Smart Burners | 2038 | Technical | MW | Before Competition Groups | 145.2775 | 0 | 0 | 3179.2783 | 0.045695 | 6 | Residential_2038_Technical_MW_Before Competition Groups_6 | Smart Burners | 4.57% | 0 | 145.2775 | Residential_2038_Technical_MW_Before Competition Groups_Smart Burners
Residential | Res ¦ Building Recommissioning, Operations and Maintenance (O&M) Improvements | 2038 | Economic | MW | Before Competition Groups | 82.64 | 0 | 0 | 1831.533 | 0.045121 | 8 | Residential_2038_Economic_MW_Before Competition Groups_8 | Building Recommissioning, Operations and Maintenance (O&M) Improvements | 4.512% | 0 | 82.64 | Residential_2038_Economic_MW_Before Competition Groups_Building Recommissioning, Operations and Maintenance (O&M) Improvements
Residential | Res ¦ Energy Star Room Air Conditioner | 2038 | Economic | MW | Before Competition Groups | 78.4653 | 0 | 0 | 1831.533 | 0.042841 | 9 | Residential_2038_Economic_MW_Before Competition Groups_9 | Energy Star Room Air Conditioner | 4.284% | 0 | 78.4653 | Residential_2038_Economic_MW_Before Competition Groups_Energy Star Room Air Conditioner
Residential | Res ¦ Energy Star LED Specialty Bulbs | 2038 | Economic | MW | Before Competition Groups | 76.6509 | 0 | 0 | 1831.533 | 0.041851 | 10 | Residential_2038_Economic_MW_Before Competition Groups_10 | Energy Star LED Specialty Bulbs | 4.185% | 0 | 76.6509 | Residential_2038_Economic_MW_Before Competition Groups_Energy Star LED Specialty Bulbs
Residential | Res ¦ Basement Wall Insulation | 2038 | Economic | MW | Before Competition Groups | 73.4572 | 0 | 0 | 1831.533 | 0.040107 | 11 | Residential_2038_Economic_MW_Before Competition Groups_11 | Basement Wall Insulation | 4.011% | 0 | 73.4572 | Residential_2038_Economic_MW_Before Competition Groups_Basement Wall Insulation
Residential | Res ¦ Energy Star Air Source Heat Pump | 2038 | Technical | MW | Before Competition Groups | 119.9904 | 0 | 0 | 3179.2783 | 0.037741 | 7 | Residential_2038_Technical_MW_Before Competition Groups_7 | Energy Star Air Source Heat Pump | 3.774% | 0 | 119.9904 | Residential_2038_Technical_MW_Before Competition Groups_Energy Star Air Source Heat Pump
Residential | Res ¦ Smart Power Bar | 2038 | Achievable | MW | Before Competition Groups | 36.1772 | 0 | 0 | 959.0909 | 0.03772 | 8 | Residential_2038_Achievable_MW_Before Competition Groups_8 | Smart Power Bar | 3.772% | 0 | 36.1772 | Residential_2038_Achievable_MW_Before Competition Groups_Smart Power Bar
Residential | Res ¦ Energy Star Refrigerator | 2038 | Technical | MW | Before Competition Groups | 119.6366 | 0 | 0 | 3179.2783 | 0.03763 | 8 | Residential_2038_Technical_MW_Before Competition Groups_8 | Energy Star Refrigerator | 3.763% | 0 | 119.6366 | Residential_2038_Technical_MW_Before Competition Groups_Energy Star Refrigerator
Residential | Res ¦ Energy Star Room Air Conditioner | 2038 | Achievable | MW | Before Competition Groups | 35.5269 | 0 | 0 | 959.0909 | 0.037042 | 9 | Residential_2038_Achievable_MW_Before Competition Groups_9 | Energy Star Room Air Conditioner | 3.704% | 0 | 35.5269 | Residential_2038_Achievable_MW_Before Competition Groups_Energy Star Room Air Conditioner
Residential | Res ¦ Heat Pump Clothes Dryer | 2038 | Technical | MW | Before Competition Groups | 105.5644 | 0 | 0 | 3179.2783 | 0.033204 | 9 | Residential_2038_Technical_MW_Before Competition Groups_9 | Heat Pump Clothes Dryer | 3.32% | 0 | 105.5644 | Residential_2038_Technical_MW_Before Competition Groups_Heat Pump Clothes Dryer
Residential | Res ¦ Smart Power Bar | 2038 | Economic | MW | Before Competition Groups | 60.0773 | 0 | 0 | 1831.533 | 0.032802 | 12 | Residential_2038_Economic_MW_Before Competition Groups_12 | Smart Power Bar | 3.28% | 0 | 60.0773 | Residential_2038_Economic_MW_Before Competition Groups_Smart Power Bar
Residential | Res ¦ Basement or Crawlspace Insulation | 2038 | Economic | MW | Before Competition Groups | 58.5579 | 0 | 0 | 1831.533 | 0.031972 | 13 | Residential_2038_Economic_MW_Before Competition Groups_13 | Basement or Crawlspace Insulation | 3.197% | 0 | 58.5579 | Residential_2038_Economic_MW_Before Competition Groups_Basement or Crawlspace Insulation
Residential | Res ¦ Variable Speed Pool Pump Motor | 2038 | Economic | MW | Before Competition Groups | 58.2524 | 0 | 0 | 1831.533 | 0.031805 | 14 | Residential_2038_Economic_MW_Before Competition Groups_14 | Variable Speed Pool Pump Motor | 3.181% | 0 | 58.2524 | Residential_2038_Economic_MW_Before Competition Groups_Variable Speed Pool Pump Motor
Residential | Res ¦ Attic Insulation | 2038 | Economic | MW | Before Competition Groups | 56.7001 | 0 | 0 | 1831.533 | 0.030958 | 15 | Residential_2038_Economic_MW_Before Competition Groups_15 | Attic Insulation | 3.096% | 0 | 56.7001 | Residential_2038_Economic_MW_Before Competition Groups_Attic Insulation
Residential | Res ¦ Energy Star Clothes Washer | 2038 | Technical | MW | Before Competition Groups | 97.2854 | 0 | 0 | 3179.2783 | 0.0306 | 10 | Residential_2038_Technical_MW_Before Competition Groups_10 | Energy Star Clothes Washer | 3.06% | 0 | 97.2854 | Residential_2038_Technical_MW_Before Competition Groups_Energy Star Clothes Washer
Residential | Res ¦ Energy Star A Line, PAR, MR Lamps | 2038 | Technical | MW | Before Competition Groups | 95.6293 | 0 | 0 | 3179.2783 | 0.030079 | 11 | Residential_2038_Technical_MW_Before Competition Groups_11 | Energy Star A Line, PAR, MR Lamps | 3.008% | 0 | 95.6293 | Residential_2038_Technical_MW_Before Competition Groups_Energy Star A Line, PAR, MR Lamps
Residential | Res ¦ Basement Wall Insulation | 2038 | Achievable | MW | Before Competition Groups | 27.4381 | 0 | 0 | 959.0909 | 0.028608 | 10 | Residential_2038_Achievable_MW_Before Competition Groups_10 | Basement Wall Insulation | 2.861% | 0 | 27.4381 | Residential_2038_Achievable_MW_Before Competition Groups_Basement Wall Insulation
Residential | Res ¦ Induction Cooking Stove Top | 2038 | Technical | MW | Before Competition Groups | 89.4909 | 0 | 0 | 3179.2783 | 0.028148 | 12 | Residential_2038_Technical_MW_Before Competition Groups_12 | Induction Cooking Stove Top | 2.815% | 0 | 89.4909 | Residential_2038_Technical_MW_Before Competition Groups_Induction Cooking Stove Top
Residential | Res ¦ Energy Star LED Bulbs General Purpose LEDs | 2038 | Technical | MW | Before Competition Groups | 86.6295 | 0 | 0 | 3179.2783 | 0.027248 | 13 | Residential_2038_Technical_MW_Before Competition Groups_13 | Energy Star LED Bulbs General Purpose LEDs | 2.725% | 0 | 86.6295 | Residential_2038_Technical_MW_Before Competition Groups_Energy Star LED Bulbs General Purpose LEDs
Residential | Res ¦ Building Recommissioning, Operations and Maintenance (O&M) Improvements | 2038 | Technical | MW | Before Competition Groups | 82.64 | 0 | 0 | 3179.2783 | 0.025993 | 14 | Residential_2038_Technical_MW_Before Competition Groups_14 | Building Recommissioning, Operations and Maintenance (O&M) Improvements | 2.599% | 0 | 82.64 | Residential_2038_Technical_MW_Before Competition Groups_Building Recommissioning, Operations and Maintenance (O&M) Improvements
Residential | Res ¦ Energy Star LED Bulbs General Purpose LEDs | 2038 | Achievable | MW | Before Competition Groups | 24.3938 | 0 | 0 | 959.0909 | 0.025434 | 11 | Residential_2038_Achievable_MW_Before Competition Groups_11 | Energy Star LED Bulbs General Purpose LEDs | 2.543% | 0 | 24.3938 | Residential_2038_Achievable_MW_Before Competition Groups_Energy Star LED Bulbs General Purpose LEDs
Residential | Res ¦ Energy Star Room Air Conditioner | 2038 | Technical | MW | Before Competition Groups | 79.3367 | 0 | 0 | 3179.2783 | 0.024954 | 15 | Residential_2038_Technical_MW_Before Competition Groups_15 | Energy Star Room Air Conditioner | 2.495% | 0 | 79.3367 | Residential_2038_Technical_MW_Before Competition Groups_Energy Star Room Air Conditioner
Residential | Res ¦ Energy Star LED Specialty Bulbs | 2038 | Technical | MW | Before Competition Groups | 76.6509 | 0 | 0 | 3179.2783 | 0.02411 | 16 | Residential_2038_Technical_MW_Before Competition Groups_16 | Energy Star LED Specialty Bulbs | 2.411% | 0 | 76.6509 | Residential_2038_Technical_MW_Before Competition Groups_Energy Star LED Specialty Bulbs
Residential | Res ¦ Wall Insulation | 2038 | Economic | MW | Before Competition Groups | 42.72 | 0 | 0 | 1831.533 | 0.023325 | 16 | Residential_2038_Economic_MW_Before Competition Groups_16 | Wall Insulation | 2.332% | 0 | 42.72 | Residential_2038_Economic_MW_Before Competition Groups_Wall Insulation
Residential | Res ¦ Basement Wall Insulation | 2038 | Technical | MW | Before Competition Groups | 73.4572 | 0 | 0 | 3179.2783 | 0.023105 | 17 | Residential_2038_Technical_MW_Before Competition Groups_17 | Basement Wall Insulation | 2.31% | 0 | 73.4572 | Residential_2038_Technical_MW_Before Competition Groups_Basement Wall Insulation
Residential | Res ¦ Energy Star LED Specialty Bulbs | 2038 | Achievable | MW | Before Competition Groups | 21.8427 | 0 | 0 | 959.0909 | 0.022774 | 12 | Residential_2038_Achievable_MW_Before Competition Groups_12 | Energy Star LED Specialty Bulbs | 2.277% | 0 | 21.8427 | Residential_2038_Achievable_MW_Before Competition Groups_Energy Star LED Specialty Bulbs
Residential | Res ¦ Attic Insulation | 2038 | Achievable | MW | Before Competition Groups | 21.1747 | 0 | 0 | 959.0909 | 0.022078 | 13 | Residential_2038_Achievable_MW_Before Competition Groups_13 | Attic Insulation | 2.208% | 0 | 21.1747 | Residential_2038_Achievable_MW_Before Competition Groups_Attic Insulation
Residential | Res ¦ Basement or Crawlspace Insulation | 2038 | Technical | MW | Before Competition Groups | 61.1257 | 0 | 0 | 3179.2783 | 0.019226 | 18 | Residential_2038_Technical_MW_Before Competition Groups_18 | Basement or Crawlspace Insulation | 1.923% | 0 | 61.1257 | Residential_2038_Technical_MW_Before Competition Groups_Basement or Crawlspace Insulation
Residential | Res ¦ Energy Star Clothes Dryer | 2038 | Technical | MW | Before Competition Groups | 60.295 | 0 | 0 | 3179.2783 | 0.018965 | 19 | Residential_2038_Technical_MW_Before Competition Groups_19 | Energy Star Clothes Dryer | 1.897% | 0 | 60.295 | Residential_2038_Technical_MW_Before Competition Groups_Energy Star Clothes Dryer
Residential | Res ¦ Smart Power Bar | 2038 | Technical | MW | Before Competition Groups | 60.0773 | 0 | 0 | 3179.2783 | 0.018897 | 20 | Residential_2038_Technical_MW_Before Competition Groups_20 | Smart Power Bar | 1.89% | 0 | 60.0773 | Residential_2038_Technical_MW_Before Competition Groups_Smart Power Bar
Residential | Res ¦ Variable Speed Pool Pump Motor | 2038 | Technical | MW | Before Competition Groups | 58.2524 | 0 | 0 | 3179.2783 | 0.018323 | 21 | Residential_2038_Technical_MW_Before Competition Groups_21 | Variable Speed Pool Pump Motor | 1.832% | 0 | 58.2524 | Residential_2038_Technical_MW_Before Competition Groups_Variable Speed Pool Pump Motor
Residential | Res ¦ Energy Star A Line, PAR, MR Lamps | 2038 | Achievable | MW | Before Competition Groups | 17.4966 | 0 | 0 | 959.0909 | 0.018243 | 14 | Residential_2038_Achievable_MW_Before Competition Groups_14 | Energy Star A Line, PAR, MR Lamps | 1.824% | 0 | 17.4966 | Residential_2038_Achievable_MW_Before Competition Groups_Energy Star A Line, PAR, MR Lamps
Residential | Res ¦ Networked/ Connected - Indoor LED Lamp | 2038 | Technical | MW | Before Competition Groups | 57.9538 | 0 | 0 | 3179.2783 | 0.018229 | 22 | Residential_2038_Technical_MW_Before Competition Groups_22 | Networked/ Connected - Indoor LED Lamp | 1.823% | 0 | 57.9538 | Residential_2038_Technical_MW_Before Competition Groups_Networked/ Connected - Indoor LED Lamp
Residential | Res ¦ Attic Insulation | 2038 | Technical | MW | Before Competition Groups | 56.7001 | 0 | 0 | 3179.2783 | 0.017834 | 23 | Residential_2038_Technical_MW_Before Competition Groups_23 | Attic Insulation | 1.783% | 0 | 56.7001 | Residential_2038_Technical_MW_Before Competition Groups_Attic Insulation
Residential | Res ¦ Energy Star Clothes Dryer | 2038 | Achievable | MW | Before Competition Groups | 15.7491 | 0 | 0 | 959.0909 | 0.016421 | 15 | Residential_2038_Achievable_MW_Before Competition Groups_15 | Energy Star Clothes Dryer | 1.642% | 0 | 15.7491 | Residential_2038_Achievable_MW_Before Competition Groups_Energy Star Clothes Dryer
Residential | Res ¦ Energy Star Clothes Dryer | 2038 | Economic | MW | Before Competition Groups | 28.6818 | 0 | 0 | 1831.533 | 0.01566 | 17 | Residential_2038_Economic_MW_Before Competition Groups_17 | Energy Star Clothes Dryer | 1.566% | 0 | 28.6818 | Residential_2038_Economic_MW_Before Competition Groups_Energy Star Clothes Dryer
Residential | Res ¦ Energy Star Torchiere | 2038 | Achievable | MW | Before Competition Groups | 14.8588 | 0 | 0 | 959.0909 | 0.015493 | 16 | Residential_2038_Achievable_MW_Before Competition Groups_16 | Energy Star Torchiere | 1.549% | 0 | 14.8588 | Residential_2038_Achievable_MW_Before Competition Groups_Energy Star Torchiere
Residential | Res ¦ Lighting Motion Sensors, Timers, Dimmers | 2038 | Technical | MW | Before Competition Groups | 47.183 | 0 | 0 | 3179.2783 | 0.014841 | 24 | Residential_2038_Technical_MW_Before Competition Groups_24 | Lighting Motion Sensors, Timers, Dimmers | 1.484% | 0 | 47.183 | Residential_2038_Technical_MW_Before Competition Groups_Lighting Motion Sensors, Timers, Dimmers
Residential | Res ¦ Occupancy Sensors MF | 2038 | Achievable | MW | Before Competition Groups | 13.5803 | 0 | 0 | 959.0909 | 0.01416 | 17 | Residential_2038_Achievable_MW_Before Competition Groups_17 | Occupancy Sensors MF | 1.416% | 0 | 13.5803 | Residential_2038_Achievable_MW_Before Competition Groups_Occupancy Sensors MF
Residential | Res ¦ Wall Insulation | 2038 | Technical | MW | Before Competition Groups | 44.4352 | 0 | 0 | 3179.2783 | 0.013977 | 25 | Residential_2038_Technical_MW_Before Competition Groups_25 | Wall Insulation | 1.398% | 0 | 44.4352 | Residential_2038_Technical_MW_Before Competition Groups_Wall Insulation
Residential | Res ¦ Advanced BAS/Controllers | 2038 | Achievable | MW | Before Competition Groups | 13.3703 | 0 | 0 | 959.0909 | 0.013941 | 18 | Residential_2038_Achievable_MW_Before Competition Groups_18 | Advanced BAS/Controllers | 1.394% | 0 | 13.3703 | Residential_2038_Achievable_MW_Before Competition Groups_Advanced BAS/Controllers
Residential | Res ¦ Clothes Drying Racks | 2038 | Achievable | MW | Before Competition Groups | 12.1541 | 0 | 0 | 959.0909 | 0.012672 | 19 | Residential_2038_Achievable_MW_Before Competition Groups_19 | Clothes Drying Racks | 1.267% | 0 | 12.1541 | Residential_2038_Achievable_MW_Before Competition Groups_Clothes Drying Racks
Residential | Res ¦ High Efficiency Chiller (avg of water and air cooled) | 2038 | Achievable | MW | Before Competition Groups | 11.3152 | 0 | 0 | 959.0909 | 0.011798 | 20 | Residential_2038_Achievable_MW_Before Competition Groups_20 | High Efficiency Chiller (avg of water and air cooled) | 1.18% | 0 | 11.3152 | Residential_2038_Achievable_MW_Before Competition Groups_High Efficiency Chiller (avg of water and air cooled)
Residential | Res ¦ Energy Star Light Fixture | 2038 | Achievable | MW | Before Competition Groups | 11.2893 | 0 | 0 | 959.0909 | 0.011771 | 21 | Residential_2038_Achievable_MW_Before Competition Groups_21 | Energy Star Light Fixture | 1.177% | 0 | 11.2893 | Residential_2038_Achievable_MW_Before Competition Groups_Energy Star Light Fixture
Residential | Res ¦ Ceiling Insulation | 2038 | Economic | MW | Before Competition Groups | 21.5206 | 0 | 0 | 1831.533 | 0.01175 | 18 | Residential_2038_Economic_MW_Before Competition Groups_18 | Ceiling Insulation | 1.175% | 0 | 21.5206 | Residential_2038_Economic_MW_Before Competition Groups_Ceiling Insulation
Residential | Res ¦ Variable Refrigerant Flow Heat Pump | 2038 | Technical | MW | Before Competition Groups | 35.0702 | 0 | 0 | 3179.2783 | 0.011031 | 26 | Residential_2038_Technical_MW_Before Competition Groups_26 | Variable Refrigerant Flow Heat Pump | 1.103% | 0 | 35.0702 | Residential_2038_Technical_MW_Before Competition Groups_Variable Refrigerant Flow Heat Pump
Residential | Res ¦ Refrigerator Recycling | 2038 | Achievable | MW | Before Competition Groups | 10.3018 | 0 | 0 | 959.0909 | 0.010741 | 22 | Residential_2038_Achievable_MW_Before Competition Groups_22 | Refrigerator Recycling | 1.074% | 0 | 10.3018 | Residential_2038_Achievable_MW_Before Competition Groups_Refrigerator Recycling
Residential | Res ¦ Energy Star Torchiere | 2038 | Economic | MW | Before Competition Groups | 19.612 | 0 | 0 | 1831.533 | 0.010708 | 19 | Residential_2038_Economic_MW_Before Competition Groups_19 | Energy Star Torchiere | 1.071% | 0 | 19.612 | Residential_2038_Economic_MW_Before Competition Groups_Energy Star Torchiere
Residential | Res ¦ Duct Insulation | 2038 | Economic | MW | Before Competition Groups | 18.4551 | 0 | 0 | 1831.533 | 0.010076 | 20 | Residential_2038_Economic_MW_Before Competition Groups_20 | Duct Insulation | 1.008% | 0 | 18.4551 | Residential_2038_Economic_MW_Before Competition Groups_Duct Insulation
Residential | Res ¦ Freezer Recycling | 2038 | Achievable | MW | Before Competition Groups | 9.5904 | 0 | 0 | 959.0909 | 0.0099995 | 23 | Residential_2038_Achievable_MW_Before Competition Groups_23 | Freezer Recycling | 1% | 0 | 9.5904 | Residential_2038_Achievable_MW_Before Competition Groups_Freezer Recycling
Residential | Res ¦ Air Source Heat Pump | 2038 | Technical | MW | Before Competition Groups | 31.0213 | 0 | 0 | 3179.2783 | 0.0097573 | 27 | Residential_2038_Technical_MW_Before Competition Groups_27 | Air Source Heat Pump | 0.9757% | 0 | 31.0213 | Residential_2038_Technical_MW_Before Competition Groups_Air Source Heat Pump
Residential | Res ¦ Energy Star Light Fixture | 2038 | Economic | MW | Before Competition Groups | 16.164 | 0 | 0 | 1831.533 | 0.0088254 | 21 | Residential_2038_Economic_MW_Before Competition Groups_21 | Energy Star Light Fixture | 0.8825% | 0 | 16.164 | Residential_2038_Economic_MW_Before Competition Groups_Energy Star Light Fixture
Residential | Res ¦ Home Energy Reports | 2038 | Technical | MW | Before Competition Groups | 27.2935 | 0 | 0 | 3179.2783 | 0.0085848 | 28 | Residential_2038_Technical_MW_Before Competition Groups_28 | Home Energy Reports | 0.8585% | 0 | 27.2935 | Residential_2038_Technical_MW_Before Competition Groups_Home Energy Reports
Residential | Res ¦ Air Sealing | 2038 | Economic | MW | Before Competition Groups | 15.66 | 0 | 0 | 1831.533 | 0.0085502 | 22 | Residential_2038_Economic_MW_Before Competition Groups_22 | Air Sealing | 0.855% | 0 | 15.66 | Residential_2038_Economic_MW_Before Competition Groups_Air Sealing
Residential | Res ¦ Variable Refrigerant Flow Heat Pump | 2038 | Achievable | MW | Before Competition Groups | 7.9917 | 0 | 0 | 959.0909 | 0.0083325 | 24 | Residential_2038_Achievable_MW_Before Competition Groups_24 | Variable Refrigerant Flow Heat Pump | 0.8333% | 0 | 7.9917 | Residential_2038_Achievable_MW_Before Competition Groups_Variable Refrigerant Flow Heat Pump
Residential | Res ¦ Floor Insulation | 2038 | Economic | MW | Before Competition Groups | 14.8869 | 0 | 0 | 1831.533 | 0.0081281 | 23 | Residential_2038_Economic_MW_Before Competition Groups_23 | Floor Insulation | 0.8128% | 0 | 14.8869 | Residential_2038_Economic_MW_Before Competition Groups_Floor Insulation
Residential | Res ¦ Energy Star Light Fixture | 2038 | Technical | MW | Before Competition Groups | 23.7567 | 0 | 0 | 3179.2783 | 0.0074724 | 29 | Residential_2038_Technical_MW_Before Competition Groups_29 | Energy Star Light Fixture | 0.7472% | 0 | 23.7567 | Residential_2038_Technical_MW_Before Competition Groups_Energy Star Light Fixture
Residential | Res ¦ Ceiling Insulation | 2038 | Technical | MW | Before Competition Groups | 22.1337 | 0 | 0 | 3179.2783 | 0.0069618 | 30 | Residential_2038_Technical_MW_Before Competition Groups_30 | Ceiling Insulation | 0.6962% | 0 | 22.1337 | Residential_2038_Technical_MW_Before Competition Groups_Ceiling Insulation
Residential | Res ¦ Duct Insulation | 2038 | Achievable | MW | Before Competition Groups | 6.6414 | 0 | 0 | 959.0909 | 0.0069247 | 25 | Residential_2038_Achievable_MW_Before Competition Groups_25 | Duct Insulation | 0.6925% | 0 | 6.6414 | Residential_2038_Achievable_MW_Before Competition Groups_Duct Insulation
Residential | Res ¦ Occupancy Sensors MF | 2038 | Economic | MW | Before Competition Groups | 12.5568 | 0 | 0 | 1831.533 | 0.0068559 | 24 | Residential_2038_Economic_MW_Before Competition Groups_24 | Occupancy Sensors MF | 0.6856% | 0 | 12.5568 | Residential_2038_Economic_MW_Before Competition Groups_Occupancy Sensors MF
Residential | Res ¦ High Efficiency Chiller (avg of water and air cooled) | 2038 | Economic | MW | Before Competition Groups | 12.4802 | 0 | 0 | 1831.533 | 0.0068141 | 25 | Residential_2038_Economic_MW_Before Competition Groups_25 | High Efficiency Chiller (avg of water and air cooled) | 0.6814% | 0 | 12.4802 | Residential_2038_Economic_MW_Before Competition Groups_High Efficiency Chiller (avg of water and air cooled)
Residential | Res ¦ Energy Star Freezer | 2038 | Achievable | MW | Before Competition Groups | 6.5284 | 0 | 0 | 959.0909 | 0.0068069 | 26 | Residential_2038_Achievable_MW_Before Competition Groups_26 | Energy Star Freezer | 0.6807% | 0 | 6.5284 | Residential_2038_Achievable_MW_Before Competition Groups_Energy Star Freezer
Residential | Res ¦ Advanced BAS/Controllers | 2038 | Economic | MW | Before Competition Groups | 12.0717 | 0 | 0 | 1831.533 | 0.006591 | 26 | Residential_2038_Economic_MW_Before Competition Groups_26 | Advanced BAS/Controllers | 0.6591% | 0 | 12.0717 | Residential_2038_Economic_MW_Before Competition Groups_Advanced BAS/Controllers
Residential | Res ¦ Home Energy Reports | 2038 | Achievable | MW | Before Competition Groups | 6.0862 | 0 | 0 | 959.0909 | 0.0063458 | 27 | Residential_2038_Achievable_MW_Before Competition Groups_27 | Home Energy Reports | 0.6346% | 0 | 6.0862 | Residential_2038_Achievable_MW_Before Competition Groups_Home Energy Reports
Residential | Res ¦ Energy Star Torchiere | 2038 | Technical | MW | Before Competition Groups | 19.612 | 0 | 0 | 3179.2783 | 0.0061687 | 31 | Residential_2038_Technical_MW_Before Competition Groups_31 | Energy Star Torchiere | 0.6169% | 0 | 19.612 | Residential_2038_Technical_MW_Before Competition Groups_Energy Star Torchiere
Residential | Res ¦ Air Sealing | 2038 | Achievable | MW | Before Competition Groups | 5.849 | 0 | 0 | 959.0909 | 0.0060985 | 28 | Residential_2038_Achievable_MW_Before Competition Groups_28 | Air Sealing | 0.6098% | 0 | 5.849 | Residential_2038_Achievable_MW_Before Competition Groups_Air Sealing
Residential | Res ¦ Clothes Drying Racks | 2038 | Economic | MW | Before Competition Groups | 10.9745 | 0 | 0 | 1831.533 | 0.005992 | 27 | Residential_2038_Economic_MW_Before Competition Groups_27 | Clothes Drying Racks | 0.5992% | 0 | 10.9745 | Residential_2038_Economic_MW_Before Competition Groups_Clothes Drying Racks
Residential | Res ¦ Duct Insulation | 2038 | Technical | MW | Before Competition Groups | 18.4551 | 0 | 0 | 3179.2783 | 0.0058048 | 32 | Residential_2038_Technical_MW_Before Competition Groups_32 | Duct Insulation | 0.5805% | 0 | 18.4551 | Residential_2038_Technical_MW_Before Competition Groups_Duct Insulation
Residential | Res ¦ Floor Insulation | 2038 | Achievable | MW | Before Competition Groups | 5.5572 | 0 | 0 | 959.0909 | 0.0057942 | 29 | Residential_2038_Achievable_MW_Before Competition Groups_29 | Floor Insulation | 0.5794% | 0 | 5.5572 | Residential_2038_Achievable_MW_Before Competition Groups_Floor Insulation
Residential | Res ¦ Home Energy Reports | 2038 | Economic | MW | Before Competition Groups | 10.0583 | 0 | 0 | 1831.533 | 0.0054917 | 28 | Residential_2038_Economic_MW_Before Competition Groups_28 | Home Energy Reports | 0.5492% | 0 | 10.0583 | Residential_2038_Economic_MW_Before Competition Groups_Home Energy Reports
Residential | Res ¦ Wall Insulation | 2038 | Achievable | MW | Before Competition Groups | 5.0148 | 0 | 0 | 959.0909 | 0.0052287 | 30 | Residential_2038_Achievable_MW_Before Competition Groups_30 | Wall Insulation | 0.5229% | 0 | 5.0148 | Residential_2038_Achievable_MW_Before Competition Groups_Wall Insulation
Residential | Res ¦ Refrigerator Recycling | 2038 | Economic | MW | Before Competition Groups | 9.3011 | 0 | 0 | 1831.533 | 0.0050783 | 29 | Residential_2038_Economic_MW_Before Competition Groups_29 | Refrigerator Recycling | 0.5078% | 0 | 9.3011 | Residential_2038_Economic_MW_Before Competition Groups_Refrigerator Recycling
Residential | Res ¦ Air Source Heat Pump | 2038 | Economic | MW | Before Competition Groups | 9.2335 | 0 | 0 | 1831.533 | 0.0050414 | 30 | Residential_2038_Economic_MW_Before Competition Groups_30 | Air Source Heat Pump | 0.5041% | 0 | 9.2335 | Residential_2038_Economic_MW_Before Competition Groups_Air Source Heat Pump
Residential | Res ¦ Air Sealing | 2038 | Technical | MW | Before Competition Groups | 15.66 | 0 | 0 | 3179.2783 | 0.0049257 | 33 | Residential_2038_Technical_MW_Before Competition Groups_33 | Air Sealing | 0.4926% | 0 | 15.66 | Residential_2038_Technical_MW_Before Competition Groups_Air Sealing
Residential | Res ¦ Central Air Conditioner Maintenance | 2038 | Technical | MW | Before Competition Groups | 15.1206 | 0 | 0 | 3179.2783 | 0.004756 | 34 | Residential_2038_Technical_MW_Before Competition Groups_34 | Central Air Conditioner Maintenance | 0.4756% | 0 | 15.1206 | Residential_2038_Technical_MW_Before Competition Groups_Central Air Conditioner Maintenance
Residential | Res ¦ Freezer Recycling | 2038 | Economic | MW | Before Competition Groups | 8.664 | 0 | 0 | 1831.533 | 0.0047305 | 31 | Residential_2038_Economic_MW_Before Competition Groups_31 | Freezer Recycling | 0.473% | 0 | 8.664 | Residential_2038_Economic_MW_Before Competition Groups_Freezer Recycling
Residential | Res ¦ Floor Insulation | 2038 | Technical | MW | Before Competition Groups | 14.8869 | 0 | 0 | 3179.2783 | 0.0046825 | 35 | Residential_2038_Technical_MW_Before Competition Groups_35 | Floor Insulation | 0.4682% | 0 | 14.8869 | Residential_2038_Technical_MW_Before Competition Groups_Floor Insulation
Residential | Res ¦ Duct Insulation MF | 2038 | Economic | MW | Before Competition Groups | 8.3157 | 0 | 0 | 1831.533 | 0.0045403 | 32 | Residential_2038_Economic_MW_Before Competition Groups_32 | Duct Insulation MF | 0.454% | 0 | 8.3157 | Residential_2038_Economic_MW_Before Competition Groups_Duct Insulation MF
Residential | Res ¦ Energy Star Dehumidifier | 2038 | Economic | MW | Before Competition Groups | 8.1159 | 0 | 0 | 1831.533 | 0.0044312 | 33 | Residential_2038_Economic_MW_Before Competition Groups_33 | Energy Star Dehumidifier | 0.4431% | 0 | 8.1159 | Residential_2038_Economic_MW_Before Competition Groups_Energy Star Dehumidifier
Residential | Res ¦ Dehumidifier Recycling | 2038 | Technical | MW | Before Competition Groups | 13.8052 | 0 | 0 | 3179.2783 | 0.0043422 | 36 | Residential_2038_Technical_MW_Before Competition Groups_36 | Dehumidifier Recycling | 0.4342% | 0 | 13.8052 | Residential_2038_Technical_MW_Before Competition Groups_Dehumidifier Recycling
Residential | Res ¦ Outside Air Economizer | 2038 | Achievable | MW | Before Competition Groups | 3.8749 | 0 | 0 | 959.0909 | 0.0040401 | 31 | Residential_2038_Achievable_MW_Before Competition Groups_31 | Outside Air Economizer | 0.404% | 0 | 3.8749 | Residential_2038_Achievable_MW_Before Competition Groups_Outside Air Economizer
Residential | Res ¦ Occupancy Sensors MF | 2038 | Technical | MW | Before Competition Groups | 12.5568 | 0 | 0 | 3179.2783 | 0.0039496 | 37 | Residential_2038_Technical_MW_Before Competition Groups_37 | Occupancy Sensors MF | 0.395% | 0 | 12.5568 | Residential_2038_Technical_MW_Before Competition Groups_Occupancy Sensors MF
Residential | Res ¦ High Efficiency Chiller (avg of water and air cooled) | 2038 | Technical | MW | Before Competition Groups | 12.4802 | 0 | 0 | 3179.2783 | 0.0039255 | 38 | Residential_2038_Technical_MW_Before Competition Groups_38 | High Efficiency Chiller (avg of water and air cooled) | 0.3925% | 0 | 12.4802 | Residential_2038_Technical_MW_Before Competition Groups_High Efficiency Chiller (avg of water and air cooled)
Residential | Res ¦ Furnace with ECM | 2038 | Achievable | MW | Before Competition Groups | 3.7642 | 0 | 0 | 959.0909 | 0.0039247 | 32 | Residential_2038_Achievable_MW_Before Competition Groups_32 | Furnace with ECM | 0.3925% | 0 | 3.7642 | Residential_2038_Achievable_MW_Before Competition Groups_Furnace with ECM
Residential | Res ¦ Energy Star Dehumidifier | 2038 | Achievable | MW | Before Competition Groups | 3.6926 | 0 | 0 | 959.0909 | 0.0038501 | 33 | Residential_2038_Achievable_MW_Before Competition Groups_33 | Energy Star Dehumidifier | 0.385% | 0 | 3.6926 | Residential_2038_Achievable_MW_Before Competition Groups_Energy Star Dehumidifier
Residential | Res ¦ Advanced BAS/Controllers | 2038 | Technical | MW | Before Competition Groups | 12.0717 | 0 | 0 | 3179.2783 | 0.003797 | 39 | Residential_2038_Technical_MW_Before Competition Groups_39 | Advanced BAS/Controllers | 0.3797% | 0 | 12.0717 | Residential_2038_Technical_MW_Before Competition Groups_Advanced BAS/Controllers
Residential | Res ¦ Energy Star Freezer | 2038 | Technical | MW | Before Competition Groups | 11.5933 | 0 | 0 | 3179.2783 | 0.0036465 | 40 | Residential_2038_Technical_MW_Before Competition Groups_40 | Energy Star Freezer | 0.3647% | 0 | 11.5933 | Residential_2038_Technical_MW_Before Competition Groups_Energy Star Freezer
Residential | Res ¦ Variable Refrigerant Flow Heat Pump | 2038 | Economic | MW | Before Competition Groups | 6.4497 | 0 | 0 | 1831.533 | 0.0035215 | 34 | Residential_2038_Economic_MW_Before Competition Groups_34 | Variable Refrigerant Flow Heat Pump | 0.3521% | 0 | 6.4497 | Residential_2038_Economic_MW_Before Competition Groups_Variable Refrigerant Flow Heat Pump
Residential | Res ¦ Clothes Drying Racks | 2038 | Technical | MW | Before Competition Groups | 10.9745 | 0 | 0 | 3179.2783 | 0.0034519 | 41 | Residential_2038_Technical_MW_Before Competition Groups_41 | Clothes Drying Racks | 0.3452% | 0 | 10.9745 | Residential_2038_Technical_MW_Before Competition Groups_Clothes Drying Racks
Residential | Res ¦ LED Tube Re-Lamp | 2038 | Achievable | MW | Before Competition Groups | 3.2427 | 0 | 0 | 959.0909 | 0.0033811 | 34 | Residential_2038_Achievable_MW_Before Competition Groups_34 | LED Tube Re-Lamp | 0.3381% | 0 | 3.2427 | Residential_2038_Achievable_MW_Before Competition Groups_LED Tube Re-Lamp
Residential | Res ¦ Minimize Hot and Warm Clothes Wash | 2038 | Achievable | MW | Before Competition Groups | 3.2019 | 0 | 0 | 959.0909 | 0.0033385 | 35 | Residential_2038_Achievable_MW_Before Competition Groups_35 | Minimize Hot and Warm Clothes Wash | 0.3338% | 0 | 3.2019 | Residential_2038_Achievable_MW_Before Competition Groups_Minimize Hot and Warm Clothes Wash
Residential | Res ¦ Furnace with ECM | 2038 | Economic | MW | Before Competition Groups | 6.0331 | 0 | 0 | 1831.533 | 0.003294 | 35 | Residential_2038_Economic_MW_Before Competition Groups_35 | Furnace with ECM | 0.3294% | 0 | 6.0331 | Residential_2038_Economic_MW_Before Competition Groups_Furnace with ECM
Residential | Res ¦ Basement or Crawlspace Insulation | 2038 | Achievable | MW | Before Competition Groups | 3.0613 | 0 | 0 | 959.0909 | 0.0031918 | 36 | Residential_2038_Achievable_MW_Before Competition Groups_36 | Basement or Crawlspace Insulation | 0.3192% | 0 | 3.0613 | Residential_2038_Achievable_MW_Before Competition Groups_Basement or Crawlspace Insulation
Residential | Res ¦ Refrigerator Recycling | 2038 | Technical | MW | Before Competition Groups | 9.3011 | 0 | 0 | 3179.2783 | 0.0029256 | 42 | Residential_2038_Technical_MW_Before Competition Groups_42 | Refrigerator Recycling | 0.2926% | 0 | 9.3011 | Residential_2038_Technical_MW_Before Competition Groups_Refrigerator Recycling
Residential | Res ¦ LED Downlight | 2038 | Achievable | MW | Before Competition Groups | 2.7465 | 0 | 0 | 959.0909 | 0.0028637 | 37 | Residential_2038_Achievable_MW_Before Competition Groups_37 | LED Downlight | 0.2864% | 0 | 2.7465 | Residential_2038_Achievable_MW_Before Competition Groups_LED Downlight
Residential | Res ¦ Heat Recovery Ventilator | 2038 | Economic | MW | Before Competition Groups | 5.1767 | 0 | 0 | 1831.533 | 0.0028264 | 36 | Residential_2038_Economic_MW_Before Competition Groups_36 | Heat Recovery Ventilator | 0.2826% | 0 | 5.1767 | Residential_2038_Economic_MW_Before Competition Groups_Heat Recovery Ventilator
Residential | Res ¦ Duct Insulation MF | 2038 | Achievable | MW | Before Competition Groups | 2.6462 | 0 | 0 | 959.0909 | 0.0027591 | 38 | Residential_2038_Achievable_MW_Before Competition Groups_38 | Duct Insulation MF | 0.2759% | 0 | 2.6462 | Residential_2038_Achievable_MW_Before Competition Groups_Duct Insulation MF
Residential | Res ¦ Energy Star Freezer | 2038 | Economic | MW | Before Competition Groups | 5.0081 | 0 | 0 | 1831.533 | 0.0027344 | 37 | Residential_2038_Economic_MW_Before Competition Groups_37 | Energy Star Freezer | 0.2734% | 0 | 5.0081 | Residential_2038_Economic_MW_Before Competition Groups_Energy Star Freezer
Residential | Res ¦ Freezer Recycling | 2038 | Technical | MW | Before Competition Groups | 8.664 | 0 | 0 | 3179.2783 | 0.0027251 | 43 | Residential_2038_Technical_MW_Before Competition Groups_43 | Freezer Recycling | 0.2725% | 0 | 8.664 | Residential_2038_Technical_MW_Before Competition Groups_Freezer Recycling
Residential | Res ¦ Duct Insulation MF | 2038 | Technical | MW | Before Competition Groups | 8.3157 | 0 | 0 | 3179.2783 | 0.0026156 | 44 | Residential_2038_Technical_MW_Before Competition Groups_44 | Duct Insulation MF | 0.2616% | 0 | 8.3157 | Residential_2038_Technical_MW_Before Competition Groups_Duct Insulation MF
Residential | Res ¦ ENERGY STAR LED LAMPS (REFLECTOR LAMPs/MR16/PAR 16) | 2038 | Achievable | MW | Before Competition Groups | 2.4774 | 0 | 0 | 959.0909 | 0.0025831 | 39 | Residential_2038_Achievable_MW_Before Competition Groups_39 | ENERGY STAR LED LAMPS (REFLECTOR LAMPs/MR16/PAR 16) | 0.2583% | 0 | 2.4774 | Residential_2038_Achievable_MW_Before Competition Groups_ENERGY STAR LED LAMPS (REFLECTOR LAMPs/MR16/PAR 16)
Residential | Res ¦ Energy Star Dehumidifier | 2038 | Technical | MW | Before Competition Groups | 8.1159 | 0 | 0 | 3179.2783 | 0.0025528 | 45 | Residential_2038_Technical_MW_Before Competition Groups_45 | Energy Star Dehumidifier | 0.2553% | 0 | 8.1159 | Residential_2038_Technical_MW_Before Competition Groups_Energy Star Dehumidifier
Residential | Res ¦ Minimize Hot and Warm Clothes Wash | 2038 | Economic | MW | Before Competition Groups | 4.5805 | 0 | 0 | 1831.533 | 0.0025009 | 38 | Residential_2038_Economic_MW_Before Competition Groups_38 | Minimize Hot and Warm Clothes Wash | 0.2501% | 0 | 4.5805 | Residential_2038_Economic_MW_Before Competition Groups_Minimize Hot and Warm Clothes Wash
Residential | Res ¦ Furnace Whistle | 2038 | Achievable | MW | Before Competition Groups | 2.1975 | 0 | 0 | 959.0909 | 0.0022912 | 40 | Residential_2038_Achievable_MW_Before Competition Groups_40 | Furnace Whistle | 0.2291% | 0 | 2.1975 | Residential_2038_Achievable_MW_Before Competition Groups_Furnace Whistle
Residential | Res ¦ Ceiling Insulation | 2038 | Achievable | MW | Before Competition Groups | 2.117 | 0 | 0 | 959.0909 | 0.0022073 | 41 | Residential_2038_Achievable_MW_Before Competition Groups_41 | Ceiling Insulation | 0.2207% | 0 | 2.117 | Residential_2038_Achievable_MW_Before Competition Groups_Ceiling Insulation
Residential | Res ¦ CO Sensors for parking garage exhaust fans | 2038 | Achievable | MW | Before Competition Groups | 2.101 | 0 | 0 | 959.0909 | 0.0021906 | 42 | Residential_2038_Achievable_MW_Before Competition Groups_42 | CO Sensors for parking garage exhaust fans | 0.2191% | 0 | 2.101 | Residential_2038_Achievable_MW_Before Competition Groups_CO Sensors for parking garage exhaust fans
Residential | Res ¦ INTEGRAL LED TROFFERS | 2038 | Technical | MW | Before Competition Groups | 6.8779 | 0 | 0 | 3179.2783 | 0.0021634 | 46 | Residential_2038_Technical_MW_Before Competition Groups_46 | INTEGRAL LED TROFFERS | 0.2163% | 0 | 6.8779 | Residential_2038_Technical_MW_Before Competition Groups_INTEGRAL LED TROFFERS
Residential | Res ¦ Tankless Water Heater | 2038 | Economic | MW | Before Competition Groups | 3.9204 | 0 | 0 | 1831.533 | 0.0021405 | 39 | Residential_2038_Economic_MW_Before Competition Groups_39 | Tankless Water Heater | 0.2141% | 0 | 3.9204 | Residential_2038_Economic_MW_Before Competition Groups_Tankless Water Heater
Residential | Res ¦ Central Lighting Control System | 2038 | Technical | MW | Before Competition Groups | 6.5944 | 0 | 0 | 3179.2783 | 0.0020742 | 47 | Residential_2038_Technical_MW_Before Competition Groups_47 | Central Lighting Control System | 0.2074% | 0 | 6.5944 | Residential_2038_Technical_MW_Before Competition Groups_Central Lighting Control System
Residential | Res ¦ Heat Pump Water Heater | 2038 | Technical | MW | Before Competition Groups | 6.5081 | 0 | 0 | 3179.2783 | 0.002047 | 48 | Residential_2038_Technical_MW_Before Competition Groups_48 | Heat Pump Water Heater | 0.2047% | 0 | 6.5081 | Residential_2038_Technical_MW_Before Competition Groups_Heat Pump Water Heater
Residential | Res ¦ Networked/ Connected - Indoor LED Luminaire | 2038 | Technical | MW | Before Competition Groups | 6.4622 | 0 | 0 | 3179.2783 | 0.0020326 | 49 | Residential_2038_Technical_MW_Before Competition Groups_49 | Networked/ Connected - Indoor LED Luminaire | 0.2033% | 0 | 6.4622 | Residential_2038_Technical_MW_Before Competition Groups_Networked/ Connected - Indoor LED Luminaire
Residential | Res ¦ Outside Air Economizer | 2038 | Economic | MW | Before Competition Groups | 3.6707 | 0 | 0 | 1831.533 | 0.0020042 | 40 | Residential_2038_Economic_MW_Before Competition Groups_40 | Outside Air Economizer | 0.2004% | 0 | 3.6707 | Residential_2038_Economic_MW_Before Competition Groups_Outside Air Economizer
Residential | Res ¦ Energy Star Windows | 2038 | Technical | MW | Before Competition Groups | 6.34 | 0 | 0 | 3179.2783 | 0.0019942 | 50 | Residential_2038_Technical_MW_Before Competition Groups_50 | Energy Star Windows | 0.1994% | 0 | 6.34 | Residential_2038_Technical_MW_Before Competition Groups_Energy Star Windows
Residential | Res ¦ Comprehensive Draft Proofing | 2038 | Achievable | MW | Before Competition Groups | 1.8983 | 0 | 0 | 959.0909 | 0.0019793 | 43 | Residential_2038_Achievable_MW_Before Competition Groups_43 | Comprehensive Draft Proofing | 0.1979% | 0 | 1.8983 | Residential_2038_Achievable_MW_Before Competition Groups_Comprehensive Draft Proofing
Residential | Res ¦ Early Hot Water Heater Replacement | 2038 | Achievable | MW | Before Competition Groups | 1.8902 | 0 | 0 | 959.0909 | 0.0019708 | 44 | Residential_2038_Achievable_MW_Before Competition Groups_44 | Early Hot Water Heater Replacement | 0.1971% | 0 | 1.8902 | Residential_2038_Achievable_MW_Before Competition Groups_Early Hot Water Heater Replacement
Residential | Res ¦ Tankless Water Heater | 2038 | Achievable | MW | Before Competition Groups | 1.8581 | 0 | 0 | 959.0909 | 0.0019374 | 45 | Residential_2038_Achievable_MW_Before Competition Groups_45 | Tankless Water Heater | 0.1937% | 0 | 1.8581 | Residential_2038_Achievable_MW_Before Competition Groups_Tankless Water Heater
Residential | Res ¦ Variable Frequency Drive (VFD) | 2038 | Achievable | MW | Before Competition Groups | 1.841 | 0 | 0 | 959.0909 | 0.0019195 | 46 | Residential_2038_Achievable_MW_Before Competition Groups_46 | Variable Frequency Drive (VFD) | 0.192% | 0 | 1.841 | Residential_2038_Achievable_MW_Before Competition Groups_Variable Frequency Drive (VFD)
Residential | Res ¦ Furnace with ECM | 2038 | Technical | MW | Before Competition Groups | 6.0331 | 0 | 0 | 3179.2783 | 0.0018976 | 51 | Residential_2038_Technical_MW_Before Competition Groups_51 | Furnace with ECM | 0.1898% | 0 | 6.0331 | Residential_2038_Technical_MW_Before Competition Groups_Furnace with ECM
Residential | Res ¦ LED Tube Re-Lamp | 2038 | Economic | MW | Before Competition Groups | 3.4285 | 0 | 0 | 1831.533 | 0.0018719 | 41 | Residential_2038_Economic_MW_Before Competition Groups_41 | LED Tube Re-Lamp | 0.1872% | 0 | 3.4285 | Residential_2038_Economic_MW_Before Competition Groups_LED Tube Re-Lamp
Residential | Res ¦ Tankless Water Heater | 2038 | Technical | MW | Before Competition Groups | 5.8911 | 0 | 0 | 3179.2783 | 0.001853 | 52 | Residential_2038_Technical_MW_Before Competition Groups_52 | Tankless Water Heater | 0.1853% | 0 | 5.8911 | Residential_2038_Technical_MW_Before Competition Groups_Tankless Water Heater
Residential | Res ¦ Heat Recovery Ventilator | 2038 | Technical | MW | Before Competition Groups | 5.3537 | 0 | 0 | 3179.2783 | 0.0016839 | 53 | Residential_2038_Technical_MW_Before Competition Groups_53 | Heat Recovery Ventilator | 0.1684% | 0 | 5.3537 | Residential_2038_Technical_MW_Before Competition Groups_Heat Recovery Ventilator
Residential | Res ¦ Demand Control Ventilation | 2038 | Achievable | MW | Before Competition Groups | 1.6071 | 0 | 0 | 959.0909 | 0.0016756 | 47 | Residential_2038_Achievable_MW_Before Competition Groups_47 | Demand Control Ventilation | 0.1676% | 0 | 1.6071 | Residential_2038_Achievable_MW_Before Competition Groups_Demand Control Ventilation
Residential | Res ¦ Early Hot Water Heater Replacement | 2038 | Economic | MW | Before Competition Groups | 2.9624 | 0 | 0 | 1831.533 | 0.0016175 | 42 | Residential_2038_Economic_MW_Before Competition Groups_42 | Early Hot Water Heater Replacement | 0.1617% | 0 | 2.9624 | Residential_2038_Economic_MW_Before Competition Groups_Early Hot Water Heater Replacement
Residential | Res ¦ LED Downlight | 2038 | Technical | MW | Before Competition Groups | 5.1109 | 0 | 0 | 3179.2783 | 0.0016076 | 54 | Residential_2038_Technical_MW_Before Competition Groups_54 | LED Downlight | 0.1608% | 0 | 5.1109 | Residential_2038_Technical_MW_Before Competition Groups_LED Downlight
Residential | Res ¦ LED Tube Re-Lamp | 2038 | Technical | MW | Before Competition Groups | 5.0189 | 0 | 0 | 3179.2783 | 0.0015786 | 55 | Residential_2038_Technical_MW_Before Competition Groups_55 | LED Tube Re-Lamp | 0.1579% | 0 | 5.0189 | Residential_2038_Technical_MW_Before Competition Groups_LED Tube Re-Lamp
Residential | Res ¦ Condensing Make Up Air Unit | 2038 | Achievable | MW | Before Competition Groups | 1.5115 | 0 | 0 | 959.0909 | 0.0015759 | 48 | Residential_2038_Achievable_MW_Before Competition Groups_48 | Condensing Make Up Air Unit | 0.1576% | 0 | 1.5115 | Residential_2038_Achievable_MW_Before Competition Groups_Condensing Make Up Air Unit
Residential | Res ¦ Energy Star Ceiling Fan/Lighting | 2038 | Technical | MW | Before Competition Groups | 4.9748 | 0 | 0 | 3179.2783 | 0.0015647 | 56 | Residential_2038_Technical_MW_Before Competition Groups_56 | Energy Star Ceiling Fan/Lighting | 0.1565% | 0 | 4.9748 | Residential_2038_Technical_MW_Before Competition Groups_Energy Star Ceiling Fan/Lighting
Residential | Res ¦ Energy Star Windows | 2038 | Achievable | MW | Before Competition Groups | 1.4032 | 0 | 0 | 959.0909 | 0.0014631 | 49 | Residential_2038_Achievable_MW_Before Competition Groups_49 | Energy Star Windows | 0.1463% | 0 | 1.4032 | Residential_2038_Achievable_MW_Before Competition Groups_Energy Star Windows
Residential | Res ¦ Minimize Hot and Warm Clothes Wash | 2038 | Technical | MW | Before Competition Groups | 4.5805 | 0 | 0 | 3179.2783 | 0.0014407 | 57 | Residential_2038_Technical_MW_Before Competition Groups_57 | Minimize Hot and Warm Clothes Wash | 0.1441% | 0 | 4.5805 | Residential_2038_Technical_MW_Before Competition Groups_Minimize Hot and Warm Clothes Wash
Residential | Res ¦ Drain Water Heat Recovery | 2038 | Achievable | MW | Before Competition Groups | 1.3294 | 0 | 0 | 959.0909 | 0.0013861 | 50 | Residential_2038_Achievable_MW_Before Competition Groups_50 | Drain Water Heat Recovery | 0.1386% | 0 | 1.3294 | Residential_2038_Achievable_MW_Before Competition Groups_Drain Water Heat Recovery
Residential | Res ¦ ENERGY STAR LED LAMPS (REFLECTOR LAMPs/MR16/PAR 16) | 2038 | Economic | MW | Before Competition Groups | 2.4615 | 0 | 0 | 1831.533 | 0.001344 | 43 | Residential_2038_Economic_MW_Before Competition Groups_43 | ENERGY STAR LED LAMPS (REFLECTOR LAMPs/MR16/PAR 16) | 0.1344% | 0 | 2.4615 | Residential_2038_Economic_MW_Before Competition Groups_ENERGY STAR LED LAMPS (REFLECTOR LAMPs/MR16/PAR 16)
Residential | Res ¦ CO Sensors for parking garage exhaust fans | 2038 | Economic | MW | Before Competition Groups | 2.3159 | 0 | 0 | 1831.533 | 0.0012645 | 44 | Residential_2038_Economic_MW_Before Competition Groups_44 | CO Sensors for parking garage exhaust fans | 0.1264% | 0 | 2.3159 | Residential_2038_Economic_MW_Before Competition Groups_CO Sensors for parking garage exhaust fans
Residential | Res ¦ Energy Star Windows | 2038 | Economic | MW | Before Competition Groups | 2.3072 | 0 | 0 | 1831.533 | 0.0012597 | 45 | Residential_2038_Economic_MW_Before Competition Groups_45 | Energy Star Windows | 0.126% | 0 | 2.3072 | Residential_2038_Economic_MW_Before Competition Groups_Energy Star Windows
Residential | Res ¦ Passive Attic Ventilation | 2038 | Technical | MW | Before Competition Groups | 3.9219 | 0 | 0 | 3179.2783 | 0.0012336 | 58 | Residential_2038_Technical_MW_Before Competition Groups_58 | Passive Attic Ventilation | 0.1234% | 0 | 3.9219 | Residential_2038_Technical_MW_Before Competition Groups_Passive Attic Ventilation
Residential | Res ¦ LED Parking Lot Fixture | 2038 | Achievable | MW | Before Competition Groups | 1.1566 | 0 | 0 | 959.0909 | 0.0012059 | 51 | Residential_2038_Achievable_MW_Before Competition Groups_51 | LED Parking Lot Fixture | 0.1206% | 0 | 1.1566 | Residential_2038_Achievable_MW_Before Competition Groups_LED Parking Lot Fixture
Residential | Res ¦ Water Heater Temperature Setback | 2038 | Achievable | MW | Before Competition Groups | 1.1514 | 0 | 0 | 959.0909 | 0.0012005 | 52 | Residential_2038_Achievable_MW_Before Competition Groups_52 | Water Heater Temperature Setback | 0.1201% | 0 | 1.1514 | Residential_2038_Achievable_MW_Before Competition Groups_Water Heater Temperature Setback
Residential | Res ¦ Condensing Make Up Air Unit | 2038 | Economic | MW | Before Competition Groups | 2.1776 | 0 | 0 | 1831.533 | 0.0011889 | 46 | Residential_2038_Economic_MW_Before Competition Groups_46 | Condensing Make Up Air Unit | 0.1189% | 0 | 2.1776 | Residential_2038_Economic_MW_Before Competition Groups_Condensing Make Up Air Unit
Residential | Res ¦ Demand Control Ventilation | 2038 | Economic | MW | Before Competition Groups | 2.1156 | 0 | 0 | 1831.533 | 0.0011551 | 47 | Residential_2038_Economic_MW_Before Competition Groups_47 | Demand Control Ventilation | 0.1155% | 0 | 2.1156 | Residential_2038_Economic_MW_Before Competition Groups_Demand Control Ventilation
Residential | Res ¦ Outside Air Economizer | 2038 | Technical | MW | Before Competition Groups | 3.6707 | 0 | 0 | 3179.2783 | 0.0011546 | 59 | Residential_2038_Technical_MW_Before Competition Groups_59 | Outside Air Economizer | 0.1155% | 0 | 3.6707 | Residential_2038_Technical_MW_Before Competition Groups_Outside Air Economizer
Residential | Res ¦ Drain Water Heat Recovery | 2038 | Economic | MW | Before Competition Groups | 1.9886 | 0 | 0 | 1831.533 | 0.0010857 | 48 | Residential_2038_Economic_MW_Before Competition Groups_48 | Drain Water Heat Recovery | 0.1086% | 0 | 1.9886 | Residential_2038_Economic_MW_Before Competition Groups_Drain Water Heat Recovery
Residential | Res ¦ Furnace Whistle | 2038 | Economic | MW | Before Competition Groups | 1.984 | 0 | 0 | 1831.533 | 0.0010832 | 49 | Residential_2038_Economic_MW_Before Competition Groups_49 | Furnace Whistle | 0.1083% | 0 | 1.984 | Residential_2038_Economic_MW_Before Competition Groups_Furnace Whistle
Residential | Res ¦ Heat Recovery Ventilator | 2038 | Achievable | MW | Before Competition Groups | 1.0317 | 0 | 0 | 959.0909 | 0.0010758 | 53 | Residential_2038_Achievable_MW_Before Competition Groups_53 | Heat Recovery Ventilator | 0.1076% | 0 | 1.0317 | Residential_2038_Achievable_MW_Before Competition Groups_Heat Recovery Ventilator
Residential | Res ¦ Heat Pump Water Heater | 2038 | Economic | MW | Before Competition Groups | 1.8721 | 0 | 0 | 1831.533 | 0.0010221 | 50 | Residential_2038_Economic_MW_Before Competition Groups_50 | Heat Pump Water Heater | 0.1022% | 0 | 1.8721 | Residential_2038_Economic_MW_Before Competition Groups_Heat Pump Water Heater
Residential | Res ¦ Solar Water Heating System | 2038 | Technical | MW | Before Competition Groups | 3.2096 | 0 | 0 | 3179.2783 | 0.0010095 | 60 | Residential_2038_Technical_MW_Before Competition Groups_60 | Solar Water Heating System | 0.101% | 0 | 3.2096 | Residential_2038_Technical_MW_Before Competition Groups_Solar Water Heating System
Residential | Res ¦ Energy Star Dishwasher | 2038 | Technical | MW | Before Competition Groups | 3.1614 | 0 | 0 | 3179.2783 | 0.00099437 | 61 | Residential_2038_Technical_MW_Before Competition Groups_61 | Energy Star Dishwasher | 0.09944% | 0 | 3.1614 | Residential_2038_Technical_MW_Before Competition Groups_Energy Star Dishwasher
Residential | Res ¦ Comprehensive Draft Proofing | 2038 | Economic | MW | Before Competition Groups | 1.7139 | 0 | 0 | 1831.533 | 0.00093578 | 51 | Residential_2038_Economic_MW_Before Competition Groups_51 | Comprehensive Draft Proofing | 0.09358% | 0 | 1.7139 | Residential_2038_Economic_MW_Before Competition Groups_Comprehensive Draft Proofing
Residential | Res ¦ Early Hot Water Heater Replacement | 2038 | Technical | MW | Before Competition Groups | 2.9624 | 0 | 0 | 3179.2783 | 0.00093179 | 62 | Residential_2038_Technical_MW_Before Competition Groups_62 | Early Hot Water Heater Replacement | 0.09318% | 0 | 2.9624 | Residential_2038_Technical_MW_Before Competition Groups_Early Hot Water Heater Replacement
Residential | Res ¦ Variable Frequency Drive (VFD) | 2038 | Economic | MW | Before Competition Groups | 1.6622 | 0 | 0 | 1831.533 | 0.00090752 | 52 | Residential_2038_Economic_MW_Before Competition Groups_52 | Variable Frequency Drive (VFD) | 0.09075% | 0 | 1.6622 | Residential_2038_Economic_MW_Before Competition Groups_Variable Frequency Drive (VFD)
Residential | Res ¦ High Efficiency Storage Water Heater | 2038 | Technical | MW | Before Competition Groups | 2.823 | 0 | 0 | 3179.2783 | 0.00088793 | 63 | Residential_2038_Technical_MW_Before Competition Groups_63 | High Efficiency Storage Water Heater | 0.08879% | 0 | 2.823 | Residential_2038_Technical_MW_Before Competition Groups_High Efficiency Storage Water Heater
Residential | Res ¦ Air Source Heat Pump Maintenance | 2038 | Technical | MW | Before Competition Groups | 2.6205 | 0 | 0 | 3179.2783 | 0.00082423 | 64 | Residential_2038_Technical_MW_Before Competition Groups_64 | Air Source Heat Pump Maintenance | 0.08242% | 0 | 2.6205 | Residential_2038_Technical_MW_Before Competition Groups_Air Source Heat Pump Maintenance
Residential | Res ¦ ENERGY STAR LED LAMPS (REFLECTOR LAMPs/MR16/PAR 16) | 2038 | Technical | MW | Before Competition Groups | 2.4615 | 0 | 0 | 3179.2783 | 0.00077424 | 65 | Residential_2038_Technical_MW_Before Competition Groups_65 | ENERGY STAR LED LAMPS (REFLECTOR LAMPs/MR16/PAR 16) | 0.07742% | 0 | 2.4615 | Residential_2038_Technical_MW_Before Competition Groups_ENERGY STAR LED LAMPS (REFLECTOR LAMPs/MR16/PAR 16)
Residential | Res ¦ CO Sensors for parking garage exhaust fans | 2038 | Technical | MW | Before Competition Groups | 2.3159 | 0 | 0 | 3179.2783 | 0.00072844 | 66 | Residential_2038_Technical_MW_Before Competition Groups_66 | CO Sensors for parking garage exhaust fans | 0.07284% | 0 | 2.3159 | Residential_2038_Technical_MW_Before Competition Groups_CO Sensors for parking garage exhaust fans
Residential | Res ¦ DHW Recirculation Systems | 2038 | Economic | MW | Before Competition Groups | 1.2877 | 0 | 0 | 1831.533 | 0.00070308 | 53 | Residential_2038_Economic_MW_Before Competition Groups_53 | DHW Recirculation Systems | 0.07031% | 0 | 1.2877 | Residential_2038_Economic_MW_Before Competition Groups_DHW Recirculation Systems
Residential | Res ¦ Condensing Make Up Air Unit | 2038 | Technical | MW | Before Competition Groups | 2.1776 | 0 | 0 | 3179.2783 | 0.00068492 | 67 | Residential_2038_Technical_MW_Before Competition Groups_67 | Condensing Make Up Air Unit | 0.06849% | 0 | 2.1776 | Residential_2038_Technical_MW_Before Competition Groups_Condensing Make Up Air Unit
Residential | Res ¦ Demand Control Ventilation | 2038 | Technical | MW | Before Competition Groups | 2.1156 | 0 | 0 | 3179.2783 | 0.00066542 | 68 | Residential_2038_Technical_MW_Before Competition Groups_68 | Demand Control Ventilation | 0.06654% | 0 | 2.1156 | Residential_2038_Technical_MW_Before Competition Groups_Demand Control Ventilation
Residential | Res ¦ LED Parking Lot Fixture | 2038 | Economic | MW | Before Competition Groups | 1.164 | 0 | 0 | 1831.533 | 0.00063553 | 54 | Residential_2038_Economic_MW_Before Competition Groups_54 | LED Parking Lot Fixture | 0.06355% | 0 | 1.164 | Residential_2038_Economic_MW_Before Competition Groups_LED Parking Lot Fixture
Residential | Res ¦ Drain Water Heat Recovery | 2038 | Technical | MW | Before Competition Groups | 1.9886 | 0 | 0 | 3179.2783 | 0.00062548 | 69 | Residential_2038_Technical_MW_Before Competition Groups_69 | Drain Water Heat Recovery | 0.06255% | 0 | 1.9886 | Residential_2038_Technical_MW_Before Competition Groups_Drain Water Heat Recovery
Residential | Res ¦ Furnace Whistle | 2038 | Technical | MW | Before Competition Groups | 1.984 | 0 | 0 | 3179.2783 | 0.00062404 | 70 | Residential_2038_Technical_MW_Before Competition Groups_70 | Furnace Whistle | 0.0624% | 0 | 1.984 | Residential_2038_Technical_MW_Before Competition Groups_Furnace Whistle
Residential | Res ¦ VFD on Pumps | 2038 | Achievable | MW | Before Competition Groups | 0.56612 | 0 | 0 | 959.0909 | 0.00059027 | 54 | Residential_2038_Achievable_MW_Before Competition Groups_54 | VFD on Pumps | 0.05903% | 0 | 0.56612 | Residential_2038_Achievable_MW_Before Competition Groups_VFD on Pumps
Residential | Res ¦ Window Film | 2038 | Technical | MW | Before Competition Groups | 1.8378 | 0 | 0 | 3179.2783 | 0.00057807 | 71 | Residential_2038_Technical_MW_Before Competition Groups_71 | Window Film | 0.05781% | 0 | 1.8378 | Residential_2038_Technical_MW_Before Competition Groups_Window Film
Residential | Res ¦ LED Exterior Area Lights - LED Fixture (200W) | 2038 | Achievable | MW | Before Competition Groups | 0.54584 | 0 | 0 | 959.0909 | 0.00056912 | 55 | Residential_2038_Achievable_MW_Before Competition Groups_55 | LED Exterior Area Lights - LED Fixture (200W) | 0.05691% | 0 | 0.54584 | Residential_2038_Achievable_MW_Before Competition Groups_LED Exterior Area Lights - LED Fixture (200W)
Residential | Res ¦ Solar Powered Attic Fan | 2038 | Technical | MW | Before Competition Groups | 1.8077 | 0 | 0 | 3179.2783 | 0.0005686 | 72 | Residential_2038_Technical_MW_Before Competition Groups_72 | Solar Powered Attic Fan | 0.05686% | 0 | 1.8077 | Residential_2038_Technical_MW_Before Competition Groups_Solar Powered Attic Fan
Residential | Res ¦ Water Heater Temperature Setback | 2038 | Economic | MW | Before Competition Groups | 1.0396 | 0 | 0 | 1831.533 | 0.00056759 | 55 | Residential_2038_Economic_MW_Before Competition Groups_55 | Water Heater Temperature Setback | 0.05676% | 0 | 1.0396 | Residential_2038_Economic_MW_Before Competition Groups_Water Heater Temperature Setback
Residential | Res ¦ Comprehensive Draft Proofing | 2038 | Technical | MW | Before Competition Groups | 1.7139 | 0 | 0 | 3179.2783 | 0.00053909 | 73 | Residential_2038_Technical_MW_Before Competition Groups_73 | Comprehensive Draft Proofing | 0.05391% | 0 | 1.7139 | Residential_2038_Technical_MW_Before Competition Groups_Comprehensive Draft Proofing
Residential | Res ¦ Variable Frequency Drive (VFD) | 2038 | Technical | MW | Before Competition Groups | 1.6622 | 0 | 0 | 3179.2783 | 0.00052281 | 74 | Residential_2038_Technical_MW_Before Competition Groups_74 | Variable Frequency Drive (VFD) | 0.05228% | 0 | 1.6622 | Residential_2038_Technical_MW_Before Competition Groups_Variable Frequency Drive (VFD)
Residential | Res ¦ ENERGY STAR LED Lamps (General Service Lamps) | 2038 | Achievable | MW | Before Competition Groups | 0.43437 | 0 | 0 | 959.0909 | 0.00045289 | 56 | Residential_2038_Achievable_MW_Before Competition Groups_56 | ENERGY STAR LED Lamps (General Service Lamps) | 0.04529% | 0 | 0.43437 | Residential_2038_Achievable_MW_Before Competition Groups_ENERGY STAR LED Lamps (General Service Lamps)
Residential | Res ¦ LED Downlight | 2038 | Economic | MW | Before Competition Groups | 0.75356 | 0 | 0 | 1831.533 | 0.00041143 | 56 | Residential_2038_Economic_MW_Before Competition Groups_56 | LED Downlight | 0.04114% | 0 | 0.75356 | Residential_2038_Economic_MW_Before Competition Groups_LED Downlight
Residential | Res ¦ DHW Recirculation Systems | 2038 | Technical | MW | Before Competition Groups | 1.2877 | 0 | 0 | 3179.2783 | 0.00040503 | 75 | Residential_2038_Technical_MW_Before Competition Groups_75 | DHW Recirculation Systems | 0.0405% | 0 | 1.2877 | Residential_2038_Technical_MW_Before Competition Groups_DHW Recirculation Systems
Residential | Res ¦ LED Parking Lot Fixture | 2038 | Technical | MW | Before Competition Groups | 1.164 | 0 | 0 | 3179.2783 | 0.00036612 | 76 | Residential_2038_Technical_MW_Before Competition Groups_76 | LED Parking Lot Fixture | 0.03661% | 0 | 1.164 | Residential_2038_Technical_MW_Before Competition Groups_LED Parking Lot Fixture
Residential | Res ¦ ECM MOTORS FOR HVAC APPLICATION (FAN-POWERED VAV BOX) | 2038 | Achievable | MW | Before Competition Groups | 0.3423 | 0 | 0 | 959.0909 | 0.00035691 | 57 | Residential_2038_Achievable_MW_Before Competition Groups_57 | ECM MOTORS FOR HVAC APPLICATION (FAN-POWERED VAV BOX) | 0.03569% | 0 | 0.3423 | Residential_2038_Achievable_MW_Before Competition Groups_ECM MOTORS FOR HVAC APPLICATION (FAN-POWERED VAV BOX)
Residential | Res ¦ DHW Recirculation Systems | 2038 | Achievable | MW | Before Competition Groups | 0.32779 | 0 | 0 | 959.0909 | 0.00034177 | 58 | Residential_2038_Achievable_MW_Before Competition Groups_58 | DHW Recirculation Systems | 0.03418% | 0 | 0.32779 | Residential_2038_Achievable_MW_Before Competition Groups_DHW Recirculation Systems
Residential | Res ¦ Water Heater Temperature Setback | 2038 | Technical | MW | Before Competition Groups | 1.0396 | 0 | 0 | 3179.2783 | 0.00032698 | 77 | Residential_2038_Technical_MW_Before Competition Groups_77 | Water Heater Temperature Setback | 0.0327% | 0 | 1.0396 | Residential_2038_Technical_MW_Before Competition Groups_Water Heater Temperature Setback
Residential | Res ¦ LED Exterior Area Lights - LED Fixture (200W) | 2038 | Economic | MW | Before Competition Groups | 0.55209 | 0 | 0 | 1831.533 | 0.00030143 | 57 | Residential_2038_Economic_MW_Before Competition Groups_57 | LED Exterior Area Lights - LED Fixture (200W) | 0.03014% | 0 | 0.55209 | Residential_2038_Economic_MW_Before Competition Groups_LED Exterior Area Lights - LED Fixture (200W)
Residential | Res ¦ HVAC Optimization | 2038 | Technical | MW | Before Competition Groups | 0.9456 | 0 | 0 | 3179.2783 | 0.00029743 | 78 | Residential_2038_Technical_MW_Before Competition Groups_78 | HVAC Optimization | 0.02974% | 0 | 0.9456 | Residential_2038_Technical_MW_Before Competition Groups_HVAC Optimization
Residential | Res ¦ Networked/ Connected - Indoor LED Luminaire | 2038 | Economic | MW | Before Competition Groups | 0.52433 | 0 | 0 | 1831.533 | 0.00028628 | 58 | Residential_2038_Economic_MW_Before Competition Groups_58 | Networked/ Connected - Indoor LED Luminaire | 0.02863% | 0 | 0.52433 | Residential_2038_Economic_MW_Before Competition Groups_Networked/ Connected - Indoor LED Luminaire
Residential | Res ¦ VFD on Pumps | 2038 | Economic | MW | Before Competition Groups | 0.51113 | 0 | 0 | 1831.533 | 0.00027907 | 59 | Residential_2038_Economic_MW_Before Competition Groups_59 | VFD on Pumps | 0.02791% | 0 | 0.51113 | Residential_2038_Economic_MW_Before Competition Groups_VFD on Pumps
Residential | Res ¦ Beverage Vending Machine Controls | 2038 | Achievable | MW | Before Competition Groups | 0.24219 | 0 | 0 | 959.0909 | 0.00025252 | 59 | Residential_2038_Achievable_MW_Before Competition Groups_59 | Beverage Vending Machine Controls | 0.02525% | 0 | 0.24219 | Residential_2038_Achievable_MW_Before Competition Groups_Beverage Vending Machine Controls
Residential | Res ¦ ENERGY STAR LED Lamps (General Service Lamps) | 2038 | Economic | MW | Before Competition Groups | 0.43991 | 0 | 0 | 1831.533 | 0.00024018 | 60 | Residential_2038_Economic_MW_Before Competition Groups_60 | ENERGY STAR LED Lamps (General Service Lamps) | 0.02402% | 0 | 0.43991 | Residential_2038_Economic_MW_Before Competition Groups_ENERGY STAR LED Lamps (General Service Lamps)
Residential | Res ¦ Chilled Water Optimization | 2038 | Achievable | MW | Before Competition Groups | 0.22352 | 0 | 0 | 959.0909 | 0.00023306 | 60 | Residential_2038_Achievable_MW_Before Competition Groups_60 | Chilled Water Optimization | 0.02331% | 0 | 0.22352 | Residential_2038_Achievable_MW_Before Competition Groups_Chilled Water Optimization
Residential | Res ¦ ECM MOTORS FOR HVAC APPLICATION (FAN-POWERED VAV BOX) | 2038 | Economic | MW | Before Competition Groups | 0.38566 | 0 | 0 | 1831.533 | 0.00021057 | 61 | Residential_2038_Economic_MW_Before Competition Groups_61 | ECM MOTORS FOR HVAC APPLICATION (FAN-POWERED VAV BOX) | 0.02106% | 0 | 0.38566 | Residential_2038_Economic_MW_Before Competition Groups_ECM MOTORS FOR HVAC APPLICATION (FAN-POWERED VAV BOX)
Residential | Res ¦ Heat Pump Water Heater | 2038 | Achievable | MW | Before Competition Groups | 0.18546 | 0 | 0 | 959.0909 | 0.00019337 | 61 | Residential_2038_Achievable_MW_Before Competition Groups_61 | Heat Pump Water Heater | 0.01934% | 0 | 0.18546 | Residential_2038_Achievable_MW_Before Competition Groups_Heat Pump Water Heater
Residential | Res ¦ Air Source Heat Pump | 2038 | Achievable | MW | Before Competition Groups | 0.16668 | 0 | 0 | 959.0909 | 0.00017379 | 62 | Residential_2038_Achievable_MW_Before Competition Groups_62 | Air Source Heat Pump | 0.01738% | 0 | 0.16668 | Residential_2038_Achievable_MW_Before Competition Groups_Air Source Heat Pump
Residential | Res ¦ LED Exterior Area Lights - LED Fixture (200W) | 2038 | Technical | MW | Before Competition Groups | 0.55209 | 0 | 0 | 3179.2783 | 0.00017365 | 79 | Residential_2038_Technical_MW_Before Competition Groups_79 | LED Exterior Area Lights - LED Fixture (200W) | 0.01737% | 0 | 0.55209 | Residential_2038_Technical_MW_Before Competition Groups_LED Exterior Area Lights - LED Fixture (200W)
Residential | Res ¦ Chilled Water Optimization | 2038 | Economic | MW | Before Competition Groups | 0.31299 | 0 | 0 | 1831.533 | 0.00017089 | 62 | Residential_2038_Economic_MW_Before Competition Groups_62 | Chilled Water Optimization | 0.01709% | 0 | 0.31299 | Residential_2038_Economic_MW_Before Competition Groups_Chilled Water Optimization
Residential | Res ¦ VFD on Pumps | 2038 | Technical | MW | Before Competition Groups | 0.51113 | 0 | 0 | 3179.2783 | 0.00016077 | 80 | Residential_2038_Technical_MW_Before Competition Groups_80 | VFD on Pumps | 0.01608% | 0 | 0.51113 | Residential_2038_Technical_MW_Before Competition Groups_VFD on Pumps
Residential | Res ¦ Beverage Vending Machine Controls | 2038 | Economic | MW | Before Competition Groups | 0.27432 | 0 | 0 | 1831.533 | 0.00014978 | 63 | Residential_2038_Economic_MW_Before Competition Groups_63 | Beverage Vending Machine Controls | 0.01498% | 0 | 0.27432 | Residential_2038_Economic_MW_Before Competition Groups_Beverage Vending Machine Controls
Residential | Res ¦ ENERGY STAR LED Lamps (General Service Lamps) | 2038 | Technical | MW | Before Competition Groups | 0.43991 | 0 | 0 | 3179.2783 | 0.00013837 | 81 | Residential_2038_Technical_MW_Before Competition Groups_81 | ENERGY STAR LED Lamps (General Service Lamps) | 0.01384% | 0 | 0.43991 | Residential_2038_Technical_MW_Before Competition Groups_ENERGY STAR LED Lamps (General Service Lamps)
Residential | Res ¦ ECM MOTORS FOR HVAC APPLICATION (FAN-POWERED VAV BOX) | 2038 | Technical | MW | Before Competition Groups | 0.38566 | 0 | 0 | 3179.2783 | 0.0001213 | 82 | Residential_2038_Technical_MW_Before Competition Groups_82 | ECM MOTORS FOR HVAC APPLICATION (FAN-POWERED VAV BOX) | 0.01213% | 0 | 0.38566 | Residential_2038_Technical_MW_Before Competition Groups_ECM MOTORS FOR HVAC APPLICATION (FAN-POWERED VAV BOX)
Residential | Res ¦ Chilled Water Optimization | 2038 | Technical | MW | Before Competition Groups | 0.31299 | 0 | 0 | 3179.2783 | 9.8448e-05 | 83 | Residential_2038_Technical_MW_Before Competition Groups_83 | Chilled Water Optimization | 0.009845% | 0 | 0.31299 | Residential_2038_Technical_MW_Before Competition Groups_Chilled Water Optimization
Residential | Res ¦ Beverage Vending Machine Controls | 2038 | Technical | MW | Before Competition Groups | 0.27432 | 0 | 0 | 3179.2783 | 8.6285e-05 | 84 | Residential_2038_Technical_MW_Before Competition Groups_84 | Beverage Vending Machine Controls | 0.008628% | 0 | 0.27432 | Residential_2038_Technical_MW_Before Competition Groups_Beverage Vending Machine Controls
Residential | Res ¦ Wall Insulation MF | 2038 | Economic | MW | Before Competition Groups | 0.15622 | 0 | 0 | 1831.533 | 8.5294e-05 | 64 | Residential_2038_Economic_MW_Before Competition Groups_64 | Wall Insulation MF | 0.008529% | 0 | 0.15622 | Residential_2038_Economic_MW_Before Competition Groups_Wall Insulation MF
Residential | Res ¦ Wall Insulation MF | 2038 | Technical | MW | Before Competition Groups | 0.16319 | 0 | 0 | 3179.2783 | 5.1329e-05 | 85 | Residential_2038_Technical_MW_Before Competition Groups_85 | Wall Insulation MF | 0.005133% | 0 | 0.16319 | Residential_2038_Technical_MW_Before Competition Groups_Wall Insulation MF
Residential | Res ¦ LED High Bay Fixture | 2038 | Achievable | MW | Before Competition Groups | 0.027683 | 0 | 0 | 959.0909 | 2.8864e-05 | 63 | Residential_2038_Achievable_MW_Before Competition Groups_63 | LED High Bay Fixture | 0.002886% | 0 | 0.027683 | Residential_2038_Achievable_MW_Before Competition Groups_LED High Bay Fixture
Residential | Res ¦ LED High Bay Fixture | 2038 | Economic | MW | Before Competition Groups | 0.031697 | 0 | 0 | 1831.533 | 1.7306e-05 | 65 | Residential_2038_Economic_MW_Before Competition Groups_65 | LED High Bay Fixture | 0.001731% | 0 | 0.031697 | Residential_2038_Economic_MW_Before Competition Groups_LED High Bay Fixture
Residential | Res ¦ Networked/ Connected - Indoor LED Luminaire | 2038 | Achievable | MW | Before Competition Groups | 0.015832 | 0 | 0 | 959.0909 | 1.6507e-05 | 64 | Residential_2038_Achievable_MW_Before Competition Groups_64 | Networked/ Connected - Indoor LED Luminaire | 0.001651% | 0 | 0.015832 | Residential_2038_Achievable_MW_Before Competition Groups_Networked/ Connected - Indoor LED Luminaire
Residential | Res ¦ LED Recessed Downlights | 2038 | Technical | MW | Before Competition Groups | 0.036871 | 0 | 0 | 3179.2783 | 1.1597e-05 | 86 | Residential_2038_Technical_MW_Before Competition Groups_86 | LED Recessed Downlights | 0.00116% | 0 | 0.036871 | Residential_2038_Technical_MW_Before Competition Groups_LED Recessed Downlights
Residential | Res ¦ LED High Bay Fixture | 2038 | Technical | MW | Before Competition Groups | 0.031697 | 0 | 0 | 3179.2783 | 9.9698e-06 | 87 | Residential_2038_Technical_MW_Before Competition Groups_87 | LED High Bay Fixture | 0.000997% | 0 | 0.031697 | Residential_2038_Technical_MW_Before Competition Groups_LED High Bay Fixture
Residential | Res ¦ Wall Insulation MF | 2038 | Achievable | MW | Before Competition Groups | 0.0087944 | 0 | 0 | 959.0909 | 9.1695e-06 | 65 | Residential_2038_Achievable_MW_Before Competition Groups_65 | Wall Insulation MF | 0.000917% | 0 | 0.0087944 | Residential_2038_Achievable_MW_Before Competition Groups_Wall Insulation MF
Residential | Res ¦ Radiant Barrier | 2038 | Economic | MW | Before Competition Groups | 0.012477 | 0 | 0 | 1831.533 | 6.8123e-06 | 66 | Residential_2038_Economic_MW_Before Competition Groups_66 | Radiant Barrier | 0.0006812% | 0 | 0.012477 | Residential_2038_Economic_MW_Before Competition Groups_Radiant Barrier
Residential | Res ¦ Radiant Barrier | 2038 | Achievable | MW | Before Competition Groups | 0.0041436 | 0 | 0 | 959.0909 | 4.3203e-06 | 66 | Residential_2038_Achievable_MW_Before Competition Groups_66 | Radiant Barrier | 0.000432% | 0 | 0.0041436 | Residential_2038_Achievable_MW_Before Competition Groups_Radiant Barrier
Residential | Res ¦ Radiant Barrier | 2038 | Technical | MW | Before Competition Groups | 0.012477 | 0 | 0 | 3179.2783 | 3.9245e-06 | 88 | Residential_2038_Technical_MW_Before Competition Groups_88 | Radiant Barrier | 0.0003924% | 0 | 0.012477 | Residential_2038_Technical_MW_Before Competition Groups_Radiant Barrier
Residential | Res ¦ Solar Water Preheat (Pools/DHW) | 2038 | Technical | MW | Before Competition Groups | 0.012188 | 0 | 0 | 3179.2783 | 3.8337e-06 | 89 | Residential_2038_Technical_MW_Before Competition Groups_89 | Solar Water Preheat (Pools/DHW) | 0.0003834% | 0 | 0.012188 | Residential_2038_Technical_MW_Before Competition Groups_Solar Water Preheat (Pools/DHW)
Residential | Res ¦ Photocell Controls (Outdoor) | 2038 | Technical | MW | Before Competition Groups | 7.4302e-05 | 0 | 0 | 3179.2783 | 2.3371e-08 | 90 | Residential_2038_Technical_MW_Before Competition Groups_90 | Photocell Controls (Outdoor) | 2.337e-06% | 0 | 7.4302e-05 | Residential_2038_Technical_MW_Before Competition Groups_Photocell Controls (Outdoor)
Residential | Res ¦ Lighting Motion Sensors, Timers, Dimmers | 2038 | Achievable | MW | Before Competition Groups | 0 | 0 | 0 | 959.0909 | 0 | 67 | Residential_2038_Achievable_MW_Before Competition Groups_67 | Lighting Motion Sensors, Timers, Dimmers | 0% | 0 | 0 | Residential_2038_Achievable_MW_Before Competition Groups_Lighting Motion Sensors, Timers, Dimmers
Residential | Res ¦ Lighting Motion Sensors, Timers, Dimmers | 2038 | Economic | MW | Before Competition Groups | 0 | 0 | 0 | 1831.533 | 0 | 67 | Residential_2038_Economic_MW_Before Competition Groups_67 | Lighting Motion Sensors, Timers, Dimmers | 0% | 0 | 0 | Residential_2038_Economic_MW_Before Competition Groups_Lighting Motion Sensors, Timers, Dimmers
Residential | Res ¦ Ductless Mini-Split Heat Pump | 2039 | Achievable | MW | Before Competition Groups | 152.0979 | 0 | 0 | 1015.4216 | 0.14979 | 1 | Residential_2039_Achievable_MW_Before Competition Groups_1 | Ductless Mini-Split Heat Pump | 14.98% | 0 | 152.0979 | Residential_2039_Achievable_MW_Before Competition Groups_Ductless Mini-Split Heat Pump
Residential | Res ¦ Ductless Mini-Split Heat Pump | 2039 | Economic | MW | Before Competition Groups | 227.9312 | 0 | 0 | 1868.0916 | 0.12201 | 1 | Residential_2039_Economic_MW_Before Competition Groups_1 | Ductless Mini-Split Heat Pump | 12.2% | 0 | 227.9312 | Residential_2039_Economic_MW_Before Competition Groups_Ductless Mini-Split Heat Pump
Residential | Res ¦ Adaptive Thermostat | 2039 | Economic | MW | Before Competition Groups | 210.362 | 0 | 0 | 1868.0916 | 0.11261 | 2 | Residential_2039_Economic_MW_Before Competition Groups_2 | Adaptive Thermostat | 11.26% | 0 | 210.362 | Residential_2039_Economic_MW_Before Competition Groups_Adaptive Thermostat
Residential | Res ¦ Adaptive Thermostat | 2039 | Achievable | MW | Before Competition Groups | 100.9196 | 0 | 0 | 1015.4216 | 0.099387 | 2 | Residential_2039_Achievable_MW_Before Competition Groups_2 | Adaptive Thermostat | 9.939% | 0 | 100.9196 | Residential_2039_Achievable_MW_Before Competition Groups_Adaptive Thermostat
Residential | Res ¦ Building Recommissioning, Operations and Maintenance (O&M) Improvements | 2039 | Achievable | MW | Before Competition Groups | 92.1997 | 0 | 0 | 1015.4216 | 0.090799 | 3 | Residential_2039_Achievable_MW_Before Competition Groups_3 | Building Recommissioning, Operations and Maintenance (O&M) Improvements | 9.08% | 0 | 92.1997 | Residential_2039_Achievable_MW_Before Competition Groups_Building Recommissioning, Operations and Maintenance (O&M) Improvements
Residential | Res ¦ Energy Star Clothes Washer | 2039 | Achievable | MW | Before Competition Groups | 85.2899 | 0 | 0 | 1015.4216 | 0.083995 | 4 | Residential_2039_Achievable_MW_Before Competition Groups_4 | Energy Star Clothes Washer | 8.399% | 0 | 85.2899 | Residential_2039_Achievable_MW_Before Competition Groups_Energy Star Clothes Washer
Residential | Res ¦ Energy Star Central Air Conditioner | 2039 | Technical | MW | Before Competition Groups | 267.3315 | 0 | 0 | 3243.8058 | 0.082413 | 1 | Residential_2039_Technical_MW_Before Competition Groups_1 | Energy Star Central Air Conditioner | 8.241% | 0 | 267.3315 | Residential_2039_Technical_MW_Before Competition Groups_Energy Star Central Air Conditioner
Residential | Res ¦ Ductless Mini-Split Heat Pump | 2039 | Technical | MW | Before Competition Groups | 227.9312 | 0 | 0 | 3243.8058 | 0.070267 | 2 | Residential_2039_Technical_MW_Before Competition Groups_2 | Ductless Mini-Split Heat Pump | 7.027% | 0 | 227.9312 | Residential_2039_Technical_MW_Before Competition Groups_Ductless Mini-Split Heat Pump
Residential | Res ¦ Energy Star Ground Source Heat Pump | 2039 | Technical | MW | Before Competition Groups | 221.4069 | 0 | 0 | 3243.8058 | 0.068255 | 3 | Residential_2039_Technical_MW_Before Competition Groups_3 | Energy Star Ground Source Heat Pump | 6.826% | 0 | 221.4069 | Residential_2039_Technical_MW_Before Competition Groups_Energy Star Ground Source Heat Pump
Residential | Res ¦ Energy Star Air Source Heat Pump | 2039 | Economic | MW | Before Competition Groups | 125.0145 | 0 | 0 | 1868.0916 | 0.066921 | 3 | Residential_2039_Economic_MW_Before Competition Groups_3 | Energy Star Air Source Heat Pump | 6.692% | 0 | 125.0145 | Residential_2039_Economic_MW_Before Competition Groups_Energy Star Air Source Heat Pump
Residential | Res ¦ Ductless Mini-Split Air Conditioner | 2039 | Technical | MW | Before Competition Groups | 212.1433 | 0 | 0 | 3243.8058 | 0.065399 | 4 | Residential_2039_Technical_MW_Before Competition Groups_4 | Ductless Mini-Split Air Conditioner | 6.54% | 0 | 212.1433 | Residential_2039_Technical_MW_Before Competition Groups_Ductless Mini-Split Air Conditioner
Residential | Res ¦ Adaptive Thermostat | 2039 | Technical | MW | Before Competition Groups | 210.362 | 0 | 0 | 3243.8058 | 0.06485 | 5 | Residential_2039_Technical_MW_Before Competition Groups_5 | Adaptive Thermostat | 6.485% | 0 | 210.362 | Residential_2039_Technical_MW_Before Competition Groups_Adaptive Thermostat
Residential | Res ¦ Variable Speed Pool Pump Motor | 2039 | Achievable | MW | Before Competition Groups | 64.99 | 0 | 0 | 1015.4216 | 0.064003 | 5 | Residential_2039_Achievable_MW_Before Competition Groups_5 | Variable Speed Pool Pump Motor | 6.4% | 0 | 64.99 | Residential_2039_Achievable_MW_Before Competition Groups_Variable Speed Pool Pump Motor
Residential | Res ¦ Smart Burners | 2039 | Economic | MW | Before Competition Groups | 117.6554 | 0 | 0 | 1868.0916 | 0.062982 | 4 | Residential_2039_Economic_MW_Before Competition Groups_4 | Smart Burners | 6.298% | 0 | 117.6554 | Residential_2039_Economic_MW_Before Competition Groups_Smart Burners
Residential | Res ¦ Energy Star Clothes Washer | 2039 | Economic | MW | Before Competition Groups | 100.5641 | 0 | 0 | 1868.0916 | 0.053833 | 5 | Residential_2039_Economic_MW_Before Competition Groups_5 | Energy Star Clothes Washer | 5.383% | 0 | 100.5641 | Residential_2039_Economic_MW_Before Competition Groups_Energy Star Clothes Washer
Residential | Res ¦ Energy Star A Line, PAR, MR Lamps | 2039 | Economic | MW | Before Competition Groups | 97.4098 | 0 | 0 | 1868.0916 | 0.052144 | 6 | Residential_2039_Economic_MW_Before Competition Groups_6 | Energy Star A Line, PAR, MR Lamps | 5.214% | 0 | 97.4098 | Residential_2039_Economic_MW_Before Competition Groups_Energy Star A Line, PAR, MR Lamps
Residential | Res ¦ Smart Burners | 2039 | Achievable | MW | Before Competition Groups | 52.33 | 0 | 0 | 1015.4216 | 0.051535 | 6 | Residential_2039_Achievable_MW_Before Competition Groups_6 | Smart Burners | 5.154% | 0 | 52.33 | Residential_2039_Achievable_MW_Before Competition Groups_Smart Burners
Residential | Res ¦ Energy Star LED Bulbs General Purpose LEDs | 2039 | Economic | MW | Before Competition Groups | 88.3773 | 0 | 0 | 1868.0916 | 0.047309 | 7 | Residential_2039_Economic_MW_Before Competition Groups_7 | Energy Star LED Bulbs General Purpose LEDs | 4.731% | 0 | 88.3773 | Residential_2039_Economic_MW_Before Competition Groups_Energy Star LED Bulbs General Purpose LEDs
Residential | Res ¦ Energy Star Air Source Heat Pump | 2039 | Achievable | MW | Before Competition Groups | 47.6161 | 0 | 0 | 1015.4216 | 0.046893 | 7 | Residential_2039_Achievable_MW_Before Competition Groups_7 | Energy Star Air Source Heat Pump | 4.689% | 0 | 47.6161 | Residential_2039_Achievable_MW_Before Competition Groups_Energy Star Air Source Heat Pump
Residential | Res ¦ Smart Burners | 2039 | Technical | MW | Before Competition Groups | 151.6698 | 0 | 0 | 3243.8058 | 0.046757 | 6 | Residential_2039_Technical_MW_Before Competition Groups_6 | Smart Burners | 4.676% | 0 | 151.6698 | Residential_2039_Technical_MW_Before Competition Groups_Smart Burners
Residential | Res ¦ Building Recommissioning, Operations and Maintenance (O&M) Improvements | 2039 | Economic | MW | Before Competition Groups | 81.3343 | 0 | 0 | 1868.0916 | 0.043539 | 8 | Residential_2039_Economic_MW_Before Competition Groups_8 | Building Recommissioning, Operations and Maintenance (O&M) Improvements | 4.354% | 0 | 81.3343 | Residential_2039_Economic_MW_Before Competition Groups_Building Recommissioning, Operations and Maintenance (O&M) Improvements
Residential | Res ¦ Energy Star Room Air Conditioner | 2039 | Economic | MW | Before Competition Groups | 81.0536 | 0 | 0 | 1868.0916 | 0.043388 | 9 | Residential_2039_Economic_MW_Before Competition Groups_9 | Energy Star Room Air Conditioner | 4.339% | 0 | 81.0536 | Residential_2039_Economic_MW_Before Competition Groups_Energy Star Room Air Conditioner
Residential | Res ¦ Energy Star LED Specialty Bulbs | 2039 | Economic | MW | Before Competition Groups | 78.2459 | 0 | 0 | 1868.0916 | 0.041885 | 10 | Residential_2039_Economic_MW_Before Competition Groups_10 | Energy Star LED Specialty Bulbs | 4.189% | 0 | 78.2459 | Residential_2039_Economic_MW_Before Competition Groups_Energy Star LED Specialty Bulbs
Residential | Res ¦ Basement Wall Insulation | 2039 | Economic | MW | Before Competition Groups | 72.2966 | 0 | 0 | 1868.0916 | 0.038701 | 11 | Residential_2039_Economic_MW_Before Competition Groups_11 | Basement Wall Insulation | 3.87% | 0 | 72.2966 | Residential_2039_Economic_MW_Before Competition Groups_Basement Wall Insulation
Residential | Res ¦ Energy Star Air Source Heat Pump | 2039 | Technical | MW | Before Competition Groups | 125.0145 | 0 | 0 | 3243.8058 | 0.038539 | 7 | Residential_2039_Technical_MW_Before Competition Groups_7 | Energy Star Air Source Heat Pump | 3.854% | 0 | 125.0145 | Residential_2039_Technical_MW_Before Competition Groups_Energy Star Air Source Heat Pump
Residential | Res ¦ Energy Star Refrigerator | 2039 | Technical | MW | Before Competition Groups | 124.2656 | 0 | 0 | 3243.8058 | 0.038309 | 8 | Residential_2039_Technical_MW_Before Competition Groups_8 | Energy Star Refrigerator | 3.831% | 0 | 124.2656 | Residential_2039_Technical_MW_Before Competition Groups_Energy Star Refrigerator
Residential | Res ¦ Energy Star Room Air Conditioner | 2039 | Achievable | MW | Before Competition Groups | 37.998 | 0 | 0 | 1015.4216 | 0.037421 | 8 | Residential_2039_Achievable_MW_Before Competition Groups_8 | Energy Star Room Air Conditioner | 3.742% | 0 | 37.998 | Residential_2039_Achievable_MW_Before Competition Groups_Energy Star Room Air Conditioner
Residential | Res ¦ Smart Power Bar | 2039 | Achievable | MW | Before Competition Groups | 37.7102 | 0 | 0 | 1015.4216 | 0.037138 | 9 | Residential_2039_Achievable_MW_Before Competition Groups_9 | Smart Power Bar | 3.714% | 0 | 37.7102 | Residential_2039_Achievable_MW_Before Competition Groups_Smart Power Bar
Residential | Res ¦ Heat Pump Clothes Dryer | 2039 | Technical | MW | Before Competition Groups | 109.3274 | 0 | 0 | 3243.8058 | 0.033703 | 9 | Residential_2039_Technical_MW_Before Competition Groups_9 | Heat Pump Clothes Dryer | 3.37% | 0 | 109.3274 | Residential_2039_Technical_MW_Before Competition Groups_Heat Pump Clothes Dryer
Residential | Res ¦ Basement or Crawlspace Insulation | 2039 | Economic | MW | Before Competition Groups | 60.1599 | 0 | 0 | 1868.0916 | 0.032204 | 12 | Residential_2039_Economic_MW_Before Competition Groups_12 | Basement or Crawlspace Insulation | 3.22% | 0 | 60.1599 | Residential_2039_Economic_MW_Before Competition Groups_Basement or Crawlspace Insulation
Residential | Res ¦ Smart Power Bar | 2039 | Economic | MW | Before Competition Groups | 59.1281 | 0 | 0 | 1868.0916 | 0.031652 | 13 | Residential_2039_Economic_MW_Before Competition Groups_13 | Smart Power Bar | 3.165% | 0 | 59.1281 | Residential_2039_Economic_MW_Before Competition Groups_Smart Power Bar
Residential | Res ¦ Energy Star Clothes Washer | 2039 | Technical | MW | Before Competition Groups | 100.5641 | 0 | 0 | 3243.8058 | 0.031002 | 10 | Residential_2039_Technical_MW_Before Competition Groups_10 | Energy Star Clothes Washer | 3.1% | 0 | 100.5641 | Residential_2039_Technical_MW_Before Competition Groups_Energy Star Clothes Washer
Residential | Res ¦ Variable Speed Pool Pump Motor | 2039 | Economic | MW | Before Competition Groups | 57.332 | 0 | 0 | 1868.0916 | 0.03069 | 14 | Residential_2039_Economic_MW_Before Competition Groups_14 | Variable Speed Pool Pump Motor | 3.069% | 0 | 57.332 | Residential_2039_Economic_MW_Before Competition Groups_Variable Speed Pool Pump Motor
Residential | Res ¦ Energy Star A Line, PAR, MR Lamps | 2039 | Technical | MW | Before Competition Groups | 97.4098 | 0 | 0 | 3243.8058 | 0.030029 | 11 | Residential_2039_Technical_MW_Before Competition Groups_11 | Energy Star A Line, PAR, MR Lamps | 3.003% | 0 | 97.4098 | Residential_2039_Technical_MW_Before Competition Groups_Energy Star A Line, PAR, MR Lamps
Residential | Res ¦ Attic Insulation | 2039 | Economic | MW | Before Competition Groups | 55.8042 | 0 | 0 | 1868.0916 | 0.029872 | 15 | Residential_2039_Economic_MW_Before Competition Groups_15 | Attic Insulation | 2.987% | 0 | 55.8042 | Residential_2039_Economic_MW_Before Competition Groups_Attic Insulation
Residential | Res ¦ Basement Wall Insulation | 2039 | Achievable | MW | Before Competition Groups | 29.9457 | 0 | 0 | 1015.4216 | 0.029491 | 10 | Residential_2039_Achievable_MW_Before Competition Groups_10 | Basement Wall Insulation | 2.949% | 0 | 29.9457 | Residential_2039_Achievable_MW_Before Competition Groups_Basement Wall Insulation
Residential | Res ¦ Induction Cooking Stove Top | 2039 | Technical | MW | Before Competition Groups | 93.4286 | 0 | 0 | 3243.8058 | 0.028802 | 12 | Residential_2039_Technical_MW_Before Competition Groups_12 | Induction Cooking Stove Top | 2.88% | 0 | 93.4286 | Residential_2039_Technical_MW_Before Competition Groups_Induction Cooking Stove Top
Residential | Res ¦ Energy Star LED Bulbs General Purpose LEDs | 2039 | Technical | MW | Before Competition Groups | 88.3773 | 0 | 0 | 3243.8058 | 0.027245 | 13 | Residential_2039_Technical_MW_Before Competition Groups_13 | Energy Star LED Bulbs General Purpose LEDs | 2.724% | 0 | 88.3773 | Residential_2039_Technical_MW_Before Competition Groups_Energy Star LED Bulbs General Purpose LEDs
Residential | Res ¦ Energy Star Room Air Conditioner | 2039 | Technical | MW | Before Competition Groups | 81.925 | 0 | 0 | 3243.8058 | 0.025256 | 14 | Residential_2039_Technical_MW_Before Competition Groups_14 | Energy Star Room Air Conditioner | 2.526% | 0 | 81.925 | Residential_2039_Technical_MW_Before Competition Groups_Energy Star Room Air Conditioner
Residential | Res ¦ Building Recommissioning, Operations and Maintenance (O&M) Improvements | 2039 | Technical | MW | Before Competition Groups | 81.3343 | 0 | 0 | 3243.8058 | 0.025074 | 15 | Residential_2039_Technical_MW_Before Competition Groups_15 | Building Recommissioning, Operations and Maintenance (O&M) Improvements | 2.507% | 0 | 81.3343 | Residential_2039_Technical_MW_Before Competition Groups_Building Recommissioning, Operations and Maintenance (O&M) Improvements
Residential | Res ¦ Energy Star LED Bulbs General Purpose LEDs | 2039 | Achievable | MW | Before Competition Groups | 25.4568 | 0 | 0 | 1015.4216 | 0.02507 | 11 | Residential_2039_Achievable_MW_Before Competition Groups_11 | Energy Star LED Bulbs General Purpose LEDs | 2.507% | 0 | 25.4568 | Residential_2039_Achievable_MW_Before Competition Groups_Energy Star LED Bulbs General Purpose LEDs
Residential | Res ¦ Energy Star LED Specialty Bulbs | 2039 | Technical | MW | Before Competition Groups | 78.2459 | 0 | 0 | 3243.8058 | 0.024122 | 16 | Residential_2039_Technical_MW_Before Competition Groups_16 | Energy Star LED Specialty Bulbs | 2.412% | 0 | 78.2459 | Residential_2039_Technical_MW_Before Competition Groups_Energy Star LED Specialty Bulbs
Residential | Res ¦ Wall Insulation | 2039 | Economic | MW | Before Competition Groups | 43.7331 | 0 | 0 | 1868.0916 | 0.023411 | 16 | Residential_2039_Economic_MW_Before Competition Groups_16 | Wall Insulation | 2.341% | 0 | 43.7331 | Residential_2039_Economic_MW_Before Competition Groups_Wall Insulation
Residential | Res ¦ Attic Insulation | 2039 | Achievable | MW | Before Competition Groups | 23.11 | 0 | 0 | 1015.4216 | 0.022759 | 12 | Residential_2039_Achievable_MW_Before Competition Groups_12 | Attic Insulation | 2.276% | 0 | 23.11 | Residential_2039_Achievable_MW_Before Competition Groups_Attic Insulation
Residential | Res ¦ Energy Star LED Specialty Bulbs | 2039 | Achievable | MW | Before Competition Groups | 22.8127 | 0 | 0 | 1015.4216 | 0.022466 | 13 | Residential_2039_Achievable_MW_Before Competition Groups_13 | Energy Star LED Specialty Bulbs | 2.247% | 0 | 22.8127 | Residential_2039_Achievable_MW_Before Competition Groups_Energy Star LED Specialty Bulbs
Residential | Res ¦ Basement Wall Insulation | 2039 | Technical | MW | Before Competition Groups | 72.2966 | 0 | 0 | 3243.8058 | 0.022288 | 17 | Residential_2039_Technical_MW_Before Competition Groups_17 | Basement Wall Insulation | 2.229% | 0 | 72.2966 | Residential_2039_Technical_MW_Before Competition Groups_Basement Wall Insulation
Residential | Res ¦ Energy Star Clothes Dryer | 2039 | Technical | MW | Before Competition Groups | 62.4444 | 0 | 0 | 3243.8058 | 0.01925 | 18 | Residential_2039_Technical_MW_Before Competition Groups_18 | Energy Star Clothes Dryer | 1.925% | 0 | 62.4444 | Residential_2039_Technical_MW_Before Competition Groups_Energy Star Clothes Dryer
Residential | Res ¦ Basement or Crawlspace Insulation | 2039 | Technical | MW | Before Competition Groups | 60.1599 | 0 | 0 | 3243.8058 | 0.018546 | 19 | Residential_2039_Technical_MW_Before Competition Groups_19 | Basement or Crawlspace Insulation | 1.855% | 0 | 60.1599 | Residential_2039_Technical_MW_Before Competition Groups_Basement or Crawlspace Insulation
Residential | Res ¦ Smart Power Bar | 2039 | Technical | MW | Before Competition Groups | 59.1281 | 0 | 0 | 3243.8058 | 0.018228 | 20 | Residential_2039_Technical_MW_Before Competition Groups_20 | Smart Power Bar | 1.823% | 0 | 59.1281 | Residential_2039_Technical_MW_Before Competition Groups_Smart Power Bar
Residential | Res ¦ Networked/ Connected - Indoor LED Lamp | 2039 | Technical | MW | Before Competition Groups | 59.0512 | 0 | 0 | 3243.8058 | 0.018204 | 21 | Residential_2039_Technical_MW_Before Competition Groups_21 | Networked/ Connected - Indoor LED Lamp | 1.82% | 0 | 59.0512 | Residential_2039_Technical_MW_Before Competition Groups_Networked/ Connected - Indoor LED Lamp
Residential | Res ¦ Energy Star A Line, PAR, MR Lamps | 2039 | Achievable | MW | Before Competition Groups | 18.4604 | 0 | 0 | 1015.4216 | 0.01818 | 14 | Residential_2039_Achievable_MW_Before Competition Groups_14 | Energy Star A Line, PAR, MR Lamps | 1.818% | 0 | 18.4604 | Residential_2039_Achievable_MW_Before Competition Groups_Energy Star A Line, PAR, MR Lamps
Residential | Res ¦ Variable Speed Pool Pump Motor | 2039 | Technical | MW | Before Competition Groups | 57.332 | 0 | 0 | 3243.8058 | 0.017674 | 22 | Residential_2039_Technical_MW_Before Competition Groups_22 | Variable Speed Pool Pump Motor | 1.767% | 0 | 57.332 | Residential_2039_Technical_MW_Before Competition Groups_Variable Speed Pool Pump Motor
Residential | Res ¦ Energy Star Clothes Dryer | 2039 | Achievable | MW | Before Competition Groups | 17.535 | 0 | 0 | 1015.4216 | 0.017269 | 15 | Residential_2039_Achievable_MW_Before Competition Groups_15 | Energy Star Clothes Dryer | 1.727% | 0 | 17.535 | Residential_2039_Achievable_MW_Before Competition Groups_Energy Star Clothes Dryer
Residential | Res ¦ Attic Insulation | 2039 | Technical | MW | Before Competition Groups | 55.8042 | 0 | 0 | 3243.8058 | 0.017203 | 23 | Residential_2039_Technical_MW_Before Competition Groups_23 | Attic Insulation | 1.72% | 0 | 55.8042 | Residential_2039_Technical_MW_Before Competition Groups_Attic Insulation
Residential | Res ¦ Energy Star Clothes Dryer | 2039 | Economic | MW | Before Competition Groups | 30.8311 | 0 | 0 | 1868.0916 | 0.016504 | 17 | Residential_2039_Economic_MW_Before Competition Groups_17 | Energy Star Clothes Dryer | 1.65% | 0 | 30.8311 | Residential_2039_Economic_MW_Before Competition Groups_Energy Star Clothes Dryer
Residential | Res ¦ Energy Star Torchiere | 2039 | Achievable | MW | Before Competition Groups | 15.6918 | 0 | 0 | 1015.4216 | 0.015453 | 16 | Residential_2039_Achievable_MW_Before Competition Groups_16 | Energy Star Torchiere | 1.545% | 0 | 15.6918 | Residential_2039_Achievable_MW_Before Competition Groups_Energy Star Torchiere
Residential | Res ¦ Lighting Motion Sensors, Timers, Dimmers | 2039 | Technical | MW | Before Competition Groups | 48.7365 | 0 | 0 | 3243.8058 | 0.015024 | 24 | Residential_2039_Technical_MW_Before Competition Groups_24 | Lighting Motion Sensors, Timers, Dimmers | 1.502% | 0 | 48.7365 | Residential_2039_Technical_MW_Before Competition Groups_Lighting Motion Sensors, Timers, Dimmers
Residential | Res ¦ Wall Insulation | 2039 | Technical | MW | Before Competition Groups | 43.7331 | 0 | 0 | 3243.8058 | 0.013482 | 25 | Residential_2039_Technical_MW_Before Competition Groups_25 | Wall Insulation | 1.348% | 0 | 43.7331 | Residential_2039_Technical_MW_Before Competition Groups_Wall Insulation
Residential | Res ¦ Occupancy Sensors MF | 2039 | Achievable | MW | Before Competition Groups | 13.6817 | 0 | 0 | 1015.4216 | 0.013474 | 17 | Residential_2039_Achievable_MW_Before Competition Groups_17 | Occupancy Sensors MF | 1.347% | 0 | 13.6817 | Residential_2039_Achievable_MW_Before Competition Groups_Occupancy Sensors MF
Residential | Res ¦ Advanced BAS/Controllers | 2039 | Achievable | MW | Before Competition Groups | 13.4678 | 0 | 0 | 1015.4216 | 0.013263 | 18 | Residential_2039_Achievable_MW_Before Competition Groups_18 | Advanced BAS/Controllers | 1.326% | 0 | 13.4678 | Residential_2039_Achievable_MW_Before Competition Groups_Advanced BAS/Controllers
Residential | Res ¦ Clothes Drying Racks | 2039 | Achievable | MW | Before Competition Groups | 12.2429 | 0 | 0 | 1015.4216 | 0.012057 | 19 | Residential_2039_Achievable_MW_Before Competition Groups_19 | Clothes Drying Racks | 1.206% | 0 | 12.2429 | Residential_2039_Achievable_MW_Before Competition Groups_Clothes Drying Racks
Residential | Res ¦ Energy Star Light Fixture | 2039 | Achievable | MW | Before Competition Groups | 11.9556 | 0 | 0 | 1015.4216 | 0.011774 | 20 | Residential_2039_Achievable_MW_Before Competition Groups_20 | Energy Star Light Fixture | 1.177% | 0 | 11.9556 | Residential_2039_Achievable_MW_Before Competition Groups_Energy Star Light Fixture
Residential | Res ¦ High Efficiency Chiller (avg of water and air cooled) | 2039 | Achievable | MW | Before Competition Groups | 11.8537 | 0 | 0 | 1015.4216 | 0.011674 | 21 | Residential_2039_Achievable_MW_Before Competition Groups_21 | High Efficiency Chiller (avg of water and air cooled) | 1.167% | 0 | 11.8537 | Residential_2039_Achievable_MW_Before Competition Groups_High Efficiency Chiller (avg of water and air cooled)
Residential | Res ¦ Ceiling Insulation | 2039 | Economic | MW | Before Competition Groups | 21.1806 | 0 | 0 | 1868.0916 | 0.011338 | 18 | Residential_2039_Economic_MW_Before Competition Groups_18 | Ceiling Insulation | 1.134% | 0 | 21.1806 | Residential_2039_Economic_MW_Before Competition Groups_Ceiling Insulation
Residential | Res ¦ Variable Refrigerant Flow Heat Pump | 2039 | Technical | MW | Before Competition Groups | 35.7478 | 0 | 0 | 3243.8058 | 0.01102 | 26 | Residential_2039_Technical_MW_Before Competition Groups_26 | Variable Refrigerant Flow Heat Pump | 1.102% | 0 | 35.7478 | Residential_2039_Technical_MW_Before Competition Groups_Variable Refrigerant Flow Heat Pump
Residential | Res ¦ Energy Star Torchiere | 2039 | Economic | MW | Before Competition Groups | 20.1705 | 0 | 0 | 1868.0916 | 0.010797 | 19 | Residential_2039_Economic_MW_Before Competition Groups_19 | Energy Star Torchiere | 1.08% | 0 | 20.1705 | Residential_2039_Economic_MW_Before Competition Groups_Energy Star Torchiere
Residential | Res ¦ Refrigerator Recycling | 2039 | Achievable | MW | Before Competition Groups | 10.3769 | 0 | 0 | 1015.4216 | 0.010219 | 22 | Residential_2039_Achievable_MW_Before Competition Groups_22 | Refrigerator Recycling | 1.022% | 0 | 10.3769 | Residential_2039_Achievable_MW_Before Competition Groups_Refrigerator Recycling
Residential | Res ¦ Air Source Heat Pump | 2039 | Technical | MW | Before Competition Groups | 32.3072 | 0 | 0 | 3243.8058 | 0.0099597 | 27 | Residential_2039_Technical_MW_Before Competition Groups_27 | Air Source Heat Pump | 0.996% | 0 | 32.3072 | Residential_2039_Technical_MW_Before Competition Groups_Air Source Heat Pump
Residential | Res ¦ Freezer Recycling | 2039 | Achievable | MW | Before Competition Groups | 9.6613 | 0 | 0 | 1015.4216 | 0.0095145 | 23 | Residential_2039_Achievable_MW_Before Competition Groups_23 | Freezer Recycling | 0.9515% | 0 | 9.6613 | Residential_2039_Achievable_MW_Before Competition Groups_Freezer Recycling
Residential | Res ¦ Variable Refrigerant Flow Heat Pump | 2039 | Achievable | MW | Before Competition Groups | 9.2373 | 0 | 0 | 1015.4216 | 0.009097 | 24 | Residential_2039_Achievable_MW_Before Competition Groups_24 | Variable Refrigerant Flow Heat Pump | 0.9097% | 0 | 9.2373 | Residential_2039_Achievable_MW_Before Competition Groups_Variable Refrigerant Flow Heat Pump
Residential | Res ¦ Energy Star Light Fixture | 2039 | Economic | MW | Before Competition Groups | 16.6118 | 0 | 0 | 1868.0916 | 0.0088924 | 20 | Residential_2039_Economic_MW_Before Competition Groups_20 | Energy Star Light Fixture | 0.8892% | 0 | 16.6118 | Residential_2039_Economic_MW_Before Competition Groups_Energy Star Light Fixture
Residential | Res ¦ Home Energy Reports | 2039 | Technical | MW | Before Competition Groups | 28.7862 | 0 | 0 | 3243.8058 | 0.0088742 | 28 | Residential_2039_Technical_MW_Before Competition Groups_28 | Home Energy Reports | 0.8874% | 0 | 28.7862 | Residential_2039_Technical_MW_Before Competition Groups_Home Energy Reports
Residential | Res ¦ Air Sealing | 2039 | Economic | MW | Before Competition Groups | 15.4126 | 0 | 0 | 1868.0916 | 0.0082505 | 21 | Residential_2039_Economic_MW_Before Competition Groups_21 | Air Sealing | 0.825% | 0 | 15.4126 | Residential_2039_Economic_MW_Before Competition Groups_Air Sealing
Residential | Res ¦ Duct Insulation | 2039 | Economic | MW | Before Competition Groups | 15.0593 | 0 | 0 | 1868.0916 | 0.0080613 | 22 | Residential_2039_Economic_MW_Before Competition Groups_22 | Duct Insulation | 0.8061% | 0 | 15.0593 | Residential_2039_Economic_MW_Before Competition Groups_Duct Insulation
Residential | Res ¦ Floor Insulation | 2039 | Economic | MW | Before Competition Groups | 14.6517 | 0 | 0 | 1868.0916 | 0.0078431 | 23 | Residential_2039_Economic_MW_Before Competition Groups_23 | Floor Insulation | 0.7843% | 0 | 14.6517 | Residential_2039_Economic_MW_Before Competition Groups_Floor Insulation
Residential | Res ¦ Energy Star Light Fixture | 2039 | Technical | MW | Before Competition Groups | 24.2045 | 0 | 0 | 3243.8058 | 0.0074618 | 29 | Residential_2039_Technical_MW_Before Competition Groups_29 | Energy Star Light Fixture | 0.7462% | 0 | 24.2045 | Residential_2039_Technical_MW_Before Competition Groups_Energy Star Light Fixture
Residential | Res ¦ Duct Insulation | 2039 | Achievable | MW | Before Competition Groups | 7.1632 | 0 | 0 | 1015.4216 | 0.0070544 | 25 | Residential_2039_Achievable_MW_Before Competition Groups_25 | Duct Insulation | 0.7054% | 0 | 7.1632 | Residential_2039_Achievable_MW_Before Competition Groups_Duct Insulation
Residential | Res ¦ High Efficiency Chiller (avg of water and air cooled) | 2039 | Economic | MW | Before Competition Groups | 13.063 | 0 | 0 | 1868.0916 | 0.0069927 | 24 | Residential_2039_Economic_MW_Before Competition Groups_24 | High Efficiency Chiller (avg of water and air cooled) | 0.6993% | 0 | 13.063 | Residential_2039_Economic_MW_Before Competition Groups_High Efficiency Chiller (avg of water and air cooled)
Residential | Res ¦ Energy Star Freezer | 2039 | Achievable | MW | Before Competition Groups | 7.0665 | 0 | 0 | 1015.4216 | 0.0069591 | 26 | Residential_2039_Achievable_MW_Before Competition Groups_26 | Energy Star Freezer | 0.6959% | 0 | 7.0665 | Residential_2039_Achievable_MW_Before Competition Groups_Energy Star Freezer
Residential | Res ¦ Home Energy Reports | 2039 | Achievable | MW | Before Competition Groups | 6.9018 | 0 | 0 | 1015.4216 | 0.006797 | 27 | Residential_2039_Achievable_MW_Before Competition Groups_27 | Home Energy Reports | 0.6797% | 0 | 6.9018 | Residential_2039_Achievable_MW_Before Competition Groups_Home Energy Reports
Residential | Res ¦ Ceiling Insulation | 2039 | Technical | MW | Before Competition Groups | 21.7839 | 0 | 0 | 3243.8058 | 0.0067156 | 30 | Residential_2039_Technical_MW_Before Competition Groups_30 | Ceiling Insulation | 0.6716% | 0 | 21.7839 | Residential_2039_Technical_MW_Before Competition Groups_Ceiling Insulation
Residential | Res ¦ Occupancy Sensors MF | 2039 | Economic | MW | Before Competition Groups | 12.3562 | 0 | 0 | 1868.0916 | 0.0066143 | 25 | Residential_2039_Economic_MW_Before Competition Groups_25 | Occupancy Sensors MF | 0.6614% | 0 | 12.3562 | Residential_2039_Economic_MW_Before Competition Groups_Occupancy Sensors MF
Residential | Res ¦ Advanced BAS/Controllers | 2039 | Economic | MW | Before Competition Groups | 11.881 | 0 | 0 | 1868.0916 | 0.00636 | 26 | Residential_2039_Economic_MW_Before Competition Groups_26 | Advanced BAS/Controllers | 0.636% | 0 | 11.881 | Residential_2039_Economic_MW_Before Competition Groups_Advanced BAS/Controllers
Residential | Res ¦ Air Sealing | 2039 | Achievable | MW | Before Competition Groups | 6.3836 | 0 | 0 | 1015.4216 | 0.0062866 | 28 | Residential_2039_Achievable_MW_Before Competition Groups_28 | Air Sealing | 0.6287% | 0 | 6.3836 | Residential_2039_Achievable_MW_Before Competition Groups_Air Sealing
Residential | Res ¦ Energy Star Torchiere | 2039 | Technical | MW | Before Competition Groups | 20.1705 | 0 | 0 | 3243.8058 | 0.0062182 | 31 | Residential_2039_Technical_MW_Before Competition Groups_31 | Energy Star Torchiere | 0.6218% | 0 | 20.1705 | Residential_2039_Technical_MW_Before Competition Groups_Energy Star Torchiere
Residential | Res ¦ Floor Insulation | 2039 | Achievable | MW | Before Competition Groups | 6.0651 | 0 | 0 | 1015.4216 | 0.005973 | 29 | Residential_2039_Achievable_MW_Before Competition Groups_29 | Floor Insulation | 0.5973% | 0 | 6.0651 | Residential_2039_Achievable_MW_Before Competition Groups_Floor Insulation
Residential | Res ¦ Home Energy Reports | 2039 | Economic | MW | Before Competition Groups | 11.1082 | 0 | 0 | 1868.0916 | 0.0059463 | 27 | Residential_2039_Economic_MW_Before Competition Groups_27 | Home Energy Reports | 0.5946% | 0 | 11.1082 | Residential_2039_Economic_MW_Before Competition Groups_Home Energy Reports
Residential | Res ¦ Clothes Drying Racks | 2039 | Economic | MW | Before Competition Groups | 10.8011 | 0 | 0 | 1868.0916 | 0.0057819 | 28 | Residential_2039_Economic_MW_Before Competition Groups_28 | Clothes Drying Racks | 0.5782% | 0 | 10.8011 | Residential_2039_Economic_MW_Before Competition Groups_Clothes Drying Racks
Residential | Res ¦ Wall Insulation | 2039 | Achievable | MW | Before Competition Groups | 5.8451 | 0 | 0 | 1015.4216 | 0.0057564 | 30 | Residential_2039_Achievable_MW_Before Competition Groups_30 | Wall Insulation | 0.5756% | 0 | 5.8451 | Residential_2039_Achievable_MW_Before Competition Groups_Wall Insulation
Residential | Res ¦ Air Source Heat Pump | 2039 | Economic | MW | Before Competition Groups | 10.5195 | 0 | 0 | 1868.0916 | 0.0056311 | 29 | Residential_2039_Economic_MW_Before Competition Groups_29 | Air Source Heat Pump | 0.5631% | 0 | 10.5195 | Residential_2039_Economic_MW_Before Competition Groups_Air Source Heat Pump
Residential | Res ¦ Duct Insulation | 2039 | Technical | MW | Before Competition Groups | 18.1636 | 0 | 0 | 3243.8058 | 0.0055995 | 32 | Residential_2039_Technical_MW_Before Competition Groups_32 | Duct Insulation | 0.5599% | 0 | 18.1636 | Residential_2039_Technical_MW_Before Competition Groups_Duct Insulation
Residential | Res ¦ Refrigerator Recycling | 2039 | Economic | MW | Before Competition Groups | 9.1542 | 0 | 0 | 1868.0916 | 0.0049003 | 30 | Residential_2039_Economic_MW_Before Competition Groups_30 | Refrigerator Recycling | 0.49% | 0 | 9.1542 | Residential_2039_Economic_MW_Before Competition Groups_Refrigerator Recycling
Residential | Res ¦ Air Sealing | 2039 | Technical | MW | Before Competition Groups | 15.4126 | 0 | 0 | 3243.8058 | 0.0047514 | 33 | Residential_2039_Technical_MW_Before Competition Groups_33 | Air Sealing | 0.4751% | 0 | 15.4126 | Residential_2039_Technical_MW_Before Competition Groups_Air Sealing
Residential | Res ¦ Central Air Conditioner Maintenance | 2039 | Technical | MW | Before Competition Groups | 14.8817 | 0 | 0 | 3243.8058 | 0.0045877 | 34 | Residential_2039_Technical_MW_Before Competition Groups_34 | Central Air Conditioner Maintenance | 0.4588% | 0 | 14.8817 | Residential_2039_Technical_MW_Before Competition Groups_Central Air Conditioner Maintenance
Residential | Res ¦ Freezer Recycling | 2039 | Economic | MW | Before Competition Groups | 8.5271 | 0 | 0 | 1868.0916 | 0.0045646 | 31 | Residential_2039_Economic_MW_Before Competition Groups_31 | Freezer Recycling | 0.4565% | 0 | 8.5271 | Residential_2039_Economic_MW_Before Competition Groups_Freezer Recycling
Residential | Res ¦ Floor Insulation | 2039 | Technical | MW | Before Competition Groups | 14.6517 | 0 | 0 | 3243.8058 | 0.0045168 | 35 | Residential_2039_Technical_MW_Before Competition Groups_35 | Floor Insulation | 0.4517% | 0 | 14.6517 | Residential_2039_Technical_MW_Before Competition Groups_Floor Insulation
Residential | Res ¦ Energy Star Dehumidifier | 2039 | Achievable | MW | Before Competition Groups | 4.3539 | 0 | 0 | 1015.4216 | 0.0042878 | 31 | Residential_2039_Achievable_MW_Before Competition Groups_31 | Energy Star Dehumidifier | 0.4288% | 0 | 4.3539 | Residential_2039_Achievable_MW_Before Competition Groups_Energy Star Dehumidifier
Residential | Res ¦ Energy Star Dehumidifier | 2039 | Economic | MW | Before Competition Groups | 7.9877 | 0 | 0 | 1868.0916 | 0.0042759 | 32 | Residential_2039_Economic_MW_Before Competition Groups_32 | Energy Star Dehumidifier | 0.4276% | 0 | 7.9877 | Residential_2039_Economic_MW_Before Competition Groups_Energy Star Dehumidifier
Residential | Res ¦ Dehumidifier Recycling | 2039 | Technical | MW | Before Competition Groups | 13.5871 | 0 | 0 | 3243.8058 | 0.0041886 | 36 | Residential_2039_Technical_MW_Before Competition Groups_36 | Dehumidifier Recycling | 0.4189% | 0 | 13.5871 | Residential_2039_Technical_MW_Before Competition Groups_Dehumidifier Recycling
Residential | Res ¦ Furnace with ECM | 2039 | Achievable | MW | Before Competition Groups | 4.1782 | 0 | 0 | 1015.4216 | 0.0041148 | 32 | Residential_2039_Achievable_MW_Before Competition Groups_32 | Furnace with ECM | 0.4115% | 0 | 4.1782 | Residential_2039_Achievable_MW_Before Competition Groups_Furnace with ECM
Residential | Res ¦ Duct Insulation MF | 2039 | Economic | MW | Before Competition Groups | 7.6231 | 0 | 0 | 1868.0916 | 0.0040807 | 33 | Residential_2039_Economic_MW_Before Competition Groups_33 | Duct Insulation MF | 0.4081% | 0 | 7.6231 | Residential_2039_Economic_MW_Before Competition Groups_Duct Insulation MF
Residential | Res ¦ High Efficiency Chiller (avg of water and air cooled) | 2039 | Technical | MW | Before Competition Groups | 13.063 | 0 | 0 | 3243.8058 | 0.0040271 | 37 | Residential_2039_Technical_MW_Before Competition Groups_37 | High Efficiency Chiller (avg of water and air cooled) | 0.4027% | 0 | 13.063 | Residential_2039_Technical_MW_Before Competition Groups_High Efficiency Chiller (avg of water and air cooled)
Residential | Res ¦ Variable Refrigerant Flow Heat Pump | 2039 | Economic | MW | Before Competition Groups | 7.3618 | 0 | 0 | 1868.0916 | 0.0039408 | 34 | Residential_2039_Economic_MW_Before Competition Groups_34 | Variable Refrigerant Flow Heat Pump | 0.3941% | 0 | 7.3618 | Residential_2039_Economic_MW_Before Competition Groups_Variable Refrigerant Flow Heat Pump
Residential | Res ¦ Outside Air Economizer | 2039 | Achievable | MW | Before Competition Groups | 3.9672 | 0 | 0 | 1015.4216 | 0.0039069 | 33 | Residential_2039_Achievable_MW_Before Competition Groups_33 | Outside Air Economizer | 0.3907% | 0 | 3.9672 | Residential_2039_Achievable_MW_Before Competition Groups_Outside Air Economizer
Residential | Res ¦ Basement or Crawlspace Insulation | 2039 | Achievable | MW | Before Competition Groups | 3.9427 | 0 | 0 | 1015.4216 | 0.0038828 | 34 | Residential_2039_Achievable_MW_Before Competition Groups_34 | Basement or Crawlspace Insulation | 0.3883% | 0 | 3.9427 | Residential_2039_Achievable_MW_Before Competition Groups_Basement or Crawlspace Insulation
Residential | Res ¦ Occupancy Sensors MF | 2039 | Technical | MW | Before Competition Groups | 12.3562 | 0 | 0 | 3243.8058 | 0.0038092 | 38 | Residential_2039_Technical_MW_Before Competition Groups_38 | Occupancy Sensors MF | 0.3809% | 0 | 12.3562 | Residential_2039_Technical_MW_Before Competition Groups_Occupancy Sensors MF
Residential | Res ¦ Energy Star Freezer | 2039 | Technical | MW | Before Competition Groups | 11.9855 | 0 | 0 | 3243.8058 | 0.0036949 | 39 | Residential_2039_Technical_MW_Before Competition Groups_39 | Energy Star Freezer | 0.3695% | 0 | 11.9855 | Residential_2039_Technical_MW_Before Competition Groups_Energy Star Freezer
Residential | Res ¦ Advanced BAS/Controllers | 2039 | Technical | MW | Before Competition Groups | 11.881 | 0 | 0 | 3243.8058 | 0.0036627 | 40 | Residential_2039_Technical_MW_Before Competition Groups_40 | Advanced BAS/Controllers | 0.3663% | 0 | 11.881 | Residential_2039_Technical_MW_Before Competition Groups_Advanced BAS/Controllers
Residential | Res ¦ Clothes Drying Racks | 2039 | Technical | MW | Before Competition Groups | 10.8011 | 0 | 0 | 3243.8058 | 0.0033298 | 41 | Residential_2039_Technical_MW_Before Competition Groups_41 | Clothes Drying Racks | 0.333% | 0 | 10.8011 | Residential_2039_Technical_MW_Before Competition Groups_Clothes Drying Racks
Residential | Res ¦ LED Tube Re-Lamp | 2039 | Achievable | MW | Before Competition Groups | 3.3478 | 0 | 0 | 1015.4216 | 0.003297 | 35 | Residential_2039_Achievable_MW_Before Competition Groups_35 | LED Tube Re-Lamp | 0.3297% | 0 | 3.3478 | Residential_2039_Achievable_MW_Before Competition Groups_LED Tube Re-Lamp
Residential | Res ¦ Energy Star Windows | 2039 | Economic | MW | Before Competition Groups | 6.0031 | 0 | 0 | 1868.0916 | 0.0032135 | 35 | Residential_2039_Economic_MW_Before Competition Groups_35 | Energy Star Windows | 0.3214% | 0 | 6.0031 | Residential_2039_Economic_MW_Before Competition Groups_Energy Star Windows
Residential | Res ¦ Furnace with ECM | 2039 | Economic | MW | Before Competition Groups | 5.9378 | 0 | 0 | 1868.0916 | 0.0031785 | 36 | Residential_2039_Economic_MW_Before Competition Groups_36 | Furnace with ECM | 0.3179% | 0 | 5.9378 | Residential_2039_Economic_MW_Before Competition Groups_Furnace with ECM
Residential | Res ¦ Minimize Hot and Warm Clothes Wash | 2039 | Achievable | MW | Before Competition Groups | 3.2234 | 0 | 0 | 1015.4216 | 0.0031744 | 36 | Residential_2039_Achievable_MW_Before Competition Groups_36 | Minimize Hot and Warm Clothes Wash | 0.3174% | 0 | 3.2234 | Residential_2039_Achievable_MW_Before Competition Groups_Minimize Hot and Warm Clothes Wash
Residential | Res ¦ Heat Recovery Ventilator | 2039 | Economic | MW | Before Competition Groups | 5.5042 | 0 | 0 | 1868.0916 | 0.0029464 | 37 | Residential_2039_Economic_MW_Before Competition Groups_37 | Heat Recovery Ventilator | 0.2946% | 0 | 5.5042 | Residential_2039_Economic_MW_Before Competition Groups_Heat Recovery Ventilator
Residential | Res ¦ Energy Star Freezer | 2039 | Economic | MW | Before Competition Groups | 5.4003 | 0 | 0 | 1868.0916 | 0.0028908 | 38 | Residential_2039_Economic_MW_Before Competition Groups_38 | Energy Star Freezer | 0.2891% | 0 | 5.4003 | Residential_2039_Economic_MW_Before Competition Groups_Energy Star Freezer
Residential | Res ¦ Duct Insulation MF | 2039 | Achievable | MW | Before Competition Groups | 2.8886 | 0 | 0 | 1015.4216 | 0.0028448 | 37 | Residential_2039_Achievable_MW_Before Competition Groups_37 | Duct Insulation MF | 0.2845% | 0 | 2.8886 | Residential_2039_Achievable_MW_Before Competition Groups_Duct Insulation MF
Residential | Res ¦ Refrigerator Recycling | 2039 | Technical | MW | Before Competition Groups | 9.1542 | 0 | 0 | 3243.8058 | 0.0028221 | 42 | Residential_2039_Technical_MW_Before Competition Groups_42 | Refrigerator Recycling | 0.2822% | 0 | 9.1542 | Residential_2039_Technical_MW_Before Competition Groups_Refrigerator Recycling
Residential | Res ¦ LED Downlight | 2039 | Achievable | MW | Before Competition Groups | 2.8299 | 0 | 0 | 1015.4216 | 0.0027869 | 38 | Residential_2039_Achievable_MW_Before Competition Groups_38 | LED Downlight | 0.2787% | 0 | 2.8299 | Residential_2039_Achievable_MW_Before Competition Groups_LED Downlight
Residential | Res ¦ Freezer Recycling | 2039 | Technical | MW | Before Competition Groups | 8.5271 | 0 | 0 | 3243.8058 | 0.0026287 | 43 | Residential_2039_Technical_MW_Before Competition Groups_43 | Freezer Recycling | 0.2629% | 0 | 8.5271 | Residential_2039_Technical_MW_Before Competition Groups_Freezer Recycling
Residential | Res ¦ Duct Insulation MF | 2039 | Technical | MW | Before Competition Groups | 8.1843 | 0 | 0 | 3243.8058 | 0.0025231 | 44 | Residential_2039_Technical_MW_Before Competition Groups_44 | Duct Insulation MF | 0.2523% | 0 | 8.1843 | Residential_2039_Technical_MW_Before Competition Groups_Duct Insulation MF
Residential | Res ¦ Ceiling Insulation | 2039 | Achievable | MW | Before Competition Groups | 2.5364 | 0 | 0 | 1015.4216 | 0.0024979 | 39 | Residential_2039_Achievable_MW_Before Competition Groups_39 | Ceiling Insulation | 0.2498% | 0 | 2.5364 | Residential_2039_Achievable_MW_Before Competition Groups_Ceiling Insulation
Residential | Res ¦ ENERGY STAR LED LAMPS (REFLECTOR LAMPs/MR16/PAR 16) | 2039 | Achievable | MW | Before Competition Groups | 2.5133 | 0 | 0 | 1015.4216 | 0.0024752 | 40 | Residential_2039_Achievable_MW_Before Competition Groups_40 | ENERGY STAR LED LAMPS (REFLECTOR LAMPs/MR16/PAR 16) | 0.2475% | 0 | 2.5133 | Residential_2039_Achievable_MW_Before Competition Groups_ENERGY STAR LED LAMPS (REFLECTOR LAMPs/MR16/PAR 16)
Residential | Res ¦ Energy Star Dehumidifier | 2039 | Technical | MW | Before Competition Groups | 7.9877 | 0 | 0 | 3243.8058 | 0.0024624 | 45 | Residential_2039_Technical_MW_Before Competition Groups_45 | Energy Star Dehumidifier | 0.2462% | 0 | 7.9877 | Residential_2039_Technical_MW_Before Competition Groups_Energy Star Dehumidifier
Residential | Res ¦ Minimize Hot and Warm Clothes Wash | 2039 | Economic | MW | Before Competition Groups | 4.5082 | 0 | 0 | 1868.0916 | 0.0024132 | 39 | Residential_2039_Economic_MW_Before Competition Groups_39 | Minimize Hot and Warm Clothes Wash | 0.2413% | 0 | 4.5082 | Residential_2039_Economic_MW_Before Competition Groups_Minimize Hot and Warm Clothes Wash
Residential | Res ¦ Tankless Water Heater | 2039 | Economic | MW | Before Competition Groups | 4.1344 | 0 | 0 | 1868.0916 | 0.0022132 | 40 | Residential_2039_Economic_MW_Before Competition Groups_40 | Tankless Water Heater | 0.2213% | 0 | 4.1344 | Residential_2039_Economic_MW_Before Competition Groups_Tankless Water Heater
Residential | Res ¦ Furnace Whistle | 2039 | Achievable | MW | Before Competition Groups | 2.2135 | 0 | 0 | 1015.4216 | 0.0021799 | 41 | Residential_2039_Achievable_MW_Before Competition Groups_41 | Furnace Whistle | 0.218% | 0 | 2.2135 | Residential_2039_Achievable_MW_Before Competition Groups_Furnace Whistle
Residential | Res ¦ CO Sensors for parking garage exhaust fans | 2039 | Achievable | MW | Before Competition Groups | 2.1584 | 0 | 0 | 1015.4216 | 0.0021256 | 42 | Residential_2039_Achievable_MW_Before Competition Groups_42 | CO Sensors for parking garage exhaust fans | 0.2126% | 0 | 2.1584 | Residential_2039_Achievable_MW_Before Competition Groups_CO Sensors for parking garage exhaust fans
Residential | Res ¦ Central Lighting Control System | 2039 | Technical | MW | Before Competition Groups | 6.793 | 0 | 0 | 3243.8058 | 0.0020942 | 46 | Residential_2039_Technical_MW_Before Competition Groups_46 | Central Lighting Control System | 0.2094% | 0 | 6.793 | Residential_2039_Technical_MW_Before Competition Groups_Central Lighting Control System
Residential | Res ¦ INTEGRAL LED TROFFERS | 2039 | Technical | MW | Before Competition Groups | 6.7672 | 0 | 0 | 3243.8058 | 0.0020862 | 47 | Residential_2039_Technical_MW_Before Competition Groups_47 | INTEGRAL LED TROFFERS | 0.2086% | 0 | 6.7672 | Residential_2039_Technical_MW_Before Competition Groups_INTEGRAL LED TROFFERS
Residential | Res ¦ Heat Pump Water Heater | 2039 | Technical | MW | Before Competition Groups | 6.744 | 0 | 0 | 3243.8058 | 0.002079 | 48 | Residential_2039_Technical_MW_Before Competition Groups_48 | Heat Pump Water Heater | 0.2079% | 0 | 6.744 | Residential_2039_Technical_MW_Before Competition Groups_Heat Pump Water Heater
Residential | Res ¦ Early Hot Water Heater Replacement | 2039 | Achievable | MW | Before Competition Groups | 2.091 | 0 | 0 | 1015.4216 | 0.0020592 | 43 | Residential_2039_Achievable_MW_Before Competition Groups_43 | Early Hot Water Heater Replacement | 0.2059% | 0 | 2.091 | Residential_2039_Achievable_MW_Before Competition Groups_Early Hot Water Heater Replacement
Residential | Res ¦ Networked/ Connected - Indoor LED Luminaire | 2039 | Technical | MW | Before Competition Groups | 6.5869 | 0 | 0 | 3243.8058 | 0.0020306 | 49 | Residential_2039_Technical_MW_Before Competition Groups_49 | Networked/ Connected - Indoor LED Luminaire | 0.2031% | 0 | 6.5869 | Residential_2039_Technical_MW_Before Competition Groups_Networked/ Connected - Indoor LED Luminaire
Residential | Res ¦ Tankless Water Heater | 2039 | Achievable | MW | Before Competition Groups | 2.0292 | 0 | 0 | 1015.4216 | 0.0019984 | 44 | Residential_2039_Achievable_MW_Before Competition Groups_44 | Tankless Water Heater | 0.1998% | 0 | 2.0292 | Residential_2039_Achievable_MW_Before Competition Groups_Tankless Water Heater
Residential | Res ¦ Outside Air Economizer | 2039 | Economic | MW | Before Competition Groups | 3.7099 | 0 | 0 | 1868.0916 | 0.0019859 | 41 | Residential_2039_Economic_MW_Before Competition Groups_41 | Outside Air Economizer | 0.1986% | 0 | 3.7099 | Residential_2039_Economic_MW_Before Competition Groups_Outside Air Economizer
Residential | Res ¦ Energy Star Windows | 2039 | Technical | MW | Before Competition Groups | 6.2399 | 0 | 0 | 3243.8058 | 0.0019236 | 50 | Residential_2039_Technical_MW_Before Competition Groups_50 | Energy Star Windows | 0.1924% | 0 | 6.2399 | Residential_2039_Technical_MW_Before Competition Groups_Energy Star Windows
Residential | Res ¦ LED Tube Re-Lamp | 2039 | Economic | MW | Before Competition Groups | 3.5448 | 0 | 0 | 1868.0916 | 0.0018976 | 42 | Residential_2039_Economic_MW_Before Competition Groups_42 | LED Tube Re-Lamp | 0.1898% | 0 | 3.5448 | Residential_2039_Economic_MW_Before Competition Groups_LED Tube Re-Lamp
Residential | Res ¦ Comprehensive Draft Proofing | 2039 | Achievable | MW | Before Competition Groups | 1.9122 | 0 | 0 | 1015.4216 | 0.0018831 | 45 | Residential_2039_Achievable_MW_Before Competition Groups_45 | Comprehensive Draft Proofing | 0.1883% | 0 | 1.9122 | Residential_2039_Achievable_MW_Before Competition Groups_Comprehensive Draft Proofing
Residential | Res ¦ Tankless Water Heater | 2039 | Technical | MW | Before Competition Groups | 6.1052 | 0 | 0 | 3243.8058 | 0.0018821 | 51 | Residential_2039_Technical_MW_Before Competition Groups_51 | Tankless Water Heater | 0.1882% | 0 | 6.1052 | Residential_2039_Technical_MW_Before Competition Groups_Tankless Water Heater
Residential | Res ¦ Furnace with ECM | 2039 | Technical | MW | Before Competition Groups | 5.9378 | 0 | 0 | 3243.8058 | 0.0018305 | 52 | Residential_2039_Technical_MW_Before Competition Groups_52 | Furnace with ECM | 0.183% | 0 | 5.9378 | Residential_2039_Technical_MW_Before Competition Groups_Furnace with ECM
Residential | Res ¦ Variable Frequency Drive (VFD) | 2039 | Achievable | MW | Before Competition Groups | 1.8544 | 0 | 0 | 1015.4216 | 0.0018263 | 46 | Residential_2039_Achievable_MW_Before Competition Groups_46 | Variable Frequency Drive (VFD) | 0.1826% | 0 | 1.8544 | Residential_2039_Achievable_MW_Before Competition Groups_Variable Frequency Drive (VFD)
Residential | Res ¦ Heat Recovery Ventilator | 2039 | Technical | MW | Before Competition Groups | 5.7288 | 0 | 0 | 3243.8058 | 0.0017661 | 53 | Residential_2039_Technical_MW_Before Competition Groups_53 | Heat Recovery Ventilator | 0.1766% | 0 | 5.7288 | Residential_2039_Technical_MW_Before Competition Groups_Heat Recovery Ventilator
Residential | Res ¦ Energy Star Windows | 2039 | Achievable | MW | Before Competition Groups | 1.7829 | 0 | 0 | 1015.4216 | 0.0017558 | 47 | Residential_2039_Achievable_MW_Before Competition Groups_47 | Energy Star Windows | 0.1756% | 0 | 1.7829 | Residential_2039_Achievable_MW_Before Competition Groups_Energy Star Windows
Residential | Res ¦ Demand Control Ventilation | 2039 | Achievable | MW | Before Competition Groups | 1.6556 | 0 | 0 | 1015.4216 | 0.0016305 | 48 | Residential_2039_Achievable_MW_Before Competition Groups_48 | Demand Control Ventilation | 0.163% | 0 | 1.6556 | Residential_2039_Achievable_MW_Before Competition Groups_Demand Control Ventilation
Residential | Res ¦ LED Downlight | 2039 | Technical | MW | Before Competition Groups | 5.1891 | 0 | 0 | 3243.8058 | 0.0015997 | 54 | Residential_2039_Technical_MW_Before Competition Groups_54 | LED Downlight | 0.16% | 0 | 5.1891 | Residential_2039_Technical_MW_Before Competition Groups_LED Downlight
Residential | Res ¦ Condensing Make Up Air Unit | 2039 | Achievable | MW | Before Competition Groups | 1.6175 | 0 | 0 | 1015.4216 | 0.0015929 | 49 | Residential_2039_Achievable_MW_Before Competition Groups_49 | Condensing Make Up Air Unit | 0.1593% | 0 | 1.6175 | Residential_2039_Achievable_MW_Before Competition Groups_Condensing Make Up Air Unit
Residential | Res ¦ Energy Star Ceiling Fan/Lighting | 2039 | Technical | MW | Before Competition Groups | 5.1355 | 0 | 0 | 3243.8058 | 0.0015832 | 55 | Residential_2039_Technical_MW_Before Competition Groups_55 | Energy Star Ceiling Fan/Lighting | 0.1583% | 0 | 5.1355 | Residential_2039_Technical_MW_Before Competition Groups_Energy Star Ceiling Fan/Lighting
Residential | Res ¦ LED Tube Re-Lamp | 2039 | Technical | MW | Before Competition Groups | 5.1353 | 0 | 0 | 3243.8058 | 0.0015831 | 56 | Residential_2039_Technical_MW_Before Competition Groups_56 | LED Tube Re-Lamp | 0.1583% | 0 | 5.1353 | Residential_2039_Technical_MW_Before Competition Groups_LED Tube Re-Lamp
Residential | Res ¦ Early Hot Water Heater Replacement | 2039 | Economic | MW | Before Competition Groups | 2.9156 | 0 | 0 | 1868.0916 | 0.0015608 | 43 | Residential_2039_Economic_MW_Before Competition Groups_43 | Early Hot Water Heater Replacement | 0.1561% | 0 | 2.9156 | Residential_2039_Economic_MW_Before Competition Groups_Early Hot Water Heater Replacement
Residential | Res ¦ Drain Water Heat Recovery | 2039 | Achievable | MW | Before Competition Groups | 1.456 | 0 | 0 | 1015.4216 | 0.0014339 | 50 | Residential_2039_Achievable_MW_Before Competition Groups_50 | Drain Water Heat Recovery | 0.1434% | 0 | 1.456 | Residential_2039_Achievable_MW_Before Competition Groups_Drain Water Heat Recovery
Residential | Res ¦ Minimize Hot and Warm Clothes Wash | 2039 | Technical | MW | Before Competition Groups | 4.5082 | 0 | 0 | 3243.8058 | 0.0013898 | 57 | Residential_2039_Technical_MW_Before Competition Groups_57 | Minimize Hot and Warm Clothes Wash | 0.139% | 0 | 4.5082 | Residential_2039_Technical_MW_Before Competition Groups_Minimize Hot and Warm Clothes Wash
Residential | Res ¦ ENERGY STAR LED LAMPS (REFLECTOR LAMPs/MR16/PAR 16) | 2039 | Economic | MW | Before Competition Groups | 2.4763 | 0 | 0 | 1868.0916 | 0.0013256 | 44 | Residential_2039_Economic_MW_Before Competition Groups_44 | ENERGY STAR LED LAMPS (REFLECTOR LAMPs/MR16/PAR 16) | 0.1326% | 0 | 2.4763 | Residential_2039_Economic_MW_Before Competition Groups_ENERGY STAR LED LAMPS (REFLECTOR LAMPs/MR16/PAR 16)
Residential | Res ¦ CO Sensors for parking garage exhaust fans | 2039 | Economic | MW | Before Competition Groups | 2.3407 | 0 | 0 | 1868.0916 | 0.001253 | 45 | Residential_2039_Economic_MW_Before Competition Groups_45 | CO Sensors for parking garage exhaust fans | 0.1253% | 0 | 2.3407 | Residential_2039_Economic_MW_Before Competition Groups_CO Sensors for parking garage exhaust fans
Residential | Res ¦ Condensing Make Up Air Unit | 2039 | Economic | MW | Before Competition Groups | 2.2734 | 0 | 0 | 1868.0916 | 0.001217 | 46 | Residential_2039_Economic_MW_Before Competition Groups_46 | Condensing Make Up Air Unit | 0.1217% | 0 | 2.2734 | Residential_2039_Economic_MW_Before Competition Groups_Condensing Make Up Air Unit
Residential | Res ¦ Passive Attic Ventilation | 2039 | Technical | MW | Before Competition Groups | 3.8599 | 0 | 0 | 3243.8058 | 0.0011899 | 58 | Residential_2039_Technical_MW_Before Competition Groups_58 | Passive Attic Ventilation | 0.119% | 0 | 3.8599 | Residential_2039_Technical_MW_Before Competition Groups_Passive Attic Ventilation
Residential | Res ¦ LED Parking Lot Fixture | 2039 | Achievable | MW | Before Competition Groups | 1.1754 | 0 | 0 | 1015.4216 | 0.0011576 | 51 | Residential_2039_Achievable_MW_Before Competition Groups_51 | LED Parking Lot Fixture | 0.1158% | 0 | 1.1754 | Residential_2039_Achievable_MW_Before Competition Groups_LED Parking Lot Fixture
Residential | Res ¦ Outside Air Economizer | 2039 | Technical | MW | Before Competition Groups | 3.7099 | 0 | 0 | 3243.8058 | 0.0011437 | 59 | Residential_2039_Technical_MW_Before Competition Groups_59 | Outside Air Economizer | 0.1144% | 0 | 3.7099 | Residential_2039_Technical_MW_Before Competition Groups_Outside Air Economizer
Residential | Res ¦ Water Heater Temperature Setback | 2039 | Achievable | MW | Before Competition Groups | 1.1598 | 0 | 0 | 1015.4216 | 0.0011422 | 52 | Residential_2039_Achievable_MW_Before Competition Groups_52 | Water Heater Temperature Setback | 0.1142% | 0 | 1.1598 | Residential_2039_Achievable_MW_Before Competition Groups_Water Heater Temperature Setback
Residential | Res ¦ Heat Recovery Ventilator | 2039 | Achievable | MW | Before Competition Groups | 1.1569 | 0 | 0 | 1015.4216 | 0.0011394 | 53 | Residential_2039_Achievable_MW_Before Competition Groups_53 | Heat Recovery Ventilator | 0.1139% | 0 | 1.1569 | Residential_2039_Achievable_MW_Before Competition Groups_Heat Recovery Ventilator
Residential | Res ¦ Heat Pump Water Heater | 2039 | Economic | MW | Before Competition Groups | 2.1079 | 0 | 0 | 1868.0916 | 0.0011284 | 47 | Residential_2039_Economic_MW_Before Competition Groups_47 | Heat Pump Water Heater | 0.1128% | 0 | 2.1079 | Residential_2039_Economic_MW_Before Competition Groups_Heat Pump Water Heater
Residential | Res ¦ Drain Water Heat Recovery | 2039 | Economic | MW | Before Competition Groups | 1.9571 | 0 | 0 | 1868.0916 | 0.0010477 | 48 | Residential_2039_Economic_MW_Before Competition Groups_48 | Drain Water Heat Recovery | 0.1048% | 0 | 1.9571 | Residential_2039_Economic_MW_Before Competition Groups_Drain Water Heat Recovery
Residential | Res ¦ Furnace Whistle | 2039 | Economic | MW | Before Competition Groups | 1.9526 | 0 | 0 | 1868.0916 | 0.0010453 | 49 | Residential_2039_Economic_MW_Before Competition Groups_49 | Furnace Whistle | 0.1045% | 0 | 1.9526 | Residential_2039_Economic_MW_Before Competition Groups_Furnace Whistle
Residential | Res ¦ Solar Water Heating System | 2039 | Technical | MW | Before Competition Groups | 3.3261 | 0 | 0 | 3243.8058 | 0.0010254 | 60 | Residential_2039_Technical_MW_Before Competition Groups_60 | Solar Water Heating System | 0.1025% | 0 | 3.3261 | Residential_2039_Technical_MW_Before Competition Groups_Solar Water Heating System
Residential | Res ¦ Energy Star Dishwasher | 2039 | Technical | MW | Before Competition Groups | 3.279 | 0 | 0 | 3243.8058 | 0.0010108 | 61 | Residential_2039_Technical_MW_Before Competition Groups_61 | Energy Star Dishwasher | 0.1011% | 0 | 3.279 | Residential_2039_Technical_MW_Before Competition Groups_Energy Star Dishwasher
Residential | Res ¦ Comprehensive Draft Proofing | 2039 | Economic | MW | Before Competition Groups | 1.6868 | 0 | 0 | 1868.0916 | 0.00090297 | 50 | Residential_2039_Economic_MW_Before Competition Groups_50 | Comprehensive Draft Proofing | 0.0903% | 0 | 1.6868 | Residential_2039_Economic_MW_Before Competition Groups_Comprehensive Draft Proofing
Residential | Res ¦ High Efficiency Storage Water Heater | 2039 | Technical | MW | Before Competition Groups | 2.9241 | 0 | 0 | 3243.8058 | 0.00090143 | 62 | Residential_2039_Technical_MW_Before Competition Groups_62 | High Efficiency Storage Water Heater | 0.09014% | 0 | 2.9241 | Residential_2039_Technical_MW_Before Competition Groups_High Efficiency Storage Water Heater
Residential | Res ¦ Early Hot Water Heater Replacement | 2039 | Technical | MW | Before Competition Groups | 2.9156 | 0 | 0 | 3243.8058 | 0.00089883 | 63 | Residential_2039_Technical_MW_Before Competition Groups_63 | Early Hot Water Heater Replacement | 0.08988% | 0 | 2.9156 | Residential_2039_Technical_MW_Before Competition Groups_Early Hot Water Heater Replacement
Residential | Res ¦ Demand Control Ventilation | 2039 | Economic | MW | Before Competition Groups | 1.6636 | 0 | 0 | 1868.0916 | 0.00089055 | 51 | Residential_2039_Economic_MW_Before Competition Groups_51 | Demand Control Ventilation | 0.08905% | 0 | 1.6636 | Residential_2039_Economic_MW_Before Competition Groups_Demand Control Ventilation
Residential | Res ¦ Variable Frequency Drive (VFD) | 2039 | Economic | MW | Before Competition Groups | 1.6359 | 0 | 0 | 1868.0916 | 0.0008757 | 52 | Residential_2039_Economic_MW_Before Competition Groups_52 | Variable Frequency Drive (VFD) | 0.08757% | 0 | 1.6359 | Residential_2039_Economic_MW_Before Competition Groups_Variable Frequency Drive (VFD)
Residential | Res ¦ Air Source Heat Pump Maintenance | 2039 | Technical | MW | Before Competition Groups | 2.5791 | 0 | 0 | 3243.8058 | 0.00079507 | 64 | Residential_2039_Technical_MW_Before Competition Groups_64 | Air Source Heat Pump Maintenance | 0.07951% | 0 | 2.5791 | Residential_2039_Technical_MW_Before Competition Groups_Air Source Heat Pump Maintenance
Residential | Res ¦ ENERGY STAR LED LAMPS (REFLECTOR LAMPs/MR16/PAR 16) | 2039 | Technical | MW | Before Competition Groups | 2.4763 | 0 | 0 | 3243.8058 | 0.0007634 | 65 | Residential_2039_Technical_MW_Before Competition Groups_65 | ENERGY STAR LED LAMPS (REFLECTOR LAMPs/MR16/PAR 16) | 0.07634% | 0 | 2.4763 | Residential_2039_Technical_MW_Before Competition Groups_ENERGY STAR LED LAMPS (REFLECTOR LAMPs/MR16/PAR 16)
Residential | Res ¦ CO Sensors for parking garage exhaust fans | 2039 | Technical | MW | Before Competition Groups | 2.3407 | 0 | 0 | 3243.8058 | 0.00072158 | 66 | Residential_2039_Technical_MW_Before Competition Groups_66 | CO Sensors for parking garage exhaust fans | 0.07216% | 0 | 2.3407 | Residential_2039_Technical_MW_Before Competition Groups_CO Sensors for parking garage exhaust fans
Residential | Res ¦ Condensing Make Up Air Unit | 2039 | Technical | MW | Before Competition Groups | 2.2734 | 0 | 0 | 3243.8058 | 0.00070086 | 67 | Residential_2039_Technical_MW_Before Competition Groups_67 | Condensing Make Up Air Unit | 0.07009% | 0 | 2.2734 | Residential_2039_Technical_MW_Before Competition Groups_Condensing Make Up Air Unit
Residential | Res ¦ DHW Recirculation Systems | 2039 | Economic | MW | Before Competition Groups | 1.2674 | 0 | 0 | 1868.0916 | 0.00067843 | 53 | Residential_2039_Economic_MW_Before Competition Groups_53 | DHW Recirculation Systems | 0.06784% | 0 | 1.2674 | Residential_2039_Economic_MW_Before Competition Groups_DHW Recirculation Systems
Residential | Res ¦ Demand Control Ventilation | 2039 | Technical | MW | Before Competition Groups | 2.0821 | 0 | 0 | 3243.8058 | 0.00064188 | 68 | Residential_2039_Technical_MW_Before Competition Groups_68 | Demand Control Ventilation | 0.06419% | 0 | 2.0821 | Residential_2039_Technical_MW_Before Competition Groups_Demand Control Ventilation
Residential | Res ¦ LED Parking Lot Fixture | 2039 | Economic | MW | Before Competition Groups | 1.1724 | 0 | 0 | 1868.0916 | 0.00062757 | 54 | Residential_2039_Economic_MW_Before Competition Groups_54 | LED Parking Lot Fixture | 0.06276% | 0 | 1.1724 | Residential_2039_Economic_MW_Before Competition Groups_LED Parking Lot Fixture
Residential | Res ¦ Drain Water Heat Recovery | 2039 | Technical | MW | Before Competition Groups | 1.9571 | 0 | 0 | 3243.8058 | 0.00060335 | 69 | Residential_2039_Technical_MW_Before Competition Groups_69 | Drain Water Heat Recovery | 0.06033% | 0 | 1.9571 | Residential_2039_Technical_MW_Before Competition Groups_Drain Water Heat Recovery
Residential | Res ¦ Furnace Whistle | 2039 | Technical | MW | Before Competition Groups | 1.9526 | 0 | 0 | 3243.8058 | 0.00060196 | 70 | Residential_2039_Technical_MW_Before Competition Groups_70 | Furnace Whistle | 0.0602% | 0 | 1.9526 | Residential_2039_Technical_MW_Before Competition Groups_Furnace Whistle
Residential | Res ¦ Solar Powered Attic Fan | 2039 | Technical | MW | Before Competition Groups | 1.8952 | 0 | 0 | 3243.8058 | 0.00058426 | 71 | Residential_2039_Technical_MW_Before Competition Groups_71 | Solar Powered Attic Fan | 0.05843% | 0 | 1.8952 | Residential_2039_Technical_MW_Before Competition Groups_Solar Powered Attic Fan
Residential | Res ¦ VFD on Pumps | 2039 | Achievable | MW | Before Competition Groups | 0.57025 | 0 | 0 | 1015.4216 | 0.00056159 | 54 | Residential_2039_Achievable_MW_Before Competition Groups_54 | VFD on Pumps | 0.05616% | 0 | 0.57025 | Residential_2039_Achievable_MW_Before Competition Groups_VFD on Pumps
Residential | Res ¦ Window Film | 2039 | Technical | MW | Before Competition Groups | 1.8088 | 0 | 0 | 3243.8058 | 0.00055762 | 72 | Residential_2039_Technical_MW_Before Competition Groups_72 | Window Film | 0.05576% | 0 | 1.8088 | Residential_2039_Technical_MW_Before Competition Groups_Window Film
Residential | Res ¦ Water Heater Temperature Setback | 2039 | Economic | MW | Before Competition Groups | 1.0231 | 0 | 0 | 1868.0916 | 0.00054769 | 55 | Residential_2039_Economic_MW_Before Competition Groups_55 | Water Heater Temperature Setback | 0.05477% | 0 | 1.0231 | Residential_2039_Economic_MW_Before Competition Groups_Water Heater Temperature Setback
Residential | Res ¦ LED Exterior Area Lights - LED Fixture (200W) | 2039 | Achievable | MW | Before Competition Groups | 0.55544 | 0 | 0 | 1015.4216 | 0.00054701 | 55 | Residential_2039_Achievable_MW_Before Competition Groups_55 | LED Exterior Area Lights - LED Fixture (200W) | 0.0547% | 0 | 0.55544 | Residential_2039_Achievable_MW_Before Competition Groups_LED Exterior Area Lights - LED Fixture (200W)
Residential | Res ¦ Comprehensive Draft Proofing | 2039 | Technical | MW | Before Competition Groups | 1.6868 | 0 | 0 | 3243.8058 | 0.00052002 | 73 | Residential_2039_Technical_MW_Before Competition Groups_73 | Comprehensive Draft Proofing | 0.052% | 0 | 1.6868 | Residential_2039_Technical_MW_Before Competition Groups_Comprehensive Draft Proofing
Residential | Res ¦ Variable Frequency Drive (VFD) | 2039 | Technical | MW | Before Competition Groups | 1.6359 | 0 | 0 | 3243.8058 | 0.00050431 | 74 | Residential_2039_Technical_MW_Before Competition Groups_74 | Variable Frequency Drive (VFD) | 0.05043% | 0 | 1.6359 | Residential_2039_Technical_MW_Before Competition Groups_Variable Frequency Drive (VFD)
Residential | Res ¦ LED Downlight | 2039 | Economic | MW | Before Competition Groups | 0.83173 | 0 | 0 | 1868.0916 | 0.00044523 | 56 | Residential_2039_Economic_MW_Before Competition Groups_56 | LED Downlight | 0.04452% | 0 | 0.83173 | Residential_2039_Economic_MW_Before Competition Groups_LED Downlight
Residential | Res ¦ DHW Recirculation Systems | 2039 | Achievable | MW | Before Competition Groups | 0.44628 | 0 | 0 | 1015.4216 | 0.0004395 | 56 | Residential_2039_Achievable_MW_Before Competition Groups_56 | DHW Recirculation Systems | 0.04395% | 0 | 0.44628 | Residential_2039_Achievable_MW_Before Competition Groups_DHW Recirculation Systems
Residential | Res ¦ ENERGY STAR LED Lamps (General Service Lamps) | 2039 | Achievable | MW | Before Competition Groups | 0.44128 | 0 | 0 | 1015.4216 | 0.00043457 | 57 | Residential_2039_Achievable_MW_Before Competition Groups_57 | ENERGY STAR LED Lamps (General Service Lamps) | 0.04346% | 0 | 0.44128 | Residential_2039_Achievable_MW_Before Competition Groups_ENERGY STAR LED Lamps (General Service Lamps)
Residential | Res ¦ DHW Recirculation Systems | 2039 | Technical | MW | Before Competition Groups | 1.2674 | 0 | 0 | 3243.8058 | 0.0003907 | 75 | Residential_2039_Technical_MW_Before Competition Groups_75 | DHW Recirculation Systems | 0.03907% | 0 | 1.2674 | Residential_2039_Technical_MW_Before Competition Groups_DHW Recirculation Systems
Residential | Res ¦ LED Parking Lot Fixture | 2039 | Technical | MW | Before Competition Groups | 1.1724 | 0 | 0 | 3243.8058 | 0.00036141 | 76 | Residential_2039_Technical_MW_Before Competition Groups_76 | LED Parking Lot Fixture | 0.03614% | 0 | 1.1724 | Residential_2039_Technical_MW_Before Competition Groups_LED Parking Lot Fixture
Residential | Res ¦ Networked/ Connected - Indoor LED Luminaire | 2039 | Economic | MW | Before Competition Groups | 0.64909 | 0 | 0 | 1868.0916 | 0.00034746 | 57 | Residential_2039_Economic_MW_Before Competition Groups_57 | Networked/ Connected - Indoor LED Luminaire | 0.03475% | 0 | 0.64909 | Residential_2039_Economic_MW_Before Competition Groups_Networked/ Connected - Indoor LED Luminaire
Residential | Res ¦ ECM MOTORS FOR HVAC APPLICATION (FAN-POWERED VAV BOX) | 2039 | Achievable | MW | Before Competition Groups | 0.35182 | 0 | 0 | 1015.4216 | 0.00034647 | 58 | Residential_2039_Achievable_MW_Before Competition Groups_58 | ECM MOTORS FOR HVAC APPLICATION (FAN-POWERED VAV BOX) | 0.03465% | 0 | 0.35182 | Residential_2039_Achievable_MW_Before Competition Groups_ECM MOTORS FOR HVAC APPLICATION (FAN-POWERED VAV BOX)
Residential | Res ¦ Water Heater Temperature Setback | 2039 | Technical | MW | Before Competition Groups | 1.0231 | 0 | 0 | 3243.8058 | 0.00031541 | 77 | Residential_2039_Technical_MW_Before Competition Groups_77 | Water Heater Temperature Setback | 0.03154% | 0 | 1.0231 | Residential_2039_Technical_MW_Before Competition Groups_Water Heater Temperature Setback
Residential | Res ¦ LED Exterior Area Lights - LED Fixture (200W) | 2039 | Economic | MW | Before Competition Groups | 0.55673 | 0 | 0 | 1868.0916 | 0.00029802 | 58 | Residential_2039_Economic_MW_Before Competition Groups_58 | LED Exterior Area Lights - LED Fixture (200W) | 0.0298% | 0 | 0.55673 | Residential_2039_Economic_MW_Before Competition Groups_LED Exterior Area Lights - LED Fixture (200W)
Residential | Res ¦ HVAC Optimization | 2039 | Technical | MW | Before Competition Groups | 0.96074 | 0 | 0 | 3243.8058 | 0.00029618 | 78 | Residential_2039_Technical_MW_Before Competition Groups_78 | HVAC Optimization | 0.02962% | 0 | 0.96074 | Residential_2039_Technical_MW_Before Competition Groups_HVAC Optimization
Residential | Res ¦ VFD on Pumps | 2039 | Economic | MW | Before Competition Groups | 0.50306 | 0 | 0 | 1868.0916 | 0.00026929 | 59 | Residential_2039_Economic_MW_Before Competition Groups_59 | VFD on Pumps | 0.02693% | 0 | 0.50306 | Residential_2039_Economic_MW_Before Competition Groups_VFD on Pumps
Residential | Res ¦ Beverage Vending Machine Controls | 2039 | Achievable | MW | Before Competition Groups | 0.2507 | 0 | 0 | 1015.4216 | 0.00024689 | 59 | Residential_2039_Achievable_MW_Before Competition Groups_59 | Beverage Vending Machine Controls | 0.02469% | 0 | 0.2507 | Residential_2039_Achievable_MW_Before Competition Groups_Beverage Vending Machine Controls
Residential | Res ¦ ENERGY STAR LED Lamps (General Service Lamps) | 2039 | Economic | MW | Before Competition Groups | 0.44275 | 0 | 0 | 1868.0916 | 0.00023701 | 60 | Residential_2039_Economic_MW_Before Competition Groups_60 | ENERGY STAR LED Lamps (General Service Lamps) | 0.0237% | 0 | 0.44275 | Residential_2039_Economic_MW_Before Competition Groups_ENERGY STAR LED Lamps (General Service Lamps)
Residential | Res ¦ Chilled Water Optimization | 2039 | Achievable | MW | Before Competition Groups | 0.23895 | 0 | 0 | 1015.4216 | 0.00023532 | 60 | Residential_2039_Achievable_MW_Before Competition Groups_60 | Chilled Water Optimization | 0.02353% | 0 | 0.23895 | Residential_2039_Achievable_MW_Before Competition Groups_Chilled Water Optimization
Residential | Res ¦ Heat Pump Water Heater | 2039 | Achievable | MW | Before Competition Groups | 0.21392 | 0 | 0 | 1015.4216 | 0.00021067 | 61 | Residential_2039_Achievable_MW_Before Competition Groups_61 | Heat Pump Water Heater | 0.02107% | 0 | 0.21392 | Residential_2039_Achievable_MW_Before Competition Groups_Heat Pump Water Heater
Residential | Res ¦ ECM MOTORS FOR HVAC APPLICATION (FAN-POWERED VAV BOX) | 2039 | Economic | MW | Before Competition Groups | 0.38979 | 0 | 0 | 1868.0916 | 0.00020866 | 61 | Residential_2039_Economic_MW_Before Competition Groups_61 | ECM MOTORS FOR HVAC APPLICATION (FAN-POWERED VAV BOX) | 0.02087% | 0 | 0.38979 | Residential_2039_Economic_MW_Before Competition Groups_ECM MOTORS FOR HVAC APPLICATION (FAN-POWERED VAV BOX)
Residential | Res ¦ Chilled Water Optimization | 2039 | Economic | MW | Before Competition Groups | 0.32672 | 0 | 0 | 1868.0916 | 0.00017489 | 62 | Residential_2039_Economic_MW_Before Competition Groups_62 | Chilled Water Optimization | 0.01749% | 0 | 0.32672 | Residential_2039_Economic_MW_Before Competition Groups_Chilled Water Optimization
Residential | Res ¦ Air Source Heat Pump | 2039 | Achievable | MW | Before Competition Groups | 0.17488 | 0 | 0 | 1015.4216 | 0.00017222 | 62 | Residential_2039_Achievable_MW_Before Competition Groups_62 | Air Source Heat Pump | 0.01722% | 0 | 0.17488 | Residential_2039_Achievable_MW_Before Competition Groups_Air Source Heat Pump
Residential | Res ¦ LED Exterior Area Lights - LED Fixture (200W) | 2039 | Technical | MW | Before Competition Groups | 0.55673 | 0 | 0 | 3243.8058 | 0.00017163 | 79 | Residential_2039_Technical_MW_Before Competition Groups_79 | LED Exterior Area Lights - LED Fixture (200W) | 0.01716% | 0 | 0.55673 | Residential_2039_Technical_MW_Before Competition Groups_LED Exterior Area Lights - LED Fixture (200W)
Residential | Res ¦ VFD on Pumps | 2039 | Technical | MW | Before Competition Groups | 0.50306 | 0 | 0 | 3243.8058 | 0.00015508 | 80 | Residential_2039_Technical_MW_Before Competition Groups_80 | VFD on Pumps | 0.01551% | 0 | 0.50306 | Residential_2039_Technical_MW_Before Competition Groups_VFD on Pumps
Residential | Res ¦ Beverage Vending Machine Controls | 2039 | Economic | MW | Before Competition Groups | 0.27668 | 0 | 0 | 1868.0916 | 0.00014811 | 63 | Residential_2039_Economic_MW_Before Competition Groups_63 | Beverage Vending Machine Controls | 0.01481% | 0 | 0.27668 | Residential_2039_Economic_MW_Before Competition Groups_Beverage Vending Machine Controls
Residential | Res ¦ ENERGY STAR LED Lamps (General Service Lamps) | 2039 | Technical | MW | Before Competition Groups | 0.44275 | 0 | 0 | 3243.8058 | 0.00013649 | 81 | Residential_2039_Technical_MW_Before Competition Groups_81 | ENERGY STAR LED Lamps (General Service Lamps) | 0.01365% | 0 | 0.44275 | Residential_2039_Technical_MW_Before Competition Groups_ENERGY STAR LED Lamps (General Service Lamps)
Residential | Res ¦ ECM MOTORS FOR HVAC APPLICATION (FAN-POWERED VAV BOX) | 2039 | Technical | MW | Before Competition Groups | 0.38979 | 0 | 0 | 3243.8058 | 0.00012017 | 82 | Residential_2039_Technical_MW_Before Competition Groups_82 | ECM MOTORS FOR HVAC APPLICATION (FAN-POWERED VAV BOX) | 0.01202% | 0 | 0.38979 | Residential_2039_Technical_MW_Before Competition Groups_ECM MOTORS FOR HVAC APPLICATION (FAN-POWERED VAV BOX)
Residential | Res ¦ Chilled Water Optimization | 2039 | Technical | MW | Before Competition Groups | 0.32672 | 0 | 0 | 3243.8058 | 0.00010072 | 83 | Residential_2039_Technical_MW_Before Competition Groups_83 | Chilled Water Optimization | 0.01007% | 0 | 0.32672 | Residential_2039_Technical_MW_Before Competition Groups_Chilled Water Optimization
Residential | Res ¦ Beverage Vending Machine Controls | 2039 | Technical | MW | Before Competition Groups | 0.27668 | 0 | 0 | 3243.8058 | 8.5295e-05 | 84 | Residential_2039_Technical_MW_Before Competition Groups_84 | Beverage Vending Machine Controls | 0.00853% | 0 | 0.27668 | Residential_2039_Technical_MW_Before Competition Groups_Beverage Vending Machine Controls
Residential | Res ¦ Wall Insulation MF | 2039 | Economic | MW | Before Competition Groups | 0.15375 | 0 | 0 | 1868.0916 | 8.2303e-05 | 64 | Residential_2039_Economic_MW_Before Competition Groups_64 | Wall Insulation MF | 0.00823% | 0 | 0.15375 | Residential_2039_Economic_MW_Before Competition Groups_Wall Insulation MF
Residential | Res ¦ Wall Insulation MF | 2039 | Technical | MW | Before Competition Groups | 0.16061 | 0 | 0 | 3243.8058 | 4.9513e-05 | 85 | Residential_2039_Technical_MW_Before Competition Groups_85 | Wall Insulation MF | 0.004951% | 0 | 0.16061 | Residential_2039_Technical_MW_Before Competition Groups_Wall Insulation MF
Residential | Res ¦ LED High Bay Fixture | 2039 | Achievable | MW | Before Competition Groups | 0.028569 | 0 | 0 | 1015.4216 | 2.8135e-05 | 63 | Residential_2039_Achievable_MW_Before Competition Groups_63 | LED High Bay Fixture | 0.002814% | 0 | 0.028569 | Residential_2039_Achievable_MW_Before Competition Groups_LED High Bay Fixture
Residential | Res ¦ Networked/ Connected - Indoor LED Luminaire | 2039 | Achievable | MW | Before Competition Groups | 0.022749 | 0 | 0 | 1015.4216 | 2.2403e-05 | 64 | Residential_2039_Achievable_MW_Before Competition Groups_64 | Networked/ Connected - Indoor LED Luminaire | 0.00224% | 0 | 0.022749 | Residential_2039_Achievable_MW_Before Competition Groups_Networked/ Connected - Indoor LED Luminaire
Residential | Res ¦ LED High Bay Fixture | 2039 | Economic | MW | Before Competition Groups | 0.03119 | 0 | 0 | 1868.0916 | 1.6696e-05 | 65 | Residential_2039_Economic_MW_Before Competition Groups_65 | LED High Bay Fixture | 0.00167% | 0 | 0.03119 | Residential_2039_Economic_MW_Before Competition Groups_LED High Bay Fixture
Residential | Res ¦ LED Recessed Downlights | 2039 | Technical | MW | Before Competition Groups | 0.036288 | 0 | 0 | 3243.8058 | 1.1187e-05 | 86 | Residential_2039_Technical_MW_Before Competition Groups_86 | LED Recessed Downlights | 0.001119% | 0 | 0.036288 | Residential_2039_Technical_MW_Before Competition Groups_LED Recessed Downlights
Residential | Res ¦ Wall Insulation MF | 2039 | Achievable | MW | Before Competition Groups | 0.01135 | 0 | 0 | 1015.4216 | 1.1178e-05 | 65 | Residential_2039_Achievable_MW_Before Competition Groups_65 | Wall Insulation MF | 0.001118% | 0 | 0.01135 | Residential_2039_Achievable_MW_Before Competition Groups_Wall Insulation MF
Residential | Res ¦ LED High Bay Fixture | 2039 | Technical | MW | Before Competition Groups | 0.03119 | 0 | 0 | 3243.8058 | 9.6152e-06 | 87 | Residential_2039_Technical_MW_Before Competition Groups_87 | LED High Bay Fixture | 0.0009615% | 0 | 0.03119 | Residential_2039_Technical_MW_Before Competition Groups_LED High Bay Fixture
Residential | Res ¦ Radiant Barrier | 2039 | Economic | MW | Before Competition Groups | 0.01228 | 0 | 0 | 1868.0916 | 6.5735e-06 | 66 | Residential_2039_Economic_MW_Before Competition Groups_66 | Radiant Barrier | 0.0006573% | 0 | 0.01228 | Residential_2039_Economic_MW_Before Competition Groups_Radiant Barrier
Residential | Res ¦ Radiant Barrier | 2039 | Achievable | MW | Before Competition Groups | 0.0052284 | 0 | 0 | 1015.4216 | 5.149e-06 | 66 | Residential_2039_Achievable_MW_Before Competition Groups_66 | Radiant Barrier | 0.0005149% | 0 | 0.0052284 | Residential_2039_Achievable_MW_Before Competition Groups_Radiant Barrier
Residential | Res ¦ Solar Water Preheat (Pools/DHW) | 2039 | Technical | MW | Before Competition Groups | 0.012818 | 0 | 0 | 3243.8058 | 3.9515e-06 | 88 | Residential_2039_Technical_MW_Before Competition Groups_88 | Solar Water Preheat (Pools/DHW) | 0.0003951% | 0 | 0.012818 | Residential_2039_Technical_MW_Before Competition Groups_Solar Water Preheat (Pools/DHW)
Residential | Res ¦ Radiant Barrier | 2039 | Technical | MW | Before Competition Groups | 0.01228 | 0 | 0 | 3243.8058 | 3.7856e-06 | 89 | Residential_2039_Technical_MW_Before Competition Groups_89 | Radiant Barrier | 0.0003786% | 0 | 0.01228 | Residential_2039_Technical_MW_Before Competition Groups_Radiant Barrier
Residential | Res ¦ Photocell Controls (Outdoor) | 2039 | Technical | MW | Before Competition Groups | 7.3114e-05 | 0 | 0 | 3243.8058 | 2.254e-08 | 90 | Residential_2039_Technical_MW_Before Competition Groups_90 | Photocell Controls (Outdoor) | 2.254e-06% | 0 | 7.3114e-05 | Residential_2039_Technical_MW_Before Competition Groups_Photocell Controls (Outdoor)
Residential | Res ¦ Lighting Motion Sensors, Timers, Dimmers | 2039 | Achievable | MW | Before Competition Groups | 0 | 0 | 0 | 1015.4216 | 0 | 67 | Residential_2039_Achievable_MW_Before Competition Groups_67 | Lighting Motion Sensors, Timers, Dimmers | 0% | 0 | 0 | Residential_2039_Achievable_MW_Before Competition Groups_Lighting Motion Sensors, Timers, Dimmers
Residential | Res ¦ Lighting Motion Sensors, Timers, Dimmers | 2039 | Economic | MW | Before Competition Groups | 0 | 0 | 0 | 1868.0916 | 0 | 67 | Residential_2039_Economic_MW_Before Competition Groups_67 | Lighting Motion Sensors, Timers, Dimmers | 0% | 0 | 0 | Residential_2039_Economic_MW_Before Competition Groups_Lighting Motion Sensors, Timers, Dimmers
Residential | Res ¦ Ductless Mini-Split Heat Pump | 2040 | Achievable | MW | Before Competition Groups | 161.2106 | 0 | 0 | 1068.7423 | 0.15084 | 1 | Residential_2040_Achievable_MW_Before Competition Groups_1 | Ductless Mini-Split Heat Pump | 15.08% | 0 | 161.2106 | Residential_2040_Achievable_MW_Before Competition Groups_Ductless Mini-Split Heat Pump
Residential | Res ¦ Ductless Mini-Split Heat Pump | 2040 | Economic | MW | Before Competition Groups | 236.9838 | 0 | 0 | 1898.8645 | 0.1248 | 1 | Residential_2040_Economic_MW_Before Competition Groups_1 | Ductless Mini-Split Heat Pump | 12.48% | 0 | 236.9838 | Residential_2040_Economic_MW_Before Competition Groups_Ductless Mini-Split Heat Pump
Residential | Res ¦ Adaptive Thermostat | 2040 | Economic | MW | Before Competition Groups | 211.2943 | 0 | 0 | 1898.8645 | 0.11127 | 2 | Residential_2040_Economic_MW_Before Competition Groups_2 | Adaptive Thermostat | 11.13% | 0 | 211.2943 | Residential_2040_Economic_MW_Before Competition Groups_Adaptive Thermostat
Residential | Res ¦ Adaptive Thermostat | 2040 | Achievable | MW | Before Competition Groups | 108.9129 | 0 | 0 | 1068.7423 | 0.10191 | 2 | Residential_2040_Achievable_MW_Before Competition Groups_2 | Adaptive Thermostat | 10.19% | 0 | 108.9129 | Residential_2040_Achievable_MW_Before Competition Groups_Adaptive Thermostat
Residential | Res ¦ Building Recommissioning, Operations and Maintenance (O&M) Improvements | 2040 | Achievable | MW | Before Competition Groups | 92.658 | 0 | 0 | 1068.7423 | 0.086698 | 3 | Residential_2040_Achievable_MW_Before Competition Groups_3 | Building Recommissioning, Operations and Maintenance (O&M) Improvements | 8.67% | 0 | 92.658 | Residential_2040_Achievable_MW_Before Competition Groups_Building Recommissioning, Operations and Maintenance (O&M) Improvements
Residential | Res ¦ Energy Star Clothes Washer | 2040 | Achievable | MW | Before Competition Groups | 88.6119 | 0 | 0 | 1068.7423 | 0.082912 | 4 | Residential_2040_Achievable_MW_Before Competition Groups_4 | Energy Star Clothes Washer | 8.291% | 0 | 88.6119 | Residential_2040_Achievable_MW_Before Competition Groups_Energy Star Clothes Washer
Residential | Res ¦ Energy Star Central Air Conditioner | 2040 | Technical | MW | Before Competition Groups | 268.1981 | 0 | 0 | 3303.9038 | 0.081176 | 1 | Residential_2040_Technical_MW_Before Competition Groups_1 | Energy Star Central Air Conditioner | 8.118% | 0 | 268.1981 | Residential_2040_Technical_MW_Before Competition Groups_Energy Star Central Air Conditioner
Residential | Res ¦ Ductless Mini-Split Heat Pump | 2040 | Technical | MW | Before Competition Groups | 236.9838 | 0 | 0 | 3303.9038 | 0.071728 | 2 | Residential_2040_Technical_MW_Before Competition Groups_2 | Ductless Mini-Split Heat Pump | 7.173% | 0 | 236.9838 | Residential_2040_Technical_MW_Before Competition Groups_Ductless Mini-Split Heat Pump
Residential | Res ¦ Energy Star Ground Source Heat Pump | 2040 | Technical | MW | Before Competition Groups | 229.9361 | 0 | 0 | 3303.9038 | 0.069595 | 3 | Residential_2040_Technical_MW_Before Competition Groups_3 | Energy Star Ground Source Heat Pump | 6.96% | 0 | 229.9361 | Residential_2040_Technical_MW_Before Competition Groups_Energy Star Ground Source Heat Pump
Residential | Res ¦ Energy Star Air Source Heat Pump | 2040 | Economic | MW | Before Competition Groups | 129.8165 | 0 | 0 | 1898.8645 | 0.068365 | 3 | Residential_2040_Economic_MW_Before Competition Groups_3 | Energy Star Air Source Heat Pump | 6.837% | 0 | 129.8165 | Residential_2040_Economic_MW_Before Competition Groups_Energy Star Air Source Heat Pump
Residential | Res ¦ Ductless Mini-Split Air Conditioner | 2040 | Technical | MW | Before Competition Groups | 218.4543 | 0 | 0 | 3303.9038 | 0.06612 | 4 | Residential_2040_Technical_MW_Before Competition Groups_4 | Ductless Mini-Split Air Conditioner | 6.612% | 0 | 218.4543 | Residential_2040_Technical_MW_Before Competition Groups_Ductless Mini-Split Air Conditioner
Residential | Res ¦ Smart Burners | 2040 | Economic | MW | Before Competition Groups | 123.7943 | 0 | 0 | 1898.8645 | 0.065194 | 4 | Residential_2040_Economic_MW_Before Competition Groups_4 | Smart Burners | 6.519% | 0 | 123.7943 | Residential_2040_Economic_MW_Before Competition Groups_Smart Burners
Residential | Res ¦ Adaptive Thermostat | 2040 | Technical | MW | Before Competition Groups | 211.2943 | 0 | 0 | 3303.9038 | 0.063953 | 5 | Residential_2040_Technical_MW_Before Competition Groups_5 | Adaptive Thermostat | 6.395% | 0 | 211.2943 | Residential_2040_Technical_MW_Before Competition Groups_Adaptive Thermostat
Residential | Res ¦ Variable Speed Pool Pump Motor | 2040 | Achievable | MW | Before Competition Groups | 65.3132 | 0 | 0 | 1068.7423 | 0.061112 | 5 | Residential_2040_Achievable_MW_Before Competition Groups_5 | Variable Speed Pool Pump Motor | 6.111% | 0 | 65.3132 | Residential_2040_Achievable_MW_Before Competition Groups_Variable Speed Pool Pump Motor
Residential | Res ¦ Energy Star Clothes Washer | 2040 | Economic | MW | Before Competition Groups | 103.6479 | 0 | 0 | 1898.8645 | 0.054584 | 5 | Residential_2040_Economic_MW_Before Competition Groups_5 | Energy Star Clothes Washer | 5.458% | 0 | 103.6479 | Residential_2040_Economic_MW_Before Competition Groups_Energy Star Clothes Washer
Residential | Res ¦ Smart Burners | 2040 | Achievable | MW | Before Competition Groups | 56.9478 | 0 | 0 | 1068.7423 | 0.053285 | 6 | Residential_2040_Achievable_MW_Before Competition Groups_6 | Smart Burners | 5.328% | 0 | 56.9478 | Residential_2040_Achievable_MW_Before Competition Groups_Smart Burners
Residential | Res ¦ Energy Star A Line, PAR, MR Lamps | 2040 | Economic | MW | Before Competition Groups | 99.0912 | 0 | 0 | 1898.8645 | 0.052184 | 6 | Residential_2040_Economic_MW_Before Competition Groups_6 | Energy Star A Line, PAR, MR Lamps | 5.218% | 0 | 99.0912 | Residential_2040_Economic_MW_Before Competition Groups_Energy Star A Line, PAR, MR Lamps
Residential | Res ¦ Energy Star Air Source Heat Pump | 2040 | Achievable | MW | Before Competition Groups | 51.2528 | 0 | 0 | 1068.7423 | 0.047956 | 7 | Residential_2040_Achievable_MW_Before Competition Groups_7 | Energy Star Air Source Heat Pump | 4.796% | 0 | 51.2528 | Residential_2040_Achievable_MW_Before Competition Groups_Energy Star Air Source Heat Pump
Residential | Res ¦ Smart Burners | 2040 | Technical | MW | Before Competition Groups | 157.8087 | 0 | 0 | 3303.9038 | 0.047764 | 6 | Residential_2040_Technical_MW_Before Competition Groups_6 | Smart Burners | 4.776% | 0 | 157.8087 | Residential_2040_Technical_MW_Before Competition Groups_Smart Burners
Residential | Res ¦ Energy Star LED Bulbs General Purpose LEDs | 2040 | Economic | MW | Before Competition Groups | 90.0278 | 0 | 0 | 1898.8645 | 0.047411 | 7 | Residential_2040_Economic_MW_Before Competition Groups_7 | Energy Star LED Bulbs General Purpose LEDs | 4.741% | 0 | 90.0278 | Residential_2040_Economic_MW_Before Competition Groups_Energy Star LED Bulbs General Purpose LEDs
Residential | Res ¦ Energy Star Room Air Conditioner | 2040 | Economic | MW | Before Competition Groups | 83.4842 | 0 | 0 | 1898.8645 | 0.043965 | 8 | Residential_2040_Economic_MW_Before Competition Groups_8 | Energy Star Room Air Conditioner | 4.397% | 0 | 83.4842 | Residential_2040_Economic_MW_Before Competition Groups_Energy Star Room Air Conditioner
Residential | Res ¦ Building Recommissioning, Operations and Maintenance (O&M) Improvements | 2040 | Economic | MW | Before Competition Groups | 80.0492 | 0 | 0 | 1898.8645 | 0.042156 | 9 | Residential_2040_Economic_MW_Before Competition Groups_9 | Building Recommissioning, Operations and Maintenance (O&M) Improvements | 4.216% | 0 | 80.0492 | Residential_2040_Economic_MW_Before Competition Groups_Building Recommissioning, Operations and Maintenance (O&M) Improvements
Residential | Res ¦ Energy Star LED Specialty Bulbs | 2040 | Economic | MW | Before Competition Groups | 79.7521 | 0 | 0 | 1898.8645 | 0.042 | 10 | Residential_2040_Economic_MW_Before Competition Groups_10 | Energy Star LED Specialty Bulbs | 4.2% | 0 | 79.7521 | Residential_2040_Economic_MW_Before Competition Groups_Energy Star LED Specialty Bulbs
Residential | Res ¦ Energy Star Air Source Heat Pump | 2040 | Technical | MW | Before Competition Groups | 129.8165 | 0 | 0 | 3303.9038 | 0.039292 | 7 | Residential_2040_Technical_MW_Before Competition Groups_7 | Energy Star Air Source Heat Pump | 3.929% | 0 | 129.8165 | Residential_2040_Technical_MW_Before Competition Groups_Energy Star Air Source Heat Pump
Residential | Res ¦ Energy Star Refrigerator | 2040 | Technical | MW | Before Competition Groups | 128.663 | 0 | 0 | 3303.9038 | 0.038943 | 8 | Residential_2040_Technical_MW_Before Competition Groups_8 | Energy Star Refrigerator | 3.894% | 0 | 128.663 | Residential_2040_Technical_MW_Before Competition Groups_Energy Star Refrigerator
Residential | Res ¦ Energy Star Room Air Conditioner | 2040 | Achievable | MW | Before Competition Groups | 40.3948 | 0 | 0 | 1068.7423 | 0.037797 | 8 | Residential_2040_Achievable_MW_Before Competition Groups_8 | Energy Star Room Air Conditioner | 3.78% | 0 | 40.3948 | Residential_2040_Achievable_MW_Before Competition Groups_Energy Star Room Air Conditioner
Residential | Res ¦ Basement Wall Insulation | 2040 | Economic | MW | Before Competition Groups | 71.1543 | 0 | 0 | 1898.8645 | 0.037472 | 11 | Residential_2040_Economic_MW_Before Competition Groups_11 | Basement Wall Insulation | 3.747% | 0 | 71.1543 | Residential_2040_Economic_MW_Before Competition Groups_Basement Wall Insulation
Residential | Res ¦ Smart Power Bar | 2040 | Achievable | MW | Before Competition Groups | 38.8069 | 0 | 0 | 1068.7423 | 0.036311 | 9 | Residential_2040_Achievable_MW_Before Competition Groups_9 | Smart Power Bar | 3.631% | 0 | 38.8069 | Residential_2040_Achievable_MW_Before Competition Groups_Smart Power Bar
Residential | Res ¦ Heat Pump Clothes Dryer | 2040 | Technical | MW | Before Competition Groups | 112.8801 | 0 | 0 | 3303.9038 | 0.034166 | 9 | Residential_2040_Technical_MW_Before Competition Groups_9 | Heat Pump Clothes Dryer | 3.417% | 0 | 112.8801 | Residential_2040_Technical_MW_Before Competition Groups_Heat Pump Clothes Dryer
Residential | Res ¦ Energy Star Clothes Washer | 2040 | Technical | MW | Before Competition Groups | 103.6479 | 0 | 0 | 3303.9038 | 0.031371 | 10 | Residential_2040_Technical_MW_Before Competition Groups_10 | Energy Star Clothes Washer | 3.137% | 0 | 103.6479 | Residential_2040_Technical_MW_Before Competition Groups_Energy Star Clothes Washer
Residential | Res ¦ Basement or Crawlspace Insulation | 2040 | Economic | MW | Before Competition Groups | 59.2094 | 0 | 0 | 1898.8645 | 0.031181 | 12 | Residential_2040_Economic_MW_Before Competition Groups_12 | Basement or Crawlspace Insulation | 3.118% | 0 | 59.2094 | Residential_2040_Economic_MW_Before Competition Groups_Basement or Crawlspace Insulation
Residential | Res ¦ Smart Power Bar | 2040 | Economic | MW | Before Competition Groups | 58.1938 | 0 | 0 | 1898.8645 | 0.030647 | 13 | Residential_2040_Economic_MW_Before Competition Groups_13 | Smart Power Bar | 3.065% | 0 | 58.1938 | Residential_2040_Economic_MW_Before Competition Groups_Smart Power Bar
Residential | Res ¦ Basement Wall Insulation | 2040 | Achievable | MW | Before Competition Groups | 32.4753 | 0 | 0 | 1068.7423 | 0.030386 | 10 | Residential_2040_Achievable_MW_Before Competition Groups_10 | Basement Wall Insulation | 3.039% | 0 | 32.4753 | Residential_2040_Achievable_MW_Before Competition Groups_Basement Wall Insulation
Residential | Res ¦ Energy Star A Line, PAR, MR Lamps | 2040 | Technical | MW | Before Competition Groups | 99.0912 | 0 | 0 | 3303.9038 | 0.029992 | 11 | Residential_2040_Technical_MW_Before Competition Groups_11 | Energy Star A Line, PAR, MR Lamps | 2.999% | 0 | 99.0912 | Residential_2040_Technical_MW_Before Competition Groups_Energy Star A Line, PAR, MR Lamps
Residential | Res ¦ Variable Speed Pool Pump Motor | 2040 | Economic | MW | Before Competition Groups | 56.4262 | 0 | 0 | 1898.8645 | 0.029716 | 14 | Residential_2040_Economic_MW_Before Competition Groups_14 | Variable Speed Pool Pump Motor | 2.972% | 0 | 56.4262 | Residential_2040_Economic_MW_Before Competition Groups_Variable Speed Pool Pump Motor
Residential | Res ¦ Induction Cooking Stove Top | 2040 | Technical | MW | Before Competition Groups | 97.2102 | 0 | 0 | 3303.9038 | 0.029423 | 12 | Residential_2040_Technical_MW_Before Competition Groups_12 | Induction Cooking Stove Top | 2.942% | 0 | 97.2102 | Residential_2040_Technical_MW_Before Competition Groups_Induction Cooking Stove Top
Residential | Res ¦ Attic Insulation | 2040 | Economic | MW | Before Competition Groups | 54.9225 | 0 | 0 | 1898.8645 | 0.028924 | 15 | Residential_2040_Economic_MW_Before Competition Groups_15 | Attic Insulation | 2.892% | 0 | 54.9225 | Residential_2040_Economic_MW_Before Competition Groups_Attic Insulation
Residential | Res ¦ Energy Star LED Bulbs General Purpose LEDs | 2040 | Technical | MW | Before Competition Groups | 90.0278 | 0 | 0 | 3303.9038 | 0.027249 | 13 | Residential_2040_Technical_MW_Before Competition Groups_13 | Energy Star LED Bulbs General Purpose LEDs | 2.725% | 0 | 90.0278 | Residential_2040_Technical_MW_Before Competition Groups_Energy Star LED Bulbs General Purpose LEDs
Residential | Res ¦ Energy Star Room Air Conditioner | 2040 | Technical | MW | Before Competition Groups | 84.3556 | 0 | 0 | 3303.9038 | 0.025532 | 14 | Residential_2040_Technical_MW_Before Competition Groups_14 | Energy Star Room Air Conditioner | 2.553% | 0 | 84.3556 | Residential_2040_Technical_MW_Before Competition Groups_Energy Star Room Air Conditioner
Residential | Res ¦ Energy Star LED Bulbs General Purpose LEDs | 2040 | Achievable | MW | Before Competition Groups | 26.4657 | 0 | 0 | 1068.7423 | 0.024763 | 11 | Residential_2040_Achievable_MW_Before Competition Groups_11 | Energy Star LED Bulbs General Purpose LEDs | 2.476% | 0 | 26.4657 | Residential_2040_Achievable_MW_Before Competition Groups_Energy Star LED Bulbs General Purpose LEDs
Residential | Res ¦ Building Recommissioning, Operations and Maintenance (O&M) Improvements | 2040 | Technical | MW | Before Competition Groups | 80.0492 | 0 | 0 | 3303.9038 | 0.024229 | 15 | Residential_2040_Technical_MW_Before Competition Groups_15 | Building Recommissioning, Operations and Maintenance (O&M) Improvements | 2.423% | 0 | 80.0492 | Residential_2040_Technical_MW_Before Competition Groups_Building Recommissioning, Operations and Maintenance (O&M) Improvements
Residential | Res ¦ Energy Star LED Specialty Bulbs | 2040 | Technical | MW | Before Competition Groups | 79.7521 | 0 | 0 | 3303.9038 | 0.024139 | 16 | Residential_2040_Technical_MW_Before Competition Groups_16 | Energy Star LED Specialty Bulbs | 2.414% | 0 | 79.7521 | Residential_2040_Technical_MW_Before Competition Groups_Energy Star LED Specialty Bulbs
Residential | Res ¦ Attic Insulation | 2040 | Achievable | MW | Before Competition Groups | 25.0621 | 0 | 0 | 1068.7423 | 0.02345 | 12 | Residential_2040_Achievable_MW_Before Competition Groups_12 | Attic Insulation | 2.345% | 0 | 25.0621 | Residential_2040_Achievable_MW_Before Competition Groups_Attic Insulation
Residential | Res ¦ Wall Insulation | 2040 | Economic | MW | Before Competition Groups | 43.0422 | 0 | 0 | 1898.8645 | 0.022667 | 16 | Residential_2040_Economic_MW_Before Competition Groups_16 | Wall Insulation | 2.267% | 0 | 43.0422 | Residential_2040_Economic_MW_Before Competition Groups_Wall Insulation
Residential | Res ¦ Energy Star LED Specialty Bulbs | 2040 | Achievable | MW | Before Competition Groups | 23.7334 | 0 | 0 | 1068.7423 | 0.022207 | 13 | Residential_2040_Achievable_MW_Before Competition Groups_13 | Energy Star LED Specialty Bulbs | 2.221% | 0 | 23.7334 | Residential_2040_Achievable_MW_Before Competition Groups_Energy Star LED Specialty Bulbs
Residential | Res ¦ Basement Wall Insulation | 2040 | Technical | MW | Before Competition Groups | 71.1543 | 0 | 0 | 3303.9038 | 0.021536 | 17 | Residential_2040_Technical_MW_Before Competition Groups_17 | Basement Wall Insulation | 2.154% | 0 | 71.1543 | Residential_2040_Technical_MW_Before Competition Groups_Basement Wall Insulation
Residential | Res ¦ Energy Star Clothes Dryer | 2040 | Technical | MW | Before Competition Groups | 64.4736 | 0 | 0 | 3303.9038 | 0.019514 | 18 | Residential_2040_Technical_MW_Before Competition Groups_18 | Energy Star Clothes Dryer | 1.951% | 0 | 64.4736 | Residential_2040_Technical_MW_Before Competition Groups_Energy Star Clothes Dryer
Residential | Res ¦ Networked/ Connected - Indoor LED Lamp | 2040 | Technical | MW | Before Competition Groups | 60.0874 | 0 | 0 | 3303.9038 | 0.018187 | 19 | Residential_2040_Technical_MW_Before Competition Groups_19 | Networked/ Connected - Indoor LED Lamp | 1.819% | 0 | 60.0874 | Residential_2040_Technical_MW_Before Competition Groups_Networked/ Connected - Indoor LED Lamp
Residential | Res ¦ Energy Star A Line, PAR, MR Lamps | 2040 | Achievable | MW | Before Competition Groups | 19.3749 | 0 | 0 | 1068.7423 | 0.018129 | 14 | Residential_2040_Achievable_MW_Before Competition Groups_14 | Energy Star A Line, PAR, MR Lamps | 1.813% | 0 | 19.3749 | Residential_2040_Achievable_MW_Before Competition Groups_Energy Star A Line, PAR, MR Lamps
Residential | Res ¦ Energy Star Clothes Dryer | 2040 | Achievable | MW | Before Competition Groups | 19.2919 | 0 | 0 | 1068.7423 | 0.018051 | 15 | Residential_2040_Achievable_MW_Before Competition Groups_15 | Energy Star Clothes Dryer | 1.805% | 0 | 19.2919 | Residential_2040_Achievable_MW_Before Competition Groups_Energy Star Clothes Dryer
Residential | Res ¦ Basement or Crawlspace Insulation | 2040 | Technical | MW | Before Competition Groups | 59.2094 | 0 | 0 | 3303.9038 | 0.017921 | 20 | Residential_2040_Technical_MW_Before Competition Groups_20 | Basement or Crawlspace Insulation | 1.792% | 0 | 59.2094 | Residential_2040_Technical_MW_Before Competition Groups_Basement or Crawlspace Insulation
Residential | Res ¦ Smart Power Bar | 2040 | Technical | MW | Before Competition Groups | 58.1938 | 0 | 0 | 3303.9038 | 0.017614 | 21 | Residential_2040_Technical_MW_Before Competition Groups_21 | Smart Power Bar | 1.761% | 0 | 58.1938 | Residential_2040_Technical_MW_Before Competition Groups_Smart Power Bar
Residential | Res ¦ Energy Star Clothes Dryer | 2040 | Economic | MW | Before Competition Groups | 32.8603 | 0 | 0 | 1898.8645 | 0.017305 | 17 | Residential_2040_Economic_MW_Before Competition Groups_17 | Energy Star Clothes Dryer | 1.731% | 0 | 32.8603 | Residential_2040_Economic_MW_Before Competition Groups_Energy Star Clothes Dryer
Residential | Res ¦ Variable Speed Pool Pump Motor | 2040 | Technical | MW | Before Competition Groups | 56.4262 | 0 | 0 | 3303.9038 | 0.017079 | 22 | Residential_2040_Technical_MW_Before Competition Groups_22 | Variable Speed Pool Pump Motor | 1.708% | 0 | 56.4262 | Residential_2040_Technical_MW_Before Competition Groups_Variable Speed Pool Pump Motor
Residential | Res ¦ Attic Insulation | 2040 | Technical | MW | Before Competition Groups | 54.9225 | 0 | 0 | 3303.9038 | 0.016624 | 23 | Residential_2040_Technical_MW_Before Competition Groups_23 | Attic Insulation | 1.662% | 0 | 54.9225 | Residential_2040_Technical_MW_Before Competition Groups_Attic Insulation
Residential | Res ¦ Energy Star Torchiere | 2040 | Achievable | MW | Before Competition Groups | 16.4557 | 0 | 0 | 1068.7423 | 0.015397 | 16 | Residential_2040_Achievable_MW_Before Competition Groups_16 | Energy Star Torchiere | 1.54% | 0 | 16.4557 | Residential_2040_Achievable_MW_Before Competition Groups_Energy Star Torchiere
Residential | Res ¦ Lighting Motion Sensors, Timers, Dimmers | 2040 | Technical | MW | Before Competition Groups | 50.192 | 0 | 0 | 3303.9038 | 0.015192 | 24 | Residential_2040_Technical_MW_Before Competition Groups_24 | Lighting Motion Sensors, Timers, Dimmers | 1.519% | 0 | 50.192 | Residential_2040_Technical_MW_Before Competition Groups_Lighting Motion Sensors, Timers, Dimmers
Residential | Res ¦ Wall Insulation | 2040 | Technical | MW | Before Competition Groups | 43.0422 | 0 | 0 | 3303.9038 | 0.013028 | 25 | Residential_2040_Technical_MW_Before Competition Groups_25 | Wall Insulation | 1.303% | 0 | 43.0422 | Residential_2040_Technical_MW_Before Competition Groups_Wall Insulation
Residential | Res ¦ Occupancy Sensors MF | 2040 | Achievable | MW | Before Competition Groups | 13.7512 | 0 | 0 | 1068.7423 | 0.012867 | 17 | Residential_2040_Achievable_MW_Before Competition Groups_17 | Occupancy Sensors MF | 1.287% | 0 | 13.7512 | Residential_2040_Achievable_MW_Before Competition Groups_Occupancy Sensors MF
Residential | Res ¦ Advanced BAS/Controllers | 2040 | Achievable | MW | Before Competition Groups | 13.5348 | 0 | 0 | 1068.7423 | 0.012664 | 18 | Residential_2040_Achievable_MW_Before Competition Groups_18 | Advanced BAS/Controllers | 1.266% | 0 | 13.5348 | Residential_2040_Achievable_MW_Before Competition Groups_Advanced BAS/Controllers
Residential | Res ¦ Energy Star Light Fixture | 2040 | Achievable | MW | Before Competition Groups | 12.5907 | 0 | 0 | 1068.7423 | 0.011781 | 19 | Residential_2040_Achievable_MW_Before Competition Groups_19 | Energy Star Light Fixture | 1.178% | 0 | 12.5907 | Residential_2040_Achievable_MW_Before Competition Groups_Energy Star Light Fixture
Residential | Res ¦ High Efficiency Chiller (avg of water and air cooled) | 2040 | Achievable | MW | Before Competition Groups | 12.3706 | 0 | 0 | 1068.7423 | 0.011575 | 20 | Residential_2040_Achievable_MW_Before Competition Groups_20 | High Efficiency Chiller (avg of water and air cooled) | 1.157% | 0 | 12.3706 | Residential_2040_Achievable_MW_Before Competition Groups_High Efficiency Chiller (avg of water and air cooled)
Residential | Res ¦ Clothes Drying Racks | 2040 | Achievable | MW | Before Competition Groups | 12.3039 | 0 | 0 | 1068.7423 | 0.011513 | 21 | Residential_2040_Achievable_MW_Before Competition Groups_21 | Clothes Drying Racks | 1.151% | 0 | 12.3039 | Residential_2040_Achievable_MW_Before Competition Groups_Clothes Drying Racks
Residential | Res ¦ Variable Refrigerant Flow Heat Pump | 2040 | Technical | MW | Before Competition Groups | 36.394 | 0 | 0 | 3303.9038 | 0.011015 | 26 | Residential_2040_Technical_MW_Before Competition Groups_26 | Variable Refrigerant Flow Heat Pump | 1.102% | 0 | 36.394 | Residential_2040_Technical_MW_Before Competition Groups_Variable Refrigerant Flow Heat Pump
Residential | Res ¦ Ceiling Insulation | 2040 | Economic | MW | Before Competition Groups | 20.8459 | 0 | 0 | 1898.8645 | 0.010978 | 18 | Residential_2040_Economic_MW_Before Competition Groups_18 | Ceiling Insulation | 1.098% | 0 | 20.8459 | Residential_2040_Economic_MW_Before Competition Groups_Ceiling Insulation
Residential | Res ¦ Energy Star Torchiere | 2040 | Economic | MW | Before Competition Groups | 20.6905 | 0 | 0 | 1898.8645 | 0.010896 | 19 | Residential_2040_Economic_MW_Before Competition Groups_19 | Energy Star Torchiere | 1.09% | 0 | 20.6905 | Residential_2040_Economic_MW_Before Competition Groups_Energy Star Torchiere
Residential | Res ¦ Air Source Heat Pump | 2040 | Technical | MW | Before Competition Groups | 33.5377 | 0 | 0 | 3303.9038 | 0.010151 | 27 | Residential_2040_Technical_MW_Before Competition Groups_27 | Air Source Heat Pump | 1.015% | 0 | 33.5377 | Residential_2040_Technical_MW_Before Competition Groups_Air Source Heat Pump
Residential | Res ¦ Variable Refrigerant Flow Heat Pump | 2040 | Achievable | MW | Before Competition Groups | 10.431 | 0 | 0 | 1068.7423 | 0.0097601 | 22 | Residential_2040_Achievable_MW_Before Competition Groups_22 | Variable Refrigerant Flow Heat Pump | 0.976% | 0 | 10.431 | Residential_2040_Achievable_MW_Before Competition Groups_Variable Refrigerant Flow Heat Pump
Residential | Res ¦ Refrigerator Recycling | 2040 | Achievable | MW | Before Competition Groups | 10.4285 | 0 | 0 | 1068.7423 | 0.0097577 | 23 | Residential_2040_Achievable_MW_Before Competition Groups_23 | Refrigerator Recycling | 0.9758% | 0 | 10.4285 | Residential_2040_Achievable_MW_Before Competition Groups_Refrigerator Recycling
Residential | Res ¦ Home Energy Reports | 2040 | Technical | MW | Before Competition Groups | 30.1282 | 0 | 0 | 3303.9038 | 0.009119 | 28 | Residential_2040_Technical_MW_Before Competition Groups_28 | Home Energy Reports | 0.9119% | 0 | 30.1282 | Residential_2040_Technical_MW_Before Competition Groups_Home Energy Reports
Residential | Res ¦ Freezer Recycling | 2040 | Achievable | MW | Before Competition Groups | 9.71 | 0 | 0 | 1068.7423 | 0.0090854 | 24 | Residential_2040_Achievable_MW_Before Competition Groups_24 | Freezer Recycling | 0.9085% | 0 | 9.71 | Residential_2040_Achievable_MW_Before Competition Groups_Freezer Recycling
Residential | Res ¦ Energy Star Light Fixture | 2040 | Economic | MW | Before Competition Groups | 17.0322 | 0 | 0 | 1898.8645 | 0.0089697 | 20 | Residential_2040_Economic_MW_Before Competition Groups_20 | Energy Star Light Fixture | 0.897% | 0 | 17.0322 | Residential_2040_Economic_MW_Before Competition Groups_Energy Star Light Fixture
Residential | Res ¦ Air Sealing | 2040 | Economic | MW | Before Competition Groups | 15.1691 | 0 | 0 | 1898.8645 | 0.0079885 | 21 | Residential_2040_Economic_MW_Before Competition Groups_21 | Air Sealing | 0.7989% | 0 | 15.1691 | Residential_2040_Economic_MW_Before Competition Groups_Air Sealing
Residential | Res ¦ Duct Insulation | 2040 | Economic | MW | Before Competition Groups | 15.0109 | 0 | 0 | 1898.8645 | 0.0079052 | 22 | Residential_2040_Economic_MW_Before Competition Groups_22 | Duct Insulation | 0.7905% | 0 | 15.0109 | Residential_2040_Economic_MW_Before Competition Groups_Duct Insulation
Residential | Res ¦ Floor Insulation | 2040 | Economic | MW | Before Competition Groups | 14.4202 | 0 | 0 | 1898.8645 | 0.0075941 | 23 | Residential_2040_Economic_MW_Before Competition Groups_23 | Floor Insulation | 0.7594% | 0 | 14.4202 | Residential_2040_Economic_MW_Before Competition Groups_Floor Insulation
Residential | Res ¦ Energy Star Light Fixture | 2040 | Technical | MW | Before Competition Groups | 24.6249 | 0 | 0 | 3303.9038 | 0.0074533 | 29 | Residential_2040_Technical_MW_Before Competition Groups_29 | Energy Star Light Fixture | 0.7453% | 0 | 24.6249 | Residential_2040_Technical_MW_Before Competition Groups_Energy Star Light Fixture
Residential | Res ¦ Duct Insulation | 2040 | Achievable | MW | Before Competition Groups | 7.6946 | 0 | 0 | 1068.7423 | 0.0071996 | 25 | Residential_2040_Achievable_MW_Before Competition Groups_25 | Duct Insulation | 0.72% | 0 | 7.6946 | Residential_2040_Achievable_MW_Before Competition Groups_Duct Insulation
Residential | Res ¦ High Efficiency Chiller (avg of water and air cooled) | 2040 | Economic | MW | Before Competition Groups | 13.6252 | 0 | 0 | 1898.8645 | 0.0071755 | 24 | Residential_2040_Economic_MW_Before Competition Groups_24 | High Efficiency Chiller (avg of water and air cooled) | 0.7175% | 0 | 13.6252 | Residential_2040_Economic_MW_Before Competition Groups_High Efficiency Chiller (avg of water and air cooled)
Residential | Res ¦ Home Energy Reports | 2040 | Achievable | MW | Before Competition Groups | 7.6171 | 0 | 0 | 1068.7423 | 0.0071271 | 26 | Residential_2040_Achievable_MW_Before Competition Groups_26 | Home Energy Reports | 0.7127% | 0 | 7.6171 | Residential_2040_Achievable_MW_Before Competition Groups_Home Energy Reports
Residential | Res ¦ Energy Star Freezer | 2040 | Achievable | MW | Before Competition Groups | 7.5671 | 0 | 0 | 1068.7423 | 0.0070804 | 27 | Residential_2040_Achievable_MW_Before Competition Groups_27 | Energy Star Freezer | 0.708% | 0 | 7.5671 | Residential_2040_Achievable_MW_Before Competition Groups_Energy Star Freezer
Residential | Res ¦ Home Energy Reports | 2040 | Economic | MW | Before Competition Groups | 12.3408 | 0 | 0 | 1898.8645 | 0.0064991 | 25 | Residential_2040_Economic_MW_Before Competition Groups_25 | Home Energy Reports | 0.6499% | 0 | 12.3408 | Residential_2040_Economic_MW_Before Competition Groups_Home Energy Reports
Residential | Res ¦ Ceiling Insulation | 2040 | Technical | MW | Before Competition Groups | 21.4398 | 0 | 0 | 3303.9038 | 0.0064892 | 30 | Residential_2040_Technical_MW_Before Competition Groups_30 | Ceiling Insulation | 0.6489% | 0 | 21.4398 | Residential_2040_Technical_MW_Before Competition Groups_Ceiling Insulation
Residential | Res ¦ Air Sealing | 2040 | Achievable | MW | Before Competition Groups | 6.9228 | 0 | 0 | 1068.7423 | 0.0064775 | 28 | Residential_2040_Achievable_MW_Before Competition Groups_28 | Air Sealing | 0.6478% | 0 | 6.9228 | Residential_2040_Achievable_MW_Before Competition Groups_Air Sealing
Residential | Res ¦ Occupancy Sensors MF | 2040 | Economic | MW | Before Competition Groups | 12.142 | 0 | 0 | 1898.8645 | 0.0063943 | 26 | Residential_2040_Economic_MW_Before Competition Groups_26 | Occupancy Sensors MF | 0.6394% | 0 | 12.142 | Residential_2040_Economic_MW_Before Competition Groups_Occupancy Sensors MF
Residential | Res ¦ Wall Insulation | 2040 | Achievable | MW | Before Competition Groups | 6.719 | 0 | 0 | 1068.7423 | 0.0062868 | 29 | Residential_2040_Achievable_MW_Before Competition Groups_29 | Wall Insulation | 0.6287% | 0 | 6.719 | Residential_2040_Achievable_MW_Before Competition Groups_Wall Insulation
Residential | Res ¦ Energy Star Torchiere | 2040 | Technical | MW | Before Competition Groups | 20.6905 | 0 | 0 | 3303.9038 | 0.0062624 | 31 | Residential_2040_Technical_MW_Before Competition Groups_31 | Energy Star Torchiere | 0.6262% | 0 | 20.6905 | Residential_2040_Technical_MW_Before Competition Groups_Energy Star Torchiere
Residential | Res ¦ Air Source Heat Pump | 2040 | Economic | MW | Before Competition Groups | 11.7499 | 0 | 0 | 1898.8645 | 0.0061879 | 27 | Residential_2040_Economic_MW_Before Competition Groups_27 | Air Source Heat Pump | 0.6188% | 0 | 11.7499 | Residential_2040_Economic_MW_Before Competition Groups_Air Source Heat Pump
Residential | Res ¦ Advanced BAS/Controllers | 2040 | Economic | MW | Before Competition Groups | 11.6933 | 0 | 0 | 1898.8645 | 0.006158 | 28 | Residential_2040_Economic_MW_Before Competition Groups_28 | Advanced BAS/Controllers | 0.6158% | 0 | 11.6933 | Residential_2040_Economic_MW_Before Competition Groups_Advanced BAS/Controllers
Residential | Res ¦ Floor Insulation | 2040 | Achievable | MW | Before Competition Groups | 6.5774 | 0 | 0 | 1068.7423 | 0.0061544 | 30 | Residential_2040_Achievable_MW_Before Competition Groups_30 | Floor Insulation | 0.6154% | 0 | 6.5774 | Residential_2040_Achievable_MW_Before Competition Groups_Floor Insulation
Residential | Res ¦ Clothes Drying Racks | 2040 | Economic | MW | Before Competition Groups | 10.6305 | 0 | 0 | 1898.8645 | 0.0055983 | 29 | Residential_2040_Economic_MW_Before Competition Groups_29 | Clothes Drying Racks | 0.5598% | 0 | 10.6305 | Residential_2040_Economic_MW_Before Competition Groups_Clothes Drying Racks
Residential | Res ¦ Duct Insulation | 2040 | Technical | MW | Before Competition Groups | 17.8766 | 0 | 0 | 3303.9038 | 0.0054107 | 32 | Residential_2040_Technical_MW_Before Competition Groups_32 | Duct Insulation | 0.5411% | 0 | 17.8766 | Residential_2040_Technical_MW_Before Competition Groups_Duct Insulation
Residential | Res ¦ Refrigerator Recycling | 2040 | Economic | MW | Before Competition Groups | 9.0096 | 0 | 0 | 1898.8645 | 0.0047447 | 30 | Residential_2040_Economic_MW_Before Competition Groups_30 | Refrigerator Recycling | 0.4745% | 0 | 9.0096 | Residential_2040_Economic_MW_Before Competition Groups_Refrigerator Recycling
Residential | Res ¦ Energy Star Dehumidifier | 2040 | Achievable | MW | Before Competition Groups | 4.9216 | 0 | 0 | 1068.7423 | 0.004605 | 31 | Residential_2040_Achievable_MW_Before Competition Groups_31 | Energy Star Dehumidifier | 0.4605% | 0 | 4.9216 | Residential_2040_Achievable_MW_Before Competition Groups_Energy Star Dehumidifier
Residential | Res ¦ Air Sealing | 2040 | Technical | MW | Before Competition Groups | 15.1691 | 0 | 0 | 3303.9038 | 0.0045913 | 33 | Residential_2040_Technical_MW_Before Competition Groups_33 | Air Sealing | 0.4591% | 0 | 15.1691 | Residential_2040_Technical_MW_Before Competition Groups_Air Sealing
Residential | Res ¦ Basement or Crawlspace Insulation | 2040 | Achievable | MW | Before Competition Groups | 4.8909 | 0 | 0 | 1068.7423 | 0.0045763 | 32 | Residential_2040_Achievable_MW_Before Competition Groups_32 | Basement or Crawlspace Insulation | 0.4576% | 0 | 4.8909 | Residential_2040_Achievable_MW_Before Competition Groups_Basement or Crawlspace Insulation
Residential | Res ¦ Central Air Conditioner Maintenance | 2040 | Technical | MW | Before Competition Groups | 14.6466 | 0 | 0 | 3303.9038 | 0.0044331 | 34 | Residential_2040_Technical_MW_Before Competition Groups_34 | Central Air Conditioner Maintenance | 0.4433% | 0 | 14.6466 | Residential_2040_Technical_MW_Before Competition Groups_Central Air Conditioner Maintenance
Residential | Res ¦ Freezer Recycling | 2040 | Economic | MW | Before Competition Groups | 8.3924 | 0 | 0 | 1898.8645 | 0.0044197 | 31 | Residential_2040_Economic_MW_Before Competition Groups_31 | Freezer Recycling | 0.442% | 0 | 8.3924 | Residential_2040_Economic_MW_Before Competition Groups_Freezer Recycling
Residential | Res ¦ Floor Insulation | 2040 | Technical | MW | Before Competition Groups | 14.4202 | 0 | 0 | 3303.9038 | 0.0043646 | 35 | Residential_2040_Technical_MW_Before Competition Groups_35 | Floor Insulation | 0.4365% | 0 | 14.4202 | Residential_2040_Technical_MW_Before Competition Groups_Floor Insulation
Residential | Res ¦ Variable Refrigerant Flow Heat Pump | 2040 | Economic | MW | Before Competition Groups | 8.2387 | 0 | 0 | 1898.8645 | 0.0043388 | 32 | Residential_2040_Economic_MW_Before Competition Groups_32 | Variable Refrigerant Flow Heat Pump | 0.4339% | 0 | 8.2387 | Residential_2040_Economic_MW_Before Competition Groups_Variable Refrigerant Flow Heat Pump
Residential | Res ¦ Furnace with ECM | 2040 | Achievable | MW | Before Competition Groups | 4.5138 | 0 | 0 | 1068.7423 | 0.0042235 | 33 | Residential_2040_Achievable_MW_Before Competition Groups_33 | Furnace with ECM | 0.4223% | 0 | 4.5138 | Residential_2040_Achievable_MW_Before Competition Groups_Furnace with ECM
Residential | Res ¦ Energy Star Dehumidifier | 2040 | Economic | MW | Before Competition Groups | 7.8615 | 0 | 0 | 1898.8645 | 0.0041401 | 33 | Residential_2040_Economic_MW_Before Competition Groups_33 | Energy Star Dehumidifier | 0.414% | 0 | 7.8615 | Residential_2040_Economic_MW_Before Competition Groups_Energy Star Dehumidifier
Residential | Res ¦ High Efficiency Chiller (avg of water and air cooled) | 2040 | Technical | MW | Before Competition Groups | 13.6252 | 0 | 0 | 3303.9038 | 0.004124 | 36 | Residential_2040_Technical_MW_Before Competition Groups_36 | High Efficiency Chiller (avg of water and air cooled) | 0.4124% | 0 | 13.6252 | Residential_2040_Technical_MW_Before Competition Groups_High Efficiency Chiller (avg of water and air cooled)
Residential | Res ¦ Duct Insulation MF | 2040 | Economic | MW | Before Competition Groups | 7.8226 | 0 | 0 | 1898.8645 | 0.0041196 | 34 | Residential_2040_Economic_MW_Before Competition Groups_34 | Duct Insulation MF | 0.412% | 0 | 7.8226 | Residential_2040_Economic_MW_Before Competition Groups_Duct Insulation MF
Residential | Res ¦ Dehumidifier Recycling | 2040 | Technical | MW | Before Competition Groups | 13.3724 | 0 | 0 | 3303.9038 | 0.0040475 | 37 | Residential_2040_Technical_MW_Before Competition Groups_37 | Dehumidifier Recycling | 0.4047% | 0 | 13.3724 | Residential_2040_Technical_MW_Before Competition Groups_Dehumidifier Recycling
Residential | Res ¦ Outside Air Economizer | 2040 | Achievable | MW | Before Competition Groups | 4.0517 | 0 | 0 | 1068.7423 | 0.0037911 | 34 | Residential_2040_Achievable_MW_Before Competition Groups_34 | Outside Air Economizer | 0.3791% | 0 | 4.0517 | Residential_2040_Achievable_MW_Before Competition Groups_Outside Air Economizer
Residential | Res ¦ Energy Star Freezer | 2040 | Technical | MW | Before Competition Groups | 12.3547 | 0 | 0 | 3303.9038 | 0.0037394 | 38 | Residential_2040_Technical_MW_Before Competition Groups_38 | Energy Star Freezer | 0.3739% | 0 | 12.3547 | Residential_2040_Technical_MW_Before Competition Groups_Energy Star Freezer
Residential | Res ¦ Occupancy Sensors MF | 2040 | Technical | MW | Before Competition Groups | 12.142 | 0 | 0 | 3303.9038 | 0.003675 | 39 | Residential_2040_Technical_MW_Before Competition Groups_39 | Occupancy Sensors MF | 0.3675% | 0 | 12.142 | Residential_2040_Technical_MW_Before Competition Groups_Occupancy Sensors MF
Residential | Res ¦ Advanced BAS/Controllers | 2040 | Technical | MW | Before Competition Groups | 11.6933 | 0 | 0 | 3303.9038 | 0.0035392 | 40 | Residential_2040_Technical_MW_Before Competition Groups_40 | Advanced BAS/Controllers | 0.3539% | 0 | 11.6933 | Residential_2040_Technical_MW_Before Competition Groups_Advanced BAS/Controllers
Residential | Res ¦ LED Tube Re-Lamp | 2040 | Achievable | MW | Before Competition Groups | 3.4408 | 0 | 0 | 1068.7423 | 0.0032195 | 35 | Residential_2040_Achievable_MW_Before Competition Groups_35 | LED Tube Re-Lamp | 0.322% | 0 | 3.4408 | Residential_2040_Achievable_MW_Before Competition Groups_LED Tube Re-Lamp
Residential | Res ¦ Clothes Drying Racks | 2040 | Technical | MW | Before Competition Groups | 10.6305 | 0 | 0 | 3303.9038 | 0.0032176 | 41 | Residential_2040_Technical_MW_Before Competition Groups_41 | Clothes Drying Racks | 0.3218% | 0 | 10.6305 | Residential_2040_Technical_MW_Before Competition Groups_Clothes Drying Racks
Residential | Res ¦ Energy Star Windows | 2040 | Economic | MW | Before Competition Groups | 5.9083 | 0 | 0 | 1898.8645 | 0.0031115 | 35 | Residential_2040_Economic_MW_Before Competition Groups_35 | Energy Star Windows | 0.3111% | 0 | 5.9083 | Residential_2040_Economic_MW_Before Competition Groups_Energy Star Windows
Residential | Res ¦ Furnace with ECM | 2040 | Economic | MW | Before Competition Groups | 5.8439 | 0 | 0 | 1898.8645 | 0.0030776 | 36 | Residential_2040_Economic_MW_Before Competition Groups_36 | Furnace with ECM | 0.3078% | 0 | 5.8439 | Residential_2040_Economic_MW_Before Competition Groups_Furnace with ECM
Residential | Res ¦ Energy Star Freezer | 2040 | Economic | MW | Before Competition Groups | 5.7695 | 0 | 0 | 1898.8645 | 0.0030384 | 37 | Residential_2040_Economic_MW_Before Competition Groups_37 | Energy Star Freezer | 0.3038% | 0 | 5.7695 | Residential_2040_Economic_MW_Before Competition Groups_Energy Star Freezer
Residential | Res ¦ Heat Recovery Ventilator | 2040 | Economic | MW | Before Competition Groups | 5.7564 | 0 | 0 | 1898.8645 | 0.0030315 | 38 | Residential_2040_Economic_MW_Before Competition Groups_38 | Heat Recovery Ventilator | 0.3032% | 0 | 5.7564 | Residential_2040_Economic_MW_Before Competition Groups_Heat Recovery Ventilator
Residential | Res ¦ Minimize Hot and Warm Clothes Wash | 2040 | Achievable | MW | Before Competition Groups | 3.2234 | 0 | 0 | 1068.7423 | 0.0030161 | 36 | Residential_2040_Achievable_MW_Before Competition Groups_36 | Minimize Hot and Warm Clothes Wash | 0.3016% | 0 | 3.2234 | Residential_2040_Achievable_MW_Before Competition Groups_Minimize Hot and Warm Clothes Wash
Residential | Res ¦ Duct Insulation MF | 2040 | Achievable | MW | Before Competition Groups | 3.1464 | 0 | 0 | 1068.7423 | 0.002944 | 37 | Residential_2040_Achievable_MW_Before Competition Groups_37 | Duct Insulation MF | 0.2944% | 0 | 3.1464 | Residential_2040_Achievable_MW_Before Competition Groups_Duct Insulation MF
Residential | Res ¦ Ceiling Insulation | 2040 | Achievable | MW | Before Competition Groups | 2.9855 | 0 | 0 | 1068.7423 | 0.0027934 | 38 | Residential_2040_Achievable_MW_Before Competition Groups_38 | Ceiling Insulation | 0.2793% | 0 | 2.9855 | Residential_2040_Achievable_MW_Before Competition Groups_Ceiling Insulation
Residential | Res ¦ Refrigerator Recycling | 2040 | Technical | MW | Before Competition Groups | 9.0096 | 0 | 0 | 3303.9038 | 0.0027269 | 42 | Residential_2040_Technical_MW_Before Competition Groups_42 | Refrigerator Recycling | 0.2727% | 0 | 9.0096 | Residential_2040_Technical_MW_Before Competition Groups_Refrigerator Recycling
Residential | Res ¦ LED Downlight | 2040 | Achievable | MW | Before Competition Groups | 2.9086 | 0 | 0 | 1068.7423 | 0.0027215 | 39 | Residential_2040_Achievable_MW_Before Competition Groups_39 | LED Downlight | 0.2722% | 0 | 2.9086 | Residential_2040_Achievable_MW_Before Competition Groups_LED Downlight
Residential | Res ¦ Freezer Recycling | 2040 | Technical | MW | Before Competition Groups | 8.3924 | 0 | 0 | 3303.9038 | 0.0025401 | 43 | Residential_2040_Technical_MW_Before Competition Groups_43 | Freezer Recycling | 0.254% | 0 | 8.3924 | Residential_2040_Technical_MW_Before Competition Groups_Freezer Recycling
Residential | Res ¦ Duct Insulation MF | 2040 | Technical | MW | Before Competition Groups | 8.055 | 0 | 0 | 3303.9038 | 0.002438 | 44 | Residential_2040_Technical_MW_Before Competition Groups_44 | Duct Insulation MF | 0.2438% | 0 | 8.055 | Residential_2040_Technical_MW_Before Competition Groups_Duct Insulation MF
Residential | Res ¦ ENERGY STAR LED LAMPS (REFLECTOR LAMPs/MR16/PAR 16) | 2040 | Achievable | MW | Before Competition Groups | 2.546 | 0 | 0 | 1068.7423 | 0.0023823 | 40 | Residential_2040_Achievable_MW_Before Competition Groups_40 | ENERGY STAR LED LAMPS (REFLECTOR LAMPs/MR16/PAR 16) | 0.2382% | 0 | 2.546 | Residential_2040_Achievable_MW_Before Competition Groups_ENERGY STAR LED LAMPS (REFLECTOR LAMPs/MR16/PAR 16)
Residential | Res ¦ Energy Star Dehumidifier | 2040 | Technical | MW | Before Competition Groups | 7.8615 | 0 | 0 | 3303.9038 | 0.0023795 | 45 | Residential_2040_Technical_MW_Before Competition Groups_45 | Energy Star Dehumidifier | 0.2379% | 0 | 7.8615 | Residential_2040_Technical_MW_Before Competition Groups_Energy Star Dehumidifier
Residential | Res ¦ Minimize Hot and Warm Clothes Wash | 2040 | Economic | MW | Before Competition Groups | 4.4369 | 0 | 0 | 1898.8645 | 0.0023366 | 39 | Residential_2040_Economic_MW_Before Competition Groups_39 | Minimize Hot and Warm Clothes Wash | 0.2337% | 0 | 4.4369 | Residential_2040_Economic_MW_Before Competition Groups_Minimize Hot and Warm Clothes Wash
Residential | Res ¦ Tankless Water Heater | 2040 | Economic | MW | Before Competition Groups | 4.3368 | 0 | 0 | 1898.8645 | 0.0022839 | 40 | Residential_2040_Economic_MW_Before Competition Groups_40 | Tankless Water Heater | 0.2284% | 0 | 4.3368 | Residential_2040_Economic_MW_Before Competition Groups_Tankless Water Heater
Residential | Res ¦ Central Lighting Control System | 2040 | Technical | MW | Before Competition Groups | 6.9789 | 0 | 0 | 3303.9038 | 0.0021123 | 46 | Residential_2040_Technical_MW_Before Competition Groups_46 | Central Lighting Control System | 0.2112% | 0 | 6.9789 | Residential_2040_Technical_MW_Before Competition Groups_Central Lighting Control System
Residential | Res ¦ Heat Pump Water Heater | 2040 | Technical | MW | Before Competition Groups | 6.9668 | 0 | 0 | 3303.9038 | 0.0021087 | 47 | Residential_2040_Technical_MW_Before Competition Groups_47 | Heat Pump Water Heater | 0.2109% | 0 | 6.9668 | Residential_2040_Technical_MW_Before Competition Groups_Heat Pump Water Heater
Residential | Res ¦ Early Hot Water Heater Replacement | 2040 | Achievable | MW | Before Competition Groups | 2.2535 | 0 | 0 | 1068.7423 | 0.0021085 | 41 | Residential_2040_Achievable_MW_Before Competition Groups_41 | Early Hot Water Heater Replacement | 0.2109% | 0 | 2.2535 | Residential_2040_Achievable_MW_Before Competition Groups_Early Hot Water Heater Replacement
Residential | Res ¦ Furnace Whistle | 2040 | Achievable | MW | Before Competition Groups | 2.2245 | 0 | 0 | 1068.7423 | 0.0020814 | 42 | Residential_2040_Achievable_MW_Before Competition Groups_42 | Furnace Whistle | 0.2081% | 0 | 2.2245 | Residential_2040_Achievable_MW_Before Competition Groups_Furnace Whistle
Residential | Res ¦ CO Sensors for parking garage exhaust fans | 2040 | Achievable | MW | Before Competition Groups | 2.2111 | 0 | 0 | 1068.7423 | 0.0020689 | 43 | Residential_2040_Achievable_MW_Before Competition Groups_43 | CO Sensors for parking garage exhaust fans | 0.2069% | 0 | 2.2111 | Residential_2040_Achievable_MW_Before Competition Groups_CO Sensors for parking garage exhaust fans
Residential | Res ¦ Tankless Water Heater | 2040 | Achievable | MW | Before Competition Groups | 2.1962 | 0 | 0 | 1068.7423 | 0.0020549 | 44 | Residential_2040_Achievable_MW_Before Competition Groups_44 | Tankless Water Heater | 0.2055% | 0 | 2.1962 | Residential_2040_Achievable_MW_Before Competition Groups_Tankless Water Heater
Residential | Res ¦ Energy Star Windows | 2040 | Achievable | MW | Before Competition Groups | 2.181 | 0 | 0 | 1068.7423 | 0.0020407 | 45 | Residential_2040_Achievable_MW_Before Competition Groups_45 | Energy Star Windows | 0.2041% | 0 | 2.181 | Residential_2040_Achievable_MW_Before Competition Groups_Energy Star Windows
Residential | Res ¦ Networked/ Connected - Indoor LED Luminaire | 2040 | Technical | MW | Before Competition Groups | 6.7042 | 0 | 0 | 3303.9038 | 0.0020292 | 48 | Residential_2040_Technical_MW_Before Competition Groups_48 | Networked/ Connected - Indoor LED Luminaire | 0.2029% | 0 | 6.7042 | Residential_2040_Technical_MW_Before Competition Groups_Networked/ Connected - Indoor LED Luminaire
Residential | Res ¦ INTEGRAL LED TROFFERS | 2040 | Technical | MW | Before Competition Groups | 6.6518 | 0 | 0 | 3303.9038 | 0.0020133 | 49 | Residential_2040_Technical_MW_Before Competition Groups_49 | INTEGRAL LED TROFFERS | 0.2013% | 0 | 6.6518 | Residential_2040_Technical_MW_Before Competition Groups_INTEGRAL LED TROFFERS
Residential | Res ¦ Outside Air Economizer | 2040 | Economic | MW | Before Competition Groups | 3.7476 | 0 | 0 | 1898.8645 | 0.0019736 | 41 | Residential_2040_Economic_MW_Before Competition Groups_41 | Outside Air Economizer | 0.1974% | 0 | 3.7476 | Residential_2040_Economic_MW_Before Competition Groups_Outside Air Economizer
Residential | Res ¦ LED Tube Re-Lamp | 2040 | Economic | MW | Before Competition Groups | 3.6494 | 0 | 0 | 1898.8645 | 0.0019219 | 42 | Residential_2040_Economic_MW_Before Competition Groups_42 | LED Tube Re-Lamp | 0.1922% | 0 | 3.6494 | Residential_2040_Economic_MW_Before Competition Groups_LED Tube Re-Lamp
Residential | Res ¦ Tankless Water Heater | 2040 | Technical | MW | Before Competition Groups | 6.3075 | 0 | 0 | 3303.9038 | 0.0019091 | 50 | Residential_2040_Technical_MW_Before Competition Groups_50 | Tankless Water Heater | 0.1909% | 0 | 6.3075 | Residential_2040_Technical_MW_Before Competition Groups_Tankless Water Heater
Residential | Res ¦ Energy Star Windows | 2040 | Technical | MW | Before Competition Groups | 6.1413 | 0 | 0 | 3303.9038 | 0.0018588 | 51 | Residential_2040_Technical_MW_Before Competition Groups_51 | Energy Star Windows | 0.1859% | 0 | 6.1413 | Residential_2040_Technical_MW_Before Competition Groups_Energy Star Windows
Residential | Res ¦ Heat Recovery Ventilator | 2040 | Technical | MW | Before Competition Groups | 6.0273 | 0 | 0 | 3303.9038 | 0.0018243 | 52 | Residential_2040_Technical_MW_Before Competition Groups_52 | Heat Recovery Ventilator | 0.1824% | 0 | 6.0273 | Residential_2040_Technical_MW_Before Competition Groups_Heat Recovery Ventilator
Residential | Res ¦ Comprehensive Draft Proofing | 2040 | Achievable | MW | Before Competition Groups | 1.9217 | 0 | 0 | 1068.7423 | 0.0017981 | 46 | Residential_2040_Achievable_MW_Before Competition Groups_46 | Comprehensive Draft Proofing | 0.1798% | 0 | 1.9217 | Residential_2040_Achievable_MW_Before Competition Groups_Comprehensive Draft Proofing
Residential | Res ¦ Furnace with ECM | 2040 | Technical | MW | Before Competition Groups | 5.8439 | 0 | 0 | 3303.9038 | 0.0017688 | 53 | Residential_2040_Technical_MW_Before Competition Groups_53 | Furnace with ECM | 0.1769% | 0 | 5.8439 | Residential_2040_Technical_MW_Before Competition Groups_Furnace with ECM
Residential | Res ¦ Variable Frequency Drive (VFD) | 2040 | Achievable | MW | Before Competition Groups | 1.8636 | 0 | 0 | 1068.7423 | 0.0017438 | 47 | Residential_2040_Achievable_MW_Before Competition Groups_47 | Variable Frequency Drive (VFD) | 0.1744% | 0 | 1.8636 | Residential_2040_Achievable_MW_Before Competition Groups_Variable Frequency Drive (VFD)
Residential | Res ¦ Condensing Make Up Air Unit | 2040 | Achievable | MW | Before Competition Groups | 1.7191 | 0 | 0 | 1068.7423 | 0.0016085 | 48 | Residential_2040_Achievable_MW_Before Competition Groups_48 | Condensing Make Up Air Unit | 0.1609% | 0 | 1.7191 | Residential_2040_Achievable_MW_Before Competition Groups_Condensing Make Up Air Unit
Residential | Res ¦ Energy Star Ceiling Fan/Lighting | 2040 | Technical | MW | Before Competition Groups | 5.2862 | 0 | 0 | 3303.9038 | 0.0016 | 54 | Residential_2040_Technical_MW_Before Competition Groups_54 | Energy Star Ceiling Fan/Lighting | 0.16% | 0 | 5.2862 | Residential_2040_Technical_MW_Before Competition Groups_Energy Star Ceiling Fan/Lighting
Residential | Res ¦ LED Downlight | 2040 | Technical | MW | Before Competition Groups | 5.2648 | 0 | 0 | 3303.9038 | 0.0015935 | 55 | Residential_2040_Technical_MW_Before Competition Groups_55 | LED Downlight | 0.1594% | 0 | 5.2648 | Residential_2040_Technical_MW_Before Competition Groups_LED Downlight
Residential | Res ¦ Demand Control Ventilation | 2040 | Achievable | MW | Before Competition Groups | 1.6964 | 0 | 0 | 1068.7423 | 0.0015872 | 49 | Residential_2040_Achievable_MW_Before Competition Groups_49 | Demand Control Ventilation | 0.1587% | 0 | 1.6964 | Residential_2040_Achievable_MW_Before Competition Groups_Demand Control Ventilation
Residential | Res ¦ LED Tube Re-Lamp | 2040 | Technical | MW | Before Competition Groups | 5.2399 | 0 | 0 | 3303.9038 | 0.001586 | 56 | Residential_2040_Technical_MW_Before Competition Groups_56 | LED Tube Re-Lamp | 0.1586% | 0 | 5.2399 | Residential_2040_Technical_MW_Before Competition Groups_LED Tube Re-Lamp
Residential | Res ¦ Early Hot Water Heater Replacement | 2040 | Economic | MW | Before Competition Groups | 2.8696 | 0 | 0 | 1898.8645 | 0.0015112 | 43 | Residential_2040_Economic_MW_Before Competition Groups_43 | Early Hot Water Heater Replacement | 0.1511% | 0 | 2.8696 | Residential_2040_Economic_MW_Before Competition Groups_Early Hot Water Heater Replacement
Residential | Res ¦ Drain Water Heat Recovery | 2040 | Achievable | MW | Before Competition Groups | 1.5582 | 0 | 0 | 1068.7423 | 0.001458 | 50 | Residential_2040_Achievable_MW_Before Competition Groups_50 | Drain Water Heat Recovery | 0.1458% | 0 | 1.5582 | Residential_2040_Achievable_MW_Before Competition Groups_Drain Water Heat Recovery
Residential | Res ¦ Minimize Hot and Warm Clothes Wash | 2040 | Technical | MW | Before Competition Groups | 4.4369 | 0 | 0 | 3303.9038 | 0.0013429 | 57 | Residential_2040_Technical_MW_Before Competition Groups_57 | Minimize Hot and Warm Clothes Wash | 0.1343% | 0 | 4.4369 | Residential_2040_Technical_MW_Before Competition Groups_Minimize Hot and Warm Clothes Wash
Residential | Res ¦ ENERGY STAR LED LAMPS (REFLECTOR LAMPs/MR16/PAR 16) | 2040 | Economic | MW | Before Competition Groups | 2.4893 | 0 | 0 | 1898.8645 | 0.001311 | 44 | Residential_2040_Economic_MW_Before Competition Groups_44 | ENERGY STAR LED LAMPS (REFLECTOR LAMPs/MR16/PAR 16) | 0.1311% | 0 | 2.4893 | Residential_2040_Economic_MW_Before Competition Groups_ENERGY STAR LED LAMPS (REFLECTOR LAMPs/MR16/PAR 16)
Residential | Res ¦ Condensing Make Up Air Unit | 2040 | Economic | MW | Before Competition Groups | 2.3656 | 0 | 0 | 1898.8645 | 0.0012458 | 45 | Residential_2040_Economic_MW_Before Competition Groups_45 | Condensing Make Up Air Unit | 0.1246% | 0 | 2.3656 | Residential_2040_Economic_MW_Before Competition Groups_Condensing Make Up Air Unit
Residential | Res ¦ CO Sensors for parking garage exhaust fans | 2040 | Economic | MW | Before Competition Groups | 2.3644 | 0 | 0 | 1898.8645 | 0.0012452 | 46 | Residential_2040_Economic_MW_Before Competition Groups_46 | CO Sensors for parking garage exhaust fans | 0.1245% | 0 | 2.3644 | Residential_2040_Economic_MW_Before Competition Groups_CO Sensors for parking garage exhaust fans
Residential | Res ¦ Heat Pump Water Heater | 2040 | Economic | MW | Before Competition Groups | 2.3308 | 0 | 0 | 1898.8645 | 0.0012275 | 47 | Residential_2040_Economic_MW_Before Competition Groups_47 | Heat Pump Water Heater | 0.1227% | 0 | 2.3308 | Residential_2040_Economic_MW_Before Competition Groups_Heat Pump Water Heater
Residential | Res ¦ Passive Attic Ventilation | 2040 | Technical | MW | Before Competition Groups | 3.7989 | 0 | 0 | 3303.9038 | 0.0011498 | 58 | Residential_2040_Technical_MW_Before Competition Groups_58 | Passive Attic Ventilation | 0.115% | 0 | 3.7989 | Residential_2040_Technical_MW_Before Competition Groups_Passive Attic Ventilation
Residential | Res ¦ Heat Recovery Ventilator | 2040 | Achievable | MW | Before Competition Groups | 1.2254 | 0 | 0 | 1068.7423 | 0.0011466 | 51 | Residential_2040_Achievable_MW_Before Competition Groups_51 | Heat Recovery Ventilator | 0.1147% | 0 | 1.2254 | Residential_2040_Achievable_MW_Before Competition Groups_Heat Recovery Ventilator
Residential | Res ¦ Outside Air Economizer | 2040 | Technical | MW | Before Competition Groups | 3.7476 | 0 | 0 | 3303.9038 | 0.0011343 | 59 | Residential_2040_Technical_MW_Before Competition Groups_59 | Outside Air Economizer | 0.1134% | 0 | 3.7476 | Residential_2040_Technical_MW_Before Competition Groups_Outside Air Economizer
Residential | Res ¦ LED Parking Lot Fixture | 2040 | Achievable | MW | Before Competition Groups | 1.1923 | 0 | 0 | 1068.7423 | 0.0011156 | 52 | Residential_2040_Achievable_MW_Before Competition Groups_52 | LED Parking Lot Fixture | 0.1116% | 0 | 1.1923 | Residential_2040_Achievable_MW_Before Competition Groups_LED Parking Lot Fixture
Residential | Res ¦ Water Heater Temperature Setback | 2040 | Achievable | MW | Before Competition Groups | 1.1656 | 0 | 0 | 1068.7423 | 0.0010906 | 53 | Residential_2040_Achievable_MW_Before Competition Groups_53 | Water Heater Temperature Setback | 0.1091% | 0 | 1.1656 | Residential_2040_Achievable_MW_Before Competition Groups_Water Heater Temperature Setback
Residential | Res ¦ Solar Water Heating System | 2040 | Technical | MW | Before Competition Groups | 3.4362 | 0 | 0 | 3303.9038 | 0.00104 | 60 | Residential_2040_Technical_MW_Before Competition Groups_60 | Solar Water Heating System | 0.104% | 0 | 3.4362 | Residential_2040_Technical_MW_Before Competition Groups_Solar Water Heating System
Residential | Res ¦ Energy Star Dishwasher | 2040 | Technical | MW | Before Competition Groups | 3.3903 | 0 | 0 | 3303.9038 | 0.0010262 | 61 | Residential_2040_Technical_MW_Before Competition Groups_61 | Energy Star Dishwasher | 0.1026% | 0 | 3.3903 | Residential_2040_Technical_MW_Before Competition Groups_Energy Star Dishwasher
Residential | Res ¦ Drain Water Heat Recovery | 2040 | Economic | MW | Before Competition Groups | 1.9262 | 0 | 0 | 1898.8645 | 0.0010144 | 48 | Residential_2040_Economic_MW_Before Competition Groups_48 | Drain Water Heat Recovery | 0.1014% | 0 | 1.9262 | Residential_2040_Economic_MW_Before Competition Groups_Drain Water Heat Recovery
Residential | Res ¦ Furnace Whistle | 2040 | Economic | MW | Before Competition Groups | 1.9218 | 0 | 0 | 1898.8645 | 0.0010121 | 49 | Residential_2040_Economic_MW_Before Competition Groups_49 | Furnace Whistle | 0.1012% | 0 | 1.9218 | Residential_2040_Economic_MW_Before Competition Groups_Furnace Whistle
Residential | Res ¦ High Efficiency Storage Water Heater | 2040 | Technical | MW | Before Competition Groups | 3.0195 | 0 | 0 | 3303.9038 | 0.00091392 | 62 | Residential_2040_Technical_MW_Before Competition Groups_62 | High Efficiency Storage Water Heater | 0.09139% | 0 | 3.0195 | Residential_2040_Technical_MW_Before Competition Groups_High Efficiency Storage Water Heater
Residential | Res ¦ Comprehensive Draft Proofing | 2040 | Economic | MW | Before Competition Groups | 1.6602 | 0 | 0 | 1898.8645 | 0.0008743 | 50 | Residential_2040_Economic_MW_Before Competition Groups_50 | Comprehensive Draft Proofing | 0.08743% | 0 | 1.6602 | Residential_2040_Economic_MW_Before Competition Groups_Comprehensive Draft Proofing
Residential | Res ¦ Early Hot Water Heater Replacement | 2040 | Technical | MW | Before Competition Groups | 2.8696 | 0 | 0 | 3303.9038 | 0.00086854 | 63 | Residential_2040_Technical_MW_Before Competition Groups_63 | Early Hot Water Heater Replacement | 0.08685% | 0 | 2.8696 | Residential_2040_Technical_MW_Before Competition Groups_Early Hot Water Heater Replacement
Residential | Res ¦ Demand Control Ventilation | 2040 | Economic | MW | Before Competition Groups | 1.6373 | 0 | 0 | 1898.8645 | 0.00086227 | 51 | Residential_2040_Economic_MW_Before Competition Groups_51 | Demand Control Ventilation | 0.08623% | 0 | 1.6373 | Residential_2040_Economic_MW_Before Competition Groups_Demand Control Ventilation
Residential | Res ¦ Variable Frequency Drive (VFD) | 2040 | Economic | MW | Before Competition Groups | 1.61 | 0 | 0 | 1898.8645 | 0.0008479 | 52 | Residential_2040_Economic_MW_Before Competition Groups_52 | Variable Frequency Drive (VFD) | 0.08479% | 0 | 1.61 | Residential_2040_Economic_MW_Before Competition Groups_Variable Frequency Drive (VFD)
Residential | Res ¦ Air Source Heat Pump Maintenance | 2040 | Technical | MW | Before Competition Groups | 2.5383 | 0 | 0 | 3303.9038 | 0.00076828 | 64 | Residential_2040_Technical_MW_Before Competition Groups_64 | Air Source Heat Pump Maintenance | 0.07683% | 0 | 2.5383 | Residential_2040_Technical_MW_Before Competition Groups_Air Source Heat Pump Maintenance
Residential | Res ¦ ENERGY STAR LED LAMPS (REFLECTOR LAMPs/MR16/PAR 16) | 2040 | Technical | MW | Before Competition Groups | 2.4893 | 0 | 0 | 3303.9038 | 0.00075345 | 65 | Residential_2040_Technical_MW_Before Competition Groups_65 | ENERGY STAR LED LAMPS (REFLECTOR LAMPs/MR16/PAR 16) | 0.07535% | 0 | 2.4893 | Residential_2040_Technical_MW_Before Competition Groups_ENERGY STAR LED LAMPS (REFLECTOR LAMPs/MR16/PAR 16)
Residential | Res ¦ Condensing Make Up Air Unit | 2040 | Technical | MW | Before Competition Groups | 2.3656 | 0 | 0 | 3303.9038 | 0.00071599 | 66 | Residential_2040_Technical_MW_Before Competition Groups_66 | Condensing Make Up Air Unit | 0.0716% | 0 | 2.3656 | Residential_2040_Technical_MW_Before Competition Groups_Condensing Make Up Air Unit
Residential | Res ¦ CO Sensors for parking garage exhaust fans | 2040 | Technical | MW | Before Competition Groups | 2.3644 | 0 | 0 | 3303.9038 | 0.00071565 | 67 | Residential_2040_Technical_MW_Before Competition Groups_67 | CO Sensors for parking garage exhaust fans | 0.07156% | 0 | 2.3644 | Residential_2040_Technical_MW_Before Competition Groups_CO Sensors for parking garage exhaust fans
Residential | Res ¦ DHW Recirculation Systems | 2040 | Economic | MW | Before Competition Groups | 1.2473 | 0 | 0 | 1898.8645 | 0.00065689 | 53 | Residential_2040_Economic_MW_Before Competition Groups_53 | DHW Recirculation Systems | 0.06569% | 0 | 1.2473 | Residential_2040_Economic_MW_Before Competition Groups_DHW Recirculation Systems
Residential | Res ¦ LED Parking Lot Fixture | 2040 | Economic | MW | Before Competition Groups | 1.1796 | 0 | 0 | 1898.8645 | 0.00062119 | 54 | Residential_2040_Economic_MW_Before Competition Groups_54 | LED Parking Lot Fixture | 0.06212% | 0 | 1.1796 | Residential_2040_Economic_MW_Before Competition Groups_LED Parking Lot Fixture
Residential | Res ¦ Demand Control Ventilation | 2040 | Technical | MW | Before Competition Groups | 2.0492 | 0 | 0 | 3303.9038 | 0.00062025 | 68 | Residential_2040_Technical_MW_Before Competition Groups_68 | Demand Control Ventilation | 0.06202% | 0 | 2.0492 | Residential_2040_Technical_MW_Before Competition Groups_Demand Control Ventilation
Residential | Res ¦ Solar Powered Attic Fan | 2040 | Technical | MW | Before Competition Groups | 1.98 | 0 | 0 | 3303.9038 | 0.0005993 | 69 | Residential_2040_Technical_MW_Before Competition Groups_69 | Solar Powered Attic Fan | 0.05993% | 0 | 1.98 | Residential_2040_Technical_MW_Before Competition Groups_Solar Powered Attic Fan
Residential | Res ¦ Drain Water Heat Recovery | 2040 | Technical | MW | Before Competition Groups | 1.9262 | 0 | 0 | 3303.9038 | 0.00058301 | 70 | Residential_2040_Technical_MW_Before Competition Groups_70 | Drain Water Heat Recovery | 0.0583% | 0 | 1.9262 | Residential_2040_Technical_MW_Before Competition Groups_Drain Water Heat Recovery
Residential | Res ¦ Furnace Whistle | 2040 | Technical | MW | Before Competition Groups | 1.9218 | 0 | 0 | 3303.9038 | 0.00058167 | 71 | Residential_2040_Technical_MW_Before Competition Groups_71 | Furnace Whistle | 0.05817% | 0 | 1.9218 | Residential_2040_Technical_MW_Before Competition Groups_Furnace Whistle
Residential | Res ¦ Window Film | 2040 | Technical | MW | Before Competition Groups | 1.7802 | 0 | 0 | 3303.9038 | 0.00053882 | 72 | Residential_2040_Technical_MW_Before Competition Groups_72 | Window Film | 0.05388% | 0 | 1.7802 | Residential_2040_Technical_MW_Before Competition Groups_Window Film
Residential | Res ¦ VFD on Pumps | 2040 | Achievable | MW | Before Competition Groups | 0.57309 | 0 | 0 | 1068.7423 | 0.00053623 | 54 | Residential_2040_Achievable_MW_Before Competition Groups_54 | VFD on Pumps | 0.05362% | 0 | 0.57309 | Residential_2040_Achievable_MW_Before Competition Groups_VFD on Pumps
Residential | Res ¦ Water Heater Temperature Setback | 2040 | Economic | MW | Before Competition Groups | 1.007 | 0 | 0 | 1898.8645 | 0.0005303 | 55 | Residential_2040_Economic_MW_Before Competition Groups_55 | Water Heater Temperature Setback | 0.05303% | 0 | 1.007 | Residential_2040_Economic_MW_Before Competition Groups_Water Heater Temperature Setback
Residential | Res ¦ LED Exterior Area Lights - LED Fixture (200W) | 2040 | Achievable | MW | Before Competition Groups | 0.56403 | 0 | 0 | 1068.7423 | 0.00052775 | 55 | Residential_2040_Achievable_MW_Before Competition Groups_55 | LED Exterior Area Lights - LED Fixture (200W) | 0.05278% | 0 | 0.56403 | Residential_2040_Achievable_MW_Before Competition Groups_LED Exterior Area Lights - LED Fixture (200W)
Residential | Res ¦ DHW Recirculation Systems | 2040 | Achievable | MW | Before Competition Groups | 0.56072 | 0 | 0 | 1068.7423 | 0.00052465 | 56 | Residential_2040_Achievable_MW_Before Competition Groups_56 | DHW Recirculation Systems | 0.05247% | 0 | 0.56072 | Residential_2040_Achievable_MW_Before Competition Groups_DHW Recirculation Systems
Residential | Res ¦ Comprehensive Draft Proofing | 2040 | Technical | MW | Before Competition Groups | 1.6602 | 0 | 0 | 3303.9038 | 0.00050249 | 73 | Residential_2040_Technical_MW_Before Competition Groups_73 | Comprehensive Draft Proofing | 0.05025% | 0 | 1.6602 | Residential_2040_Technical_MW_Before Competition Groups_Comprehensive Draft Proofing
Residential | Res ¦ Variable Frequency Drive (VFD) | 2040 | Technical | MW | Before Competition Groups | 1.61 | 0 | 0 | 3303.9038 | 0.00048732 | 74 | Residential_2040_Technical_MW_Before Competition Groups_74 | Variable Frequency Drive (VFD) | 0.04873% | 0 | 1.61 | Residential_2040_Technical_MW_Before Competition Groups_Variable Frequency Drive (VFD)
Residential | Res ¦ LED Downlight | 2040 | Economic | MW | Before Competition Groups | 0.90744 | 0 | 0 | 1898.8645 | 0.00047789 | 56 | Residential_2040_Economic_MW_Before Competition Groups_56 | LED Downlight | 0.04779% | 0 | 0.90744 | Residential_2040_Economic_MW_Before Competition Groups_LED Downlight
Residential | Res ¦ ENERGY STAR LED Lamps (General Service Lamps) | 2040 | Achievable | MW | Before Competition Groups | 0.44757 | 0 | 0 | 1068.7423 | 0.00041878 | 57 | Residential_2040_Achievable_MW_Before Competition Groups_57 | ENERGY STAR LED Lamps (General Service Lamps) | 0.04188% | 0 | 0.44757 | Residential_2040_Achievable_MW_Before Competition Groups_ENERGY STAR LED Lamps (General Service Lamps)
Residential | Res ¦ Networked/ Connected - Indoor LED Luminaire | 2040 | Economic | MW | Before Competition Groups | 0.76635 | 0 | 0 | 1898.8645 | 0.00040358 | 57 | Residential_2040_Economic_MW_Before Competition Groups_57 | Networked/ Connected - Indoor LED Luminaire | 0.04036% | 0 | 0.76635 | Residential_2040_Economic_MW_Before Competition Groups_Networked/ Connected - Indoor LED Luminaire
Residential | Res ¦ DHW Recirculation Systems | 2040 | Technical | MW | Before Competition Groups | 1.2473 | 0 | 0 | 3303.9038 | 0.00037753 | 75 | Residential_2040_Technical_MW_Before Competition Groups_75 | DHW Recirculation Systems | 0.03775% | 0 | 1.2473 | Residential_2040_Technical_MW_Before Competition Groups_DHW Recirculation Systems
Residential | Res ¦ LED Parking Lot Fixture | 2040 | Technical | MW | Before Competition Groups | 1.1796 | 0 | 0 | 3303.9038 | 0.00035702 | 76 | Residential_2040_Technical_MW_Before Competition Groups_76 | LED Parking Lot Fixture | 0.0357% | 0 | 1.1796 | Residential_2040_Technical_MW_Before Competition Groups_LED Parking Lot Fixture
Residential | Res ¦ ECM MOTORS FOR HVAC APPLICATION (FAN-POWERED VAV BOX) | 2040 | Achievable | MW | Before Competition Groups | 0.36058 | 0 | 0 | 1068.7423 | 0.00033739 | 58 | Residential_2040_Achievable_MW_Before Competition Groups_58 | ECM MOTORS FOR HVAC APPLICATION (FAN-POWERED VAV BOX) | 0.03374% | 0 | 0.36058 | Residential_2040_Achievable_MW_Before Competition Groups_ECM MOTORS FOR HVAC APPLICATION (FAN-POWERED VAV BOX)
Residential | Res ¦ Water Heater Temperature Setback | 2040 | Technical | MW | Before Competition Groups | 1.007 | 0 | 0 | 3303.9038 | 0.00030478 | 77 | Residential_2040_Technical_MW_Before Competition Groups_77 | Water Heater Temperature Setback | 0.03048% | 0 | 1.007 | Residential_2040_Technical_MW_Before Competition Groups_Water Heater Temperature Setback
Residential | Res ¦ LED Exterior Area Lights - LED Fixture (200W) | 2040 | Economic | MW | Before Competition Groups | 0.56071 | 0 | 0 | 1898.8645 | 0.00029529 | 58 | Residential_2040_Economic_MW_Before Competition Groups_58 | LED Exterior Area Lights - LED Fixture (200W) | 0.02953% | 0 | 0.56071 | Residential_2040_Economic_MW_Before Competition Groups_LED Exterior Area Lights - LED Fixture (200W)
Residential | Res ¦ HVAC Optimization | 2040 | Technical | MW | Before Competition Groups | 0.97535 | 0 | 0 | 3303.9038 | 0.00029521 | 78 | Residential_2040_Technical_MW_Before Competition Groups_78 | HVAC Optimization | 0.02952% | 0 | 0.97535 | Residential_2040_Technical_MW_Before Competition Groups_HVAC Optimization
Residential | Res ¦ VFD on Pumps | 2040 | Economic | MW | Before Competition Groups | 0.49511 | 0 | 0 | 1898.8645 | 0.00026074 | 59 | Residential_2040_Economic_MW_Before Competition Groups_59 | VFD on Pumps | 0.02607% | 0 | 0.49511 | Residential_2040_Economic_MW_Before Competition Groups_VFD on Pumps
Residential | Res ¦ Beverage Vending Machine Controls | 2040 | Achievable | MW | Before Competition Groups | 0.25814 | 0 | 0 | 1068.7423 | 0.00024153 | 59 | Residential_2040_Achievable_MW_Before Competition Groups_59 | Beverage Vending Machine Controls | 0.02415% | 0 | 0.25814 | Residential_2040_Achievable_MW_Before Competition Groups_Beverage Vending Machine Controls
Residential | Res ¦ Chilled Water Optimization | 2040 | Achievable | MW | Before Competition Groups | 0.25371 | 0 | 0 | 1068.7423 | 0.00023739 | 60 | Residential_2040_Achievable_MW_Before Competition Groups_60 | Chilled Water Optimization | 0.02374% | 0 | 0.25371 | Residential_2040_Achievable_MW_Before Competition Groups_Chilled Water Optimization
Residential | Res ¦ ENERGY STAR LED Lamps (General Service Lamps) | 2040 | Economic | MW | Before Competition Groups | 0.44526 | 0 | 0 | 1898.8645 | 0.00023449 | 60 | Residential_2040_Economic_MW_Before Competition Groups_60 | ENERGY STAR LED Lamps (General Service Lamps) | 0.02345% | 0 | 0.44526 | Residential_2040_Economic_MW_Before Competition Groups_ENERGY STAR LED Lamps (General Service Lamps)
Residential | Res ¦ Heat Pump Water Heater | 2040 | Achievable | MW | Before Competition Groups | 0.2414 | 0 | 0 | 1068.7423 | 0.00022587 | 61 | Residential_2040_Achievable_MW_Before Competition Groups_61 | Heat Pump Water Heater | 0.02259% | 0 | 0.2414 | Residential_2040_Achievable_MW_Before Competition Groups_Heat Pump Water Heater
Residential | Res ¦ ECM MOTORS FOR HVAC APPLICATION (FAN-POWERED VAV BOX) | 2040 | Economic | MW | Before Competition Groups | 0.39376 | 0 | 0 | 1898.8645 | 0.00020737 | 61 | Residential_2040_Economic_MW_Before Competition Groups_61 | ECM MOTORS FOR HVAC APPLICATION (FAN-POWERED VAV BOX) | 0.02074% | 0 | 0.39376 | Residential_2040_Economic_MW_Before Competition Groups_ECM MOTORS FOR HVAC APPLICATION (FAN-POWERED VAV BOX)
Residential | Res ¦ Chilled Water Optimization | 2040 | Economic | MW | Before Competition Groups | 0.33988 | 0 | 0 | 1898.8645 | 0.00017899 | 62 | Residential_2040_Economic_MW_Before Competition Groups_62 | Chilled Water Optimization | 0.0179% | 0 | 0.33988 | Residential_2040_Economic_MW_Before Competition Groups_Chilled Water Optimization
Residential | Res ¦ LED Exterior Area Lights - LED Fixture (200W) | 2040 | Technical | MW | Before Competition Groups | 0.56071 | 0 | 0 | 3303.9038 | 0.00016971 | 79 | Residential_2040_Technical_MW_Before Competition Groups_79 | LED Exterior Area Lights - LED Fixture (200W) | 0.01697% | 0 | 0.56071 | Residential_2040_Technical_MW_Before Competition Groups_LED Exterior Area Lights - LED Fixture (200W)
Residential | Res ¦ Air Source Heat Pump | 2040 | Achievable | MW | Before Competition Groups | 0.18038 | 0 | 0 | 1068.7423 | 0.00016877 | 62 | Residential_2040_Achievable_MW_Before Competition Groups_62 | Air Source Heat Pump | 0.01688% | 0 | 0.18038 | Residential_2040_Achievable_MW_Before Competition Groups_Air Source Heat Pump
Residential | Res ¦ VFD on Pumps | 2040 | Technical | MW | Before Competition Groups | 0.49511 | 0 | 0 | 3303.9038 | 0.00014986 | 80 | Residential_2040_Technical_MW_Before Competition Groups_80 | VFD on Pumps | 0.01499% | 0 | 0.49511 | Residential_2040_Technical_MW_Before Competition Groups_VFD on Pumps
Residential | Res ¦ Beverage Vending Machine Controls | 2040 | Economic | MW | Before Competition Groups | 0.27884 | 0 | 0 | 1898.8645 | 0.00014684 | 63 | Residential_2040_Economic_MW_Before Competition Groups_63 | Beverage Vending Machine Controls | 0.01468% | 0 | 0.27884 | Residential_2040_Economic_MW_Before Competition Groups_Beverage Vending Machine Controls
Residential | Res ¦ ENERGY STAR LED Lamps (General Service Lamps) | 2040 | Technical | MW | Before Competition Groups | 0.44526 | 0 | 0 | 3303.9038 | 0.00013477 | 81 | Residential_2040_Technical_MW_Before Competition Groups_81 | ENERGY STAR LED Lamps (General Service Lamps) | 0.01348% | 0 | 0.44526 | Residential_2040_Technical_MW_Before Competition Groups_ENERGY STAR LED Lamps (General Service Lamps)
Residential | Res ¦ ECM MOTORS FOR HVAC APPLICATION (FAN-POWERED VAV BOX) | 2040 | Technical | MW | Before Competition Groups | 0.39376 | 0 | 0 | 3303.9038 | 0.00011918 | 82 | Residential_2040_Technical_MW_Before Competition Groups_82 | ECM MOTORS FOR HVAC APPLICATION (FAN-POWERED VAV BOX) | 0.01192% | 0 | 0.39376 | Residential_2040_Technical_MW_Before Competition Groups_ECM MOTORS FOR HVAC APPLICATION (FAN-POWERED VAV BOX)
Residential | Res ¦ Chilled Water Optimization | 2040 | Technical | MW | Before Competition Groups | 0.33988 | 0 | 0 | 3303.9038 | 0.00010287 | 83 | Residential_2040_Technical_MW_Before Competition Groups_83 | Chilled Water Optimization | 0.01029% | 0 | 0.33988 | Residential_2040_Technical_MW_Before Competition Groups_Chilled Water Optimization
Residential | Res ¦ Beverage Vending Machine Controls | 2040 | Technical | MW | Before Competition Groups | 0.27884 | 0 | 0 | 3303.9038 | 8.4396e-05 | 84 | Residential_2040_Technical_MW_Before Competition Groups_84 | Beverage Vending Machine Controls | 0.00844% | 0 | 0.27884 | Residential_2040_Technical_MW_Before Competition Groups_Beverage Vending Machine Controls
Residential | Res ¦ Wall Insulation MF | 2040 | Economic | MW | Before Competition Groups | 0.15132 | 0 | 0 | 1898.8645 | 7.969e-05 | 64 | Residential_2040_Economic_MW_Before Competition Groups_64 | Wall Insulation MF | 0.007969% | 0 | 0.15132 | Residential_2040_Economic_MW_Before Competition Groups_Wall Insulation MF
Residential | Res ¦ Wall Insulation MF | 2040 | Technical | MW | Before Competition Groups | 0.15807 | 0 | 0 | 3303.9038 | 4.7844e-05 | 85 | Residential_2040_Technical_MW_Before Competition Groups_85 | Wall Insulation MF | 0.004784% | 0 | 0.15807 | Residential_2040_Technical_MW_Before Competition Groups_Wall Insulation MF
Residential | Res ¦ Networked/ Connected - Indoor LED Luminaire | 2040 | Achievable | MW | Before Competition Groups | 0.02924 | 0 | 0 | 1068.7423 | 2.7359e-05 | 63 | Residential_2040_Achievable_MW_Before Competition Groups_63 | Networked/ Connected - Indoor LED Luminaire | 0.002736% | 0 | 0.02924 | Residential_2040_Achievable_MW_Before Competition Groups_Networked/ Connected - Indoor LED Luminaire
Residential | Res ¦ LED High Bay Fixture | 2040 | Achievable | MW | Before Competition Groups | 0.029205 | 0 | 0 | 1068.7423 | 2.7326e-05 | 64 | Residential_2040_Achievable_MW_Before Competition Groups_64 | LED High Bay Fixture | 0.002733% | 0 | 0.029205 | Residential_2040_Achievable_MW_Before Competition Groups_LED High Bay Fixture
Residential | Res ¦ LED High Bay Fixture | 2040 | Economic | MW | Before Competition Groups | 0.03065 | 0 | 0 | 1898.8645 | 1.6141e-05 | 65 | Residential_2040_Economic_MW_Before Competition Groups_65 | LED High Bay Fixture | 0.001614% | 0 | 0.03065 | Residential_2040_Economic_MW_Before Competition Groups_LED High Bay Fixture
Residential | Res ¦ Wall Insulation MF | 2040 | Achievable | MW | Before Competition Groups | 0.014089 | 0 | 0 | 1068.7423 | 1.3183e-05 | 65 | Residential_2040_Achievable_MW_Before Competition Groups_65 | Wall Insulation MF | 0.001318% | 0 | 0.014089 | Residential_2040_Achievable_MW_Before Competition Groups_Wall Insulation MF
Residential | Res ¦ LED Recessed Downlights | 2040 | Technical | MW | Before Competition Groups | 0.035659 | 0 | 0 | 3303.9038 | 1.0793e-05 | 86 | Residential_2040_Technical_MW_Before Competition Groups_86 | LED Recessed Downlights | 0.001079% | 0 | 0.035659 | Residential_2040_Technical_MW_Before Competition Groups_LED Recessed Downlights
Residential | Res ¦ LED High Bay Fixture | 2040 | Technical | MW | Before Competition Groups | 0.03065 | 0 | 0 | 3303.9038 | 9.2769e-06 | 87 | Residential_2040_Technical_MW_Before Competition Groups_87 | LED High Bay Fixture | 0.0009277% | 0 | 0.03065 | Residential_2040_Technical_MW_Before Competition Groups_LED High Bay Fixture
Residential | Res ¦ Radiant Barrier | 2040 | Economic | MW | Before Competition Groups | 0.012086 | 0 | 0 | 1898.8645 | 6.3648e-06 | 66 | Residential_2040_Economic_MW_Before Competition Groups_66 | Radiant Barrier | 0.0006365% | 0 | 0.012086 | Residential_2040_Economic_MW_Before Competition Groups_Radiant Barrier
Residential | Res ¦ Radiant Barrier | 2040 | Achievable | MW | Before Competition Groups | 0.0062667 | 0 | 0 | 1068.7423 | 5.8636e-06 | 66 | Residential_2040_Achievable_MW_Before Competition Groups_66 | Radiant Barrier | 0.0005864% | 0 | 0.0062667 | Residential_2040_Achievable_MW_Before Competition Groups_Radiant Barrier
Residential | Res ¦ Solar Water Preheat (Pools/DHW) | 2040 | Technical | MW | Before Competition Groups | 0.013428 | 0 | 0 | 3303.9038 | 4.0644e-06 | 88 | Residential_2040_Technical_MW_Before Competition Groups_88 | Solar Water Preheat (Pools/DHW) | 0.0004064% | 0 | 0.013428 | Residential_2040_Technical_MW_Before Competition Groups_Solar Water Preheat (Pools/DHW)
Residential | Res ¦ Radiant Barrier | 2040 | Technical | MW | Before Competition Groups | 0.012086 | 0 | 0 | 3303.9038 | 3.658e-06 | 89 | Residential_2040_Technical_MW_Before Competition Groups_89 | Radiant Barrier | 0.0003658% | 0 | 0.012086 | Residential_2040_Technical_MW_Before Competition Groups_Radiant Barrier
Residential | Res ¦ Photocell Controls (Outdoor) | 2040 | Technical | MW | Before Competition Groups | 7.1847e-05 | 0 | 0 | 3303.9038 | 2.1746e-08 | 90 | Residential_2040_Technical_MW_Before Competition Groups_90 | Photocell Controls (Outdoor) | 2.175e-06% | 0 | 7.1847e-05 | Residential_2040_Technical_MW_Before Competition Groups_Photocell Controls (Outdoor)
Residential | Res ¦ Lighting Motion Sensors, Timers, Dimmers | 2040 | Achievable | MW | Before Competition Groups | 0 | 0 | 0 | 1068.7423 | 0 | 67 | Residential_2040_Achievable_MW_Before Competition Groups_67 | Lighting Motion Sensors, Timers, Dimmers | 0% | 0 | 0 | Residential_2040_Achievable_MW_Before Competition Groups_Lighting Motion Sensors, Timers, Dimmers
Residential | Res ¦ Lighting Motion Sensors, Timers, Dimmers | 2040 | Economic | MW | Before Competition Groups | 0 | 0 | 0 | 1898.8645 | 0 | 67 | Residential_2040_Economic_MW_Before Competition Groups_67 | Lighting Motion Sensors, Timers, Dimmers | 0% | 0 | 0 | Residential_2040_Economic_MW_Before Competition Groups_Lighting Motion Sensors, Timers, Dimmers
Residential | Res ¦ Ductless Mini-Split Heat Pump | 2041 | Achievable | MW | Before Competition Groups | 169.7503 | 0 | 0 | 1120.2149 | 0.15153 | 1 | Residential_2041_Achievable_MW_Before Competition Groups_1 | Ductless Mini-Split Heat Pump | 15.15% | 0 | 169.7503 | Residential_2041_Achievable_MW_Before Competition Groups_Ductless Mini-Split Heat Pump
Residential | Res ¦ Ductless Mini-Split Heat Pump | 2041 | Economic | MW | Before Competition Groups | 245.463 | 0 | 0 | 1928.1691 | 0.1273 | 1 | Residential_2041_Economic_MW_Before Competition Groups_1 | Ductless Mini-Split Heat Pump | 12.73% | 0 | 245.463 | Residential_2041_Economic_MW_Before Competition Groups_Ductless Mini-Split Heat Pump
Residential | Res ¦ Adaptive Thermostat | 2041 | Economic | MW | Before Competition Groups | 212.236 | 0 | 0 | 1928.1691 | 0.11007 | 2 | Residential_2041_Economic_MW_Before Competition Groups_2 | Adaptive Thermostat | 11.01% | 0 | 212.236 | Residential_2041_Economic_MW_Before Competition Groups_Adaptive Thermostat
Residential | Res ¦ Adaptive Thermostat | 2041 | Achievable | MW | Before Competition Groups | 116.9291 | 0 | 0 | 1120.2149 | 0.10438 | 2 | Residential_2041_Achievable_MW_Before Competition Groups_2 | Adaptive Thermostat | 10.44% | 0 | 116.9291 | Residential_2041_Achievable_MW_Before Competition Groups_Adaptive Thermostat
Residential | Res ¦ Building Recommissioning, Operations and Maintenance (O&M) Improvements | 2041 | Achievable | MW | Before Competition Groups | 92.9712 | 0 | 0 | 1120.2149 | 0.082994 | 3 | Residential_2041_Achievable_MW_Before Competition Groups_3 | Building Recommissioning, Operations and Maintenance (O&M) Improvements | 8.299% | 0 | 92.9712 | Residential_2041_Achievable_MW_Before Competition Groups_Building Recommissioning, Operations and Maintenance (O&M) Improvements
Residential | Res ¦ Energy Star Clothes Washer | 2041 | Achievable | MW | Before Competition Groups | 91.7742 | 0 | 0 | 1120.2149 | 0.081926 | 4 | Residential_2041_Achievable_MW_Before Competition Groups_4 | Energy Star Clothes Washer | 8.193% | 0 | 91.7742 | Residential_2041_Achievable_MW_Before Competition Groups_Energy Star Clothes Washer
Residential | Res ¦ Energy Star Central Air Conditioner | 2041 | Technical | MW | Before Competition Groups | 269.0198 | 0 | 0 | 3361.1356 | 0.080038 | 1 | Residential_2041_Technical_MW_Before Competition Groups_1 | Energy Star Central Air Conditioner | 8.004% | 0 | 269.0198 | Residential_2041_Technical_MW_Before Competition Groups_Energy Star Central Air Conditioner
Residential | Res ¦ Ductless Mini-Split Heat Pump | 2041 | Technical | MW | Before Competition Groups | 245.463 | 0 | 0 | 3361.1356 | 0.07303 | 2 | Residential_2041_Technical_MW_Before Competition Groups_2 | Ductless Mini-Split Heat Pump | 7.303% | 0 | 245.463 | Residential_2041_Technical_MW_Before Competition Groups_Ductless Mini-Split Heat Pump
Residential | Res ¦ Energy Star Ground Source Heat Pump | 2041 | Technical | MW | Before Competition Groups | 238.3056 | 0 | 0 | 3361.1356 | 0.0709 | 3 | Residential_2041_Technical_MW_Before Competition Groups_3 | Energy Star Ground Source Heat Pump | 7.09% | 0 | 238.3056 | Residential_2041_Technical_MW_Before Competition Groups_Energy Star Ground Source Heat Pump
Residential | Res ¦ Energy Star Air Source Heat Pump | 2041 | Economic | MW | Before Competition Groups | 134.527 | 0 | 0 | 1928.1691 | 0.069769 | 3 | Residential_2041_Economic_MW_Before Competition Groups_3 | Energy Star Air Source Heat Pump | 6.977% | 0 | 134.527 | Residential_2041_Economic_MW_Before Competition Groups_Energy Star Air Source Heat Pump
Residential | Res ¦ Smart Burners | 2041 | Economic | MW | Before Competition Groups | 129.6813 | 0 | 0 | 1928.1691 | 0.067256 | 4 | Residential_2041_Economic_MW_Before Competition Groups_4 | Smart Burners | 6.726% | 0 | 129.6813 | Residential_2041_Economic_MW_Before Competition Groups_Smart Burners
Residential | Res ¦ Ductless Mini-Split Air Conditioner | 2041 | Technical | MW | Before Competition Groups | 224.386 | 0 | 0 | 3361.1356 | 0.066759 | 4 | Residential_2041_Technical_MW_Before Competition Groups_4 | Ductless Mini-Split Air Conditioner | 6.676% | 0 | 224.386 | Residential_2041_Technical_MW_Before Competition Groups_Ductless Mini-Split Air Conditioner
Residential | Res ¦ Adaptive Thermostat | 2041 | Technical | MW | Before Competition Groups | 212.236 | 0 | 0 | 3361.1356 | 0.063144 | 5 | Residential_2041_Technical_MW_Before Competition Groups_5 | Adaptive Thermostat | 6.314% | 0 | 212.236 | Residential_2041_Technical_MW_Before Competition Groups_Adaptive Thermostat
Residential | Res ¦ Variable Speed Pool Pump Motor | 2041 | Achievable | MW | Before Competition Groups | 65.534 | 0 | 0 | 1120.2149 | 0.058501 | 5 | Residential_2041_Achievable_MW_Before Competition Groups_5 | Variable Speed Pool Pump Motor | 5.85% | 0 | 65.534 | Residential_2041_Achievable_MW_Before Competition Groups_Variable Speed Pool Pump Motor
Residential | Res ¦ Energy Star Clothes Washer | 2041 | Economic | MW | Before Competition Groups | 106.6081 | 0 | 0 | 1928.1691 | 0.05529 | 5 | Residential_2041_Economic_MW_Before Competition Groups_5 | Energy Star Clothes Washer | 5.529% | 0 | 106.6081 | Residential_2041_Economic_MW_Before Competition Groups_Energy Star Clothes Washer
Residential | Res ¦ Smart Burners | 2041 | Achievable | MW | Before Competition Groups | 61.4568 | 0 | 0 | 1120.2149 | 0.054862 | 6 | Residential_2041_Achievable_MW_Before Competition Groups_6 | Smart Burners | 5.486% | 0 | 61.4568 | Residential_2041_Achievable_MW_Before Competition Groups_Smart Burners
Residential | Res ¦ Energy Star A Line, PAR, MR Lamps | 2041 | Economic | MW | Before Competition Groups | 100.7173 | 0 | 0 | 1928.1691 | 0.052235 | 6 | Residential_2041_Economic_MW_Before Competition Groups_6 | Energy Star A Line, PAR, MR Lamps | 5.223% | 0 | 100.7173 | Residential_2041_Economic_MW_Before Competition Groups_Energy Star A Line, PAR, MR Lamps
Residential | Res ¦ Energy Star Air Source Heat Pump | 2041 | Achievable | MW | Before Competition Groups | 54.9154 | 0 | 0 | 1120.2149 | 0.049022 | 7 | Residential_2041_Achievable_MW_Before Competition Groups_7 | Energy Star Air Source Heat Pump | 4.902% | 0 | 54.9154 | Residential_2041_Achievable_MW_Before Competition Groups_Energy Star Air Source Heat Pump
Residential | Res ¦ Smart Burners | 2041 | Technical | MW | Before Competition Groups | 163.6957 | 0 | 0 | 3361.1356 | 0.048703 | 6 | Residential_2041_Technical_MW_Before Competition Groups_6 | Smart Burners | 4.87% | 0 | 163.6957 | Residential_2041_Technical_MW_Before Competition Groups_Smart Burners
Residential | Res ¦ Energy Star LED Bulbs General Purpose LEDs | 2041 | Economic | MW | Before Competition Groups | 91.6242 | 0 | 0 | 1928.1691 | 0.047519 | 7 | Residential_2041_Economic_MW_Before Competition Groups_7 | Energy Star LED Bulbs General Purpose LEDs | 4.752% | 0 | 91.6242 | Residential_2041_Economic_MW_Before Competition Groups_Energy Star LED Bulbs General Purpose LEDs
Residential | Res ¦ Energy Star Room Air Conditioner | 2041 | Economic | MW | Before Competition Groups | 85.7758 | 0 | 0 | 1928.1691 | 0.044486 | 8 | Residential_2041_Economic_MW_Before Competition Groups_8 | Energy Star Room Air Conditioner | 4.449% | 0 | 85.7758 | Residential_2041_Economic_MW_Before Competition Groups_Energy Star Room Air Conditioner
Residential | Res ¦ Energy Star LED Specialty Bulbs | 2041 | Economic | MW | Before Competition Groups | 81.2088 | 0 | 0 | 1928.1691 | 0.042117 | 9 | Residential_2041_Economic_MW_Before Competition Groups_9 | Energy Star LED Specialty Bulbs | 4.212% | 0 | 81.2088 | Residential_2041_Economic_MW_Before Competition Groups_Energy Star LED Specialty Bulbs
Residential | Res ¦ Building Recommissioning, Operations and Maintenance (O&M) Improvements | 2041 | Economic | MW | Before Competition Groups | 78.7844 | 0 | 0 | 1928.1691 | 0.04086 | 10 | Residential_2041_Economic_MW_Before Competition Groups_10 | Building Recommissioning, Operations and Maintenance (O&M) Improvements | 4.086% | 0 | 78.7844 | Residential_2041_Economic_MW_Before Competition Groups_Building Recommissioning, Operations and Maintenance (O&M) Improvements
Residential | Res ¦ Energy Star Air Source Heat Pump | 2041 | Technical | MW | Before Competition Groups | 134.527 | 0 | 0 | 3361.1356 | 0.040024 | 7 | Residential_2041_Technical_MW_Before Competition Groups_7 | Energy Star Air Source Heat Pump | 4.002% | 0 | 134.527 | Residential_2041_Technical_MW_Before Competition Groups_Energy Star Air Source Heat Pump
Residential | Res ¦ Energy Star Refrigerator | 2041 | Technical | MW | Before Competition Groups | 132.842 | 0 | 0 | 3361.1356 | 0.039523 | 8 | Residential_2041_Technical_MW_Before Competition Groups_8 | Energy Star Refrigerator | 3.952% | 0 | 132.842 | Residential_2041_Technical_MW_Before Competition Groups_Energy Star Refrigerator
Residential | Res ¦ Energy Star Room Air Conditioner | 2041 | Achievable | MW | Before Competition Groups | 42.7234 | 0 | 0 | 1120.2149 | 0.038139 | 8 | Residential_2041_Achievable_MW_Before Competition Groups_8 | Energy Star Room Air Conditioner | 3.814% | 0 | 42.7234 | Residential_2041_Achievable_MW_Before Competition Groups_Energy Star Room Air Conditioner
Residential | Res ¦ Basement Wall Insulation | 2041 | Economic | MW | Before Competition Groups | 70.03 | 0 | 0 | 1928.1691 | 0.036319 | 11 | Residential_2041_Economic_MW_Before Competition Groups_11 | Basement Wall Insulation | 3.632% | 0 | 70.03 | Residential_2041_Economic_MW_Before Competition Groups_Basement Wall Insulation
Residential | Res ¦ Smart Power Bar | 2041 | Achievable | MW | Before Competition Groups | 39.5785 | 0 | 0 | 1120.2149 | 0.035331 | 9 | Residential_2041_Achievable_MW_Before Competition Groups_9 | Smart Power Bar | 3.533% | 0 | 39.5785 | Residential_2041_Achievable_MW_Before Competition Groups_Smart Power Bar
Residential | Res ¦ Heat Pump Clothes Dryer | 2041 | Technical | MW | Before Competition Groups | 116.272 | 0 | 0 | 3361.1356 | 0.034593 | 9 | Residential_2041_Technical_MW_Before Competition Groups_9 | Heat Pump Clothes Dryer | 3.459% | 0 | 116.272 | Residential_2041_Technical_MW_Before Competition Groups_Heat Pump Clothes Dryer
Residential | Res ¦ Energy Star Clothes Washer | 2041 | Technical | MW | Before Competition Groups | 106.6081 | 0 | 0 | 3361.1356 | 0.031718 | 10 | Residential_2041_Technical_MW_Before Competition Groups_10 | Energy Star Clothes Washer | 3.172% | 0 | 106.6081 | Residential_2041_Technical_MW_Before Competition Groups_Energy Star Clothes Washer
Residential | Res ¦ Basement Wall Insulation | 2041 | Achievable | MW | Before Competition Groups | 35.0043 | 0 | 0 | 1120.2149 | 0.031248 | 10 | Residential_2041_Achievable_MW_Before Competition Groups_10 | Basement Wall Insulation | 3.125% | 0 | 35.0043 | Residential_2041_Achievable_MW_Before Competition Groups_Basement Wall Insulation
Residential | Res ¦ Basement or Crawlspace Insulation | 2041 | Economic | MW | Before Competition Groups | 58.2738 | 0 | 0 | 1928.1691 | 0.030222 | 12 | Residential_2041_Economic_MW_Before Competition Groups_12 | Basement or Crawlspace Insulation | 3.022% | 0 | 58.2738 | Residential_2041_Economic_MW_Before Competition Groups_Basement or Crawlspace Insulation
Residential | Res ¦ Induction Cooking Stove Top | 2041 | Technical | MW | Before Competition Groups | 100.8366 | 0 | 0 | 3361.1356 | 0.030001 | 11 | Residential_2041_Technical_MW_Before Competition Groups_11 | Induction Cooking Stove Top | 3% | 0 | 100.8366 | Residential_2041_Technical_MW_Before Competition Groups_Induction Cooking Stove Top
Residential | Res ¦ Energy Star A Line, PAR, MR Lamps | 2041 | Technical | MW | Before Competition Groups | 100.7173 | 0 | 0 | 3361.1356 | 0.029965 | 12 | Residential_2041_Technical_MW_Before Competition Groups_12 | Energy Star A Line, PAR, MR Lamps | 2.997% | 0 | 100.7173 | Residential_2041_Technical_MW_Before Competition Groups_Energy Star A Line, PAR, MR Lamps
Residential | Res ¦ Smart Power Bar | 2041 | Economic | MW | Before Competition Groups | 57.2744 | 0 | 0 | 1928.1691 | 0.029704 | 13 | Residential_2041_Economic_MW_Before Competition Groups_13 | Smart Power Bar | 2.97% | 0 | 57.2744 | Residential_2041_Economic_MW_Before Competition Groups_Smart Power Bar
Residential | Res ¦ Variable Speed Pool Pump Motor | 2041 | Economic | MW | Before Competition Groups | 55.5346 | 0 | 0 | 1928.1691 | 0.028802 | 14 | Residential_2041_Economic_MW_Before Competition Groups_14 | Variable Speed Pool Pump Motor | 2.88% | 0 | 55.5346 | Residential_2041_Economic_MW_Before Competition Groups_Variable Speed Pool Pump Motor
Residential | Res ¦ Attic Insulation | 2041 | Economic | MW | Before Competition Groups | 54.0547 | 0 | 0 | 1928.1691 | 0.028034 | 15 | Residential_2041_Economic_MW_Before Competition Groups_15 | Attic Insulation | 2.803% | 0 | 54.0547 | Residential_2041_Economic_MW_Before Competition Groups_Attic Insulation
Residential | Res ¦ Energy Star LED Bulbs General Purpose LEDs | 2041 | Technical | MW | Before Competition Groups | 91.6242 | 0 | 0 | 3361.1356 | 0.02726 | 13 | Residential_2041_Technical_MW_Before Competition Groups_13 | Energy Star LED Bulbs General Purpose LEDs | 2.726% | 0 | 91.6242 | Residential_2041_Technical_MW_Before Competition Groups_Energy Star LED Bulbs General Purpose LEDs
Residential | Res ¦ Energy Star Room Air Conditioner | 2041 | Technical | MW | Before Competition Groups | 86.6472 | 0 | 0 | 3361.1356 | 0.025779 | 14 | Residential_2041_Technical_MW_Before Competition Groups_14 | Energy Star Room Air Conditioner | 2.578% | 0 | 86.6472 | Residential_2041_Technical_MW_Before Competition Groups_Energy Star Room Air Conditioner
Residential | Res ¦ Energy Star LED Bulbs General Purpose LEDs | 2041 | Achievable | MW | Before Competition Groups | 27.4334 | 0 | 0 | 1120.2149 | 0.024489 | 11 | Residential_2041_Achievable_MW_Before Competition Groups_11 | Energy Star LED Bulbs General Purpose LEDs | 2.449% | 0 | 27.4334 | Residential_2041_Achievable_MW_Before Competition Groups_Energy Star LED Bulbs General Purpose LEDs
Residential | Res ¦ Energy Star LED Specialty Bulbs | 2041 | Technical | MW | Before Competition Groups | 81.2088 | 0 | 0 | 3361.1356 | 0.024161 | 15 | Residential_2041_Technical_MW_Before Competition Groups_15 | Energy Star LED Specialty Bulbs | 2.416% | 0 | 81.2088 | Residential_2041_Technical_MW_Before Competition Groups_Energy Star LED Specialty Bulbs
Residential | Res ¦ Attic Insulation | 2041 | Achievable | MW | Before Competition Groups | 27.0139 | 0 | 0 | 1120.2149 | 0.024115 | 12 | Residential_2041_Achievable_MW_Before Competition Groups_12 | Attic Insulation | 2.411% | 0 | 27.0139 | Residential_2041_Achievable_MW_Before Competition Groups_Attic Insulation
Residential | Res ¦ Building Recommissioning, Operations and Maintenance (O&M) Improvements | 2041 | Technical | MW | Before Competition Groups | 78.7844 | 0 | 0 | 3361.1356 | 0.02344 | 16 | Residential_2041_Technical_MW_Before Competition Groups_16 | Building Recommissioning, Operations and Maintenance (O&M) Improvements | 2.344% | 0 | 78.7844 | Residential_2041_Technical_MW_Before Competition Groups_Building Recommissioning, Operations and Maintenance (O&M) Improvements
Residential | Res ¦ Energy Star LED Specialty Bulbs | 2041 | Achievable | MW | Before Competition Groups | 24.6165 | 0 | 0 | 1120.2149 | 0.021975 | 13 | Residential_2041_Achievable_MW_Before Competition Groups_13 | Energy Star LED Specialty Bulbs | 2.197% | 0 | 24.6165 | Residential_2041_Achievable_MW_Before Competition Groups_Energy Star LED Specialty Bulbs
Residential | Res ¦ Wall Insulation | 2041 | Economic | MW | Before Competition Groups | 42.3621 | 0 | 0 | 1928.1691 | 0.02197 | 16 | Residential_2041_Economic_MW_Before Competition Groups_16 | Wall Insulation | 2.197% | 0 | 42.3621 | Residential_2041_Economic_MW_Before Competition Groups_Wall Insulation
Residential | Res ¦ Basement Wall Insulation | 2041 | Technical | MW | Before Competition Groups | 70.03 | 0 | 0 | 3361.1356 | 0.020835 | 17 | Residential_2041_Technical_MW_Before Competition Groups_17 | Basement Wall Insulation | 2.084% | 0 | 70.03 | Residential_2041_Technical_MW_Before Competition Groups_Basement Wall Insulation
Residential | Res ¦ Energy Star Clothes Dryer | 2041 | Technical | MW | Before Competition Groups | 66.4109 | 0 | 0 | 3361.1356 | 0.019758 | 18 | Residential_2041_Technical_MW_Before Competition Groups_18 | Energy Star Clothes Dryer | 1.976% | 0 | 66.4109 | Residential_2041_Technical_MW_Before Competition Groups_Energy Star Clothes Dryer
Residential | Res ¦ Energy Star Clothes Dryer | 2041 | Achievable | MW | Before Competition Groups | 21.0365 | 0 | 0 | 1120.2149 | 0.018779 | 14 | Residential_2041_Achievable_MW_Before Competition Groups_14 | Energy Star Clothes Dryer | 1.878% | 0 | 21.0365 | Residential_2041_Achievable_MW_Before Competition Groups_Energy Star Clothes Dryer
Residential | Res ¦ Networked/ Connected - Indoor LED Lamp | 2041 | Technical | MW | Before Competition Groups | 61.0903 | 0 | 0 | 3361.1356 | 0.018175 | 19 | Residential_2041_Technical_MW_Before Competition Groups_19 | Networked/ Connected - Indoor LED Lamp | 1.818% | 0 | 61.0903 | Residential_2041_Technical_MW_Before Competition Groups_Networked/ Connected - Indoor LED Lamp
Residential | Res ¦ Energy Star A Line, PAR, MR Lamps | 2041 | Achievable | MW | Before Competition Groups | 20.2517 | 0 | 0 | 1120.2149 | 0.018078 | 15 | Residential_2041_Achievable_MW_Before Competition Groups_15 | Energy Star A Line, PAR, MR Lamps | 1.808% | 0 | 20.2517 | Residential_2041_Achievable_MW_Before Competition Groups_Energy Star A Line, PAR, MR Lamps
Residential | Res ¦ Energy Star Clothes Dryer | 2041 | Economic | MW | Before Competition Groups | 34.7977 | 0 | 0 | 1928.1691 | 0.018047 | 17 | Residential_2041_Economic_MW_Before Competition Groups_17 | Energy Star Clothes Dryer | 1.805% | 0 | 34.7977 | Residential_2041_Economic_MW_Before Competition Groups_Energy Star Clothes Dryer
Residential | Res ¦ Basement or Crawlspace Insulation | 2041 | Technical | MW | Before Competition Groups | 58.2738 | 0 | 0 | 3361.1356 | 0.017338 | 20 | Residential_2041_Technical_MW_Before Competition Groups_20 | Basement or Crawlspace Insulation | 1.734% | 0 | 58.2738 | Residential_2041_Technical_MW_Before Competition Groups_Basement or Crawlspace Insulation
Residential | Res ¦ Smart Power Bar | 2041 | Technical | MW | Before Competition Groups | 57.2744 | 0 | 0 | 3361.1356 | 0.01704 | 21 | Residential_2041_Technical_MW_Before Competition Groups_21 | Smart Power Bar | 1.704% | 0 | 57.2744 | Residential_2041_Technical_MW_Before Competition Groups_Smart Power Bar
Residential | Res ¦ Variable Speed Pool Pump Motor | 2041 | Technical | MW | Before Competition Groups | 55.5346 | 0 | 0 | 3361.1356 | 0.016523 | 22 | Residential_2041_Technical_MW_Before Competition Groups_22 | Variable Speed Pool Pump Motor | 1.652% | 0 | 55.5346 | Residential_2041_Technical_MW_Before Competition Groups_Variable Speed Pool Pump Motor
Residential | Res ¦ Attic Insulation | 2041 | Technical | MW | Before Competition Groups | 54.0547 | 0 | 0 | 3361.1356 | 0.016082 | 23 | Residential_2041_Technical_MW_Before Competition Groups_23 | Attic Insulation | 1.608% | 0 | 54.0547 | Residential_2041_Technical_MW_Before Competition Groups_Attic Insulation
Residential | Res ¦ Lighting Motion Sensors, Timers, Dimmers | 2041 | Technical | MW | Before Competition Groups | 51.5686 | 0 | 0 | 3361.1356 | 0.015343 | 24 | Residential_2041_Technical_MW_Before Competition Groups_24 | Lighting Motion Sensors, Timers, Dimmers | 1.534% | 0 | 51.5686 | Residential_2041_Technical_MW_Before Competition Groups_Lighting Motion Sensors, Timers, Dimmers
Residential | Res ¦ Energy Star Torchiere | 2041 | Achievable | MW | Before Competition Groups | 17.1571 | 0 | 0 | 1120.2149 | 0.015316 | 16 | Residential_2041_Achievable_MW_Before Competition Groups_16 | Energy Star Torchiere | 1.532% | 0 | 17.1571 | Residential_2041_Achievable_MW_Before Competition Groups_Energy Star Torchiere
Residential | Res ¦ Wall Insulation | 2041 | Technical | MW | Before Competition Groups | 42.3621 | 0 | 0 | 3361.1356 | 0.012604 | 25 | Residential_2041_Technical_MW_Before Competition Groups_25 | Wall Insulation | 1.26% | 0 | 42.3621 | Residential_2041_Technical_MW_Before Competition Groups_Wall Insulation
Residential | Res ¦ Occupancy Sensors MF | 2041 | Achievable | MW | Before Competition Groups | 13.7985 | 0 | 0 | 1120.2149 | 0.012318 | 17 | Residential_2041_Achievable_MW_Before Competition Groups_17 | Occupancy Sensors MF | 1.232% | 0 | 13.7985 | Residential_2041_Achievable_MW_Before Competition Groups_Occupancy Sensors MF
Residential | Res ¦ Advanced BAS/Controllers | 2041 | Achievable | MW | Before Competition Groups | 13.5806 | 0 | 0 | 1120.2149 | 0.012123 | 18 | Residential_2041_Achievable_MW_Before Competition Groups_18 | Advanced BAS/Controllers | 1.212% | 0 | 13.5806 | Residential_2041_Achievable_MW_Before Competition Groups_Advanced BAS/Controllers
Residential | Res ¦ Energy Star Light Fixture | 2041 | Achievable | MW | Before Competition Groups | 13.2003 | 0 | 0 | 1120.2149 | 0.011784 | 19 | Residential_2041_Achievable_MW_Before Competition Groups_19 | Energy Star Light Fixture | 1.178% | 0 | 13.2003 | Residential_2041_Achievable_MW_Before Competition Groups_Energy Star Light Fixture
Residential | Res ¦ High Efficiency Chiller (avg of water and air cooled) | 2041 | Achievable | MW | Before Competition Groups | 12.8483 | 0 | 0 | 1120.2149 | 0.011469 | 20 | Residential_2041_Achievable_MW_Before Competition Groups_20 | High Efficiency Chiller (avg of water and air cooled) | 1.147% | 0 | 12.8483 | Residential_2041_Achievable_MW_Before Competition Groups_High Efficiency Chiller (avg of water and air cooled)
Residential | Res ¦ Clothes Drying Racks | 2041 | Achievable | MW | Before Competition Groups | 12.3456 | 0 | 0 | 1120.2149 | 0.011021 | 21 | Residential_2041_Achievable_MW_Before Competition Groups_21 | Clothes Drying Racks | 1.102% | 0 | 12.3456 | Residential_2041_Achievable_MW_Before Competition Groups_Clothes Drying Racks
Residential | Res ¦ Variable Refrigerant Flow Heat Pump | 2041 | Technical | MW | Before Competition Groups | 36.9823 | 0 | 0 | 3361.1356 | 0.011003 | 26 | Residential_2041_Technical_MW_Before Competition Groups_26 | Variable Refrigerant Flow Heat Pump | 1.1% | 0 | 36.9823 | Residential_2041_Technical_MW_Before Competition Groups_Variable Refrigerant Flow Heat Pump
Residential | Res ¦ Energy Star Torchiere | 2041 | Economic | MW | Before Competition Groups | 21.178 | 0 | 0 | 1928.1691 | 0.010984 | 18 | Residential_2041_Economic_MW_Before Competition Groups_18 | Energy Star Torchiere | 1.098% | 0 | 21.178 | Residential_2041_Economic_MW_Before Competition Groups_Energy Star Torchiere
Residential | Res ¦ Ceiling Insulation | 2041 | Economic | MW | Before Competition Groups | 20.5165 | 0 | 0 | 1928.1691 | 0.01064 | 19 | Residential_2041_Economic_MW_Before Competition Groups_19 | Ceiling Insulation | 1.064% | 0 | 20.5165 | Residential_2041_Economic_MW_Before Competition Groups_Ceiling Insulation
Residential | Res ¦ Air Source Heat Pump | 2041 | Technical | MW | Before Competition Groups | 34.734 | 0 | 0 | 3361.1356 | 0.010334 | 27 | Residential_2041_Technical_MW_Before Competition Groups_27 | Air Source Heat Pump | 1.033% | 0 | 34.734 | Residential_2041_Technical_MW_Before Competition Groups_Air Source Heat Pump
Residential | Res ¦ Variable Refrigerant Flow Heat Pump | 2041 | Achievable | MW | Before Competition Groups | 11.5453 | 0 | 0 | 1120.2149 | 0.010306 | 22 | Residential_2041_Achievable_MW_Before Competition Groups_22 | Variable Refrigerant Flow Heat Pump | 1.031% | 0 | 11.5453 | Residential_2041_Achievable_MW_Before Competition Groups_Variable Refrigerant Flow Heat Pump
Residential | Res ¦ Home Energy Reports | 2041 | Technical | MW | Before Competition Groups | 31.4474 | 0 | 0 | 3361.1356 | 0.0093562 | 28 | Residential_2041_Technical_MW_Before Competition Groups_28 | Home Energy Reports | 0.9356% | 0 | 31.4474 | Residential_2041_Technical_MW_Before Competition Groups_Home Energy Reports
Residential | Res ¦ Refrigerator Recycling | 2041 | Achievable | MW | Before Competition Groups | 10.4638 | 0 | 0 | 1120.2149 | 0.0093409 | 23 | Residential_2041_Achievable_MW_Before Competition Groups_23 | Refrigerator Recycling | 0.9341% | 0 | 10.4638 | Residential_2041_Achievable_MW_Before Competition Groups_Refrigerator Recycling
Residential | Res ¦ Energy Star Light Fixture | 2041 | Economic | MW | Before Competition Groups | 17.4341 | 0 | 0 | 1928.1691 | 0.0090418 | 20 | Residential_2041_Economic_MW_Before Competition Groups_20 | Energy Star Light Fixture | 0.9042% | 0 | 17.4341 | Residential_2041_Economic_MW_Before Competition Groups_Energy Star Light Fixture
Residential | Res ¦ Freezer Recycling | 2041 | Achievable | MW | Before Competition Groups | 9.7433 | 0 | 0 | 1120.2149 | 0.0086977 | 24 | Residential_2041_Achievable_MW_Before Competition Groups_24 | Freezer Recycling | 0.8698% | 0 | 9.7433 | Residential_2041_Achievable_MW_Before Competition Groups_Freezer Recycling
Residential | Res ¦ Duct Insulation | 2041 | Economic | MW | Before Competition Groups | 14.9695 | 0 | 0 | 1928.1691 | 0.0077636 | 21 | Residential_2041_Economic_MW_Before Competition Groups_21 | Duct Insulation | 0.7764% | 0 | 14.9695 | Residential_2041_Economic_MW_Before Competition Groups_Duct Insulation
Residential | Res ¦ Air Sealing | 2041 | Economic | MW | Before Competition Groups | 14.9294 | 0 | 0 | 1928.1691 | 0.0077428 | 22 | Residential_2041_Economic_MW_Before Competition Groups_22 | Air Sealing | 0.7743% | 0 | 14.9294 | Residential_2041_Economic_MW_Before Competition Groups_Air Sealing
Residential | Res ¦ Home Energy Reports | 2041 | Achievable | MW | Before Competition Groups | 8.5161 | 0 | 0 | 1120.2149 | 0.0076022 | 25 | Residential_2041_Achievable_MW_Before Competition Groups_25 | Home Energy Reports | 0.7602% | 0 | 8.5161 | Residential_2041_Achievable_MW_Before Competition Groups_Home Energy Reports
Residential | Res ¦ Energy Star Light Fixture | 2041 | Technical | MW | Before Competition Groups | 25.0268 | 0 | 0 | 3361.1356 | 0.0074459 | 29 | Residential_2041_Technical_MW_Before Competition Groups_29 | Energy Star Light Fixture | 0.7446% | 0 | 25.0268 | Residential_2041_Technical_MW_Before Competition Groups_Energy Star Light Fixture
Residential | Res ¦ Floor Insulation | 2041 | Economic | MW | Before Competition Groups | 14.1924 | 0 | 0 | 1928.1691 | 0.0073605 | 23 | Residential_2041_Economic_MW_Before Competition Groups_23 | Floor Insulation | 0.7361% | 0 | 14.1924 | Residential_2041_Economic_MW_Before Competition Groups_Floor Insulation
Residential | Res ¦ Duct Insulation | 2041 | Achievable | MW | Before Competition Groups | 8.233 | 0 | 0 | 1120.2149 | 0.0073494 | 26 | Residential_2041_Achievable_MW_Before Competition Groups_26 | Duct Insulation | 0.7349% | 0 | 8.233 | Residential_2041_Achievable_MW_Before Competition Groups_Duct Insulation
Residential | Res ¦ High Efficiency Chiller (avg of water and air cooled) | 2041 | Economic | MW | Before Competition Groups | 14.149 | 0 | 0 | 1928.1691 | 0.0073381 | 24 | Residential_2041_Economic_MW_Before Competition Groups_24 | High Efficiency Chiller (avg of water and air cooled) | 0.7338% | 0 | 14.149 | Residential_2041_Economic_MW_Before Competition Groups_High Efficiency Chiller (avg of water and air cooled)
Residential | Res ¦ Energy Star Freezer | 2041 | Achievable | MW | Before Competition Groups | 8.035 | 0 | 0 | 1120.2149 | 0.0071727 | 27 | Residential_2041_Achievable_MW_Before Competition Groups_27 | Energy Star Freezer | 0.7173% | 0 | 8.035 | Residential_2041_Achievable_MW_Before Competition Groups_Energy Star Freezer
Residential | Res ¦ Home Energy Reports | 2041 | Economic | MW | Before Competition Groups | 13.5396 | 0 | 0 | 1928.1691 | 0.007022 | 25 | Residential_2041_Economic_MW_Before Competition Groups_25 | Home Energy Reports | 0.7022% | 0 | 13.5396 | Residential_2041_Economic_MW_Before Competition Groups_Home Energy Reports
Residential | Res ¦ Wall Insulation | 2041 | Achievable | MW | Before Competition Groups | 7.6348 | 0 | 0 | 1120.2149 | 0.0068155 | 28 | Residential_2041_Achievable_MW_Before Competition Groups_28 | Wall Insulation | 0.6815% | 0 | 7.6348 | Residential_2041_Achievable_MW_Before Competition Groups_Wall Insulation
Residential | Res ¦ Air Source Heat Pump | 2041 | Economic | MW | Before Competition Groups | 12.9462 | 0 | 0 | 1928.1691 | 0.0067143 | 26 | Residential_2041_Economic_MW_Before Competition Groups_26 | Air Source Heat Pump | 0.6714% | 0 | 12.9462 | Residential_2041_Economic_MW_Before Competition Groups_Air Source Heat Pump
Residential | Res ¦ Air Sealing | 2041 | Achievable | MW | Before Competition Groups | 7.4619 | 0 | 0 | 1120.2149 | 0.0066611 | 29 | Residential_2041_Achievable_MW_Before Competition Groups_29 | Air Sealing | 0.6661% | 0 | 7.4619 | Residential_2041_Achievable_MW_Before Competition Groups_Air Sealing
Residential | Res ¦ Floor Insulation | 2041 | Achievable | MW | Before Competition Groups | 7.0897 | 0 | 0 | 1120.2149 | 0.0063289 | 30 | Residential_2041_Achievable_MW_Before Competition Groups_30 | Floor Insulation | 0.6329% | 0 | 7.0897 | Residential_2041_Achievable_MW_Before Competition Groups_Floor Insulation
Residential | Res ¦ Energy Star Torchiere | 2041 | Technical | MW | Before Competition Groups | 21.178 | 0 | 0 | 3361.1356 | 0.0063009 | 30 | Residential_2041_Technical_MW_Before Competition Groups_30 | Energy Star Torchiere | 0.6301% | 0 | 21.178 | Residential_2041_Technical_MW_Before Competition Groups_Energy Star Torchiere
Residential | Res ¦ Ceiling Insulation | 2041 | Technical | MW | Before Competition Groups | 21.101 | 0 | 0 | 3361.1356 | 0.0062779 | 31 | Residential_2041_Technical_MW_Before Competition Groups_31 | Ceiling Insulation | 0.6278% | 0 | 21.101 | Residential_2041_Technical_MW_Before Competition Groups_Ceiling Insulation
Residential | Res ¦ Occupancy Sensors MF | 2041 | Economic | MW | Before Competition Groups | 11.9017 | 0 | 0 | 1928.1691 | 0.0061725 | 27 | Residential_2041_Economic_MW_Before Competition Groups_27 | Occupancy Sensors MF | 0.6173% | 0 | 11.9017 | Residential_2041_Economic_MW_Before Competition Groups_Occupancy Sensors MF
Residential | Res ¦ Advanced BAS/Controllers | 2041 | Economic | MW | Before Competition Groups | 11.5085 | 0 | 0 | 1928.1691 | 0.0059686 | 28 | Residential_2041_Economic_MW_Before Competition Groups_28 | Advanced BAS/Controllers | 0.5969% | 0 | 11.5085 | Residential_2041_Economic_MW_Before Competition Groups_Advanced BAS/Controllers
Residential | Res ¦ Clothes Drying Racks | 2041 | Economic | MW | Before Competition Groups | 10.4625 | 0 | 0 | 1928.1691 | 0.0054261 | 29 | Residential_2041_Economic_MW_Before Competition Groups_29 | Clothes Drying Racks | 0.5426% | 0 | 10.4625 | Residential_2041_Economic_MW_Before Competition Groups_Clothes Drying Racks
Residential | Res ¦ Basement or Crawlspace Insulation | 2041 | Achievable | MW | Before Competition Groups | 5.9071 | 0 | 0 | 1120.2149 | 0.0052732 | 31 | Residential_2041_Achievable_MW_Before Competition Groups_31 | Basement or Crawlspace Insulation | 0.5273% | 0 | 5.9071 | Residential_2041_Achievable_MW_Before Competition Groups_Basement or Crawlspace Insulation
Residential | Res ¦ Duct Insulation | 2041 | Technical | MW | Before Competition Groups | 17.5941 | 0 | 0 | 3361.1356 | 0.0052346 | 32 | Residential_2041_Technical_MW_Before Competition Groups_32 | Duct Insulation | 0.5235% | 0 | 17.5941 | Residential_2041_Technical_MW_Before Competition Groups_Duct Insulation
Residential | Res ¦ Energy Star Dehumidifier | 2041 | Achievable | MW | Before Competition Groups | 5.3861 | 0 | 0 | 1120.2149 | 0.0048081 | 32 | Residential_2041_Achievable_MW_Before Competition Groups_32 | Energy Star Dehumidifier | 0.4808% | 0 | 5.3861 | Residential_2041_Achievable_MW_Before Competition Groups_Energy Star Dehumidifier
Residential | Res ¦ Variable Refrigerant Flow Heat Pump | 2041 | Economic | MW | Before Competition Groups | 9.0541 | 0 | 0 | 1928.1691 | 0.0046957 | 30 | Residential_2041_Economic_MW_Before Competition Groups_30 | Variable Refrigerant Flow Heat Pump | 0.4696% | 0 | 9.0541 | Residential_2041_Economic_MW_Before Competition Groups_Variable Refrigerant Flow Heat Pump
Residential | Res ¦ Refrigerator Recycling | 2041 | Economic | MW | Before Competition Groups | 8.8672 | 0 | 0 | 1928.1691 | 0.0045988 | 31 | Residential_2041_Economic_MW_Before Competition Groups_31 | Refrigerator Recycling | 0.4599% | 0 | 8.8672 | Residential_2041_Economic_MW_Before Competition Groups_Refrigerator Recycling
Residential | Res ¦ Air Sealing | 2041 | Technical | MW | Before Competition Groups | 14.9294 | 0 | 0 | 3361.1356 | 0.0044418 | 33 | Residential_2041_Technical_MW_Before Competition Groups_33 | Air Sealing | 0.4442% | 0 | 14.9294 | Residential_2041_Technical_MW_Before Competition Groups_Air Sealing
Residential | Res ¦ Central Air Conditioner Maintenance | 2041 | Technical | MW | Before Competition Groups | 14.4152 | 0 | 0 | 3361.1356 | 0.0042888 | 34 | Residential_2041_Technical_MW_Before Competition Groups_34 | Central Air Conditioner Maintenance | 0.4289% | 0 | 14.4152 | Residential_2041_Technical_MW_Before Competition Groups_Central Air Conditioner Maintenance
Residential | Res ¦ Freezer Recycling | 2041 | Economic | MW | Before Competition Groups | 8.2598 | 0 | 0 | 1928.1691 | 0.0042837 | 32 | Residential_2041_Economic_MW_Before Competition Groups_32 | Freezer Recycling | 0.4284% | 0 | 8.2598 | Residential_2041_Economic_MW_Before Competition Groups_Freezer Recycling
Residential | Res ¦ Furnace with ECM | 2041 | Achievable | MW | Before Competition Groups | 4.7747 | 0 | 0 | 1120.2149 | 0.0042623 | 33 | Residential_2041_Achievable_MW_Before Competition Groups_33 | Furnace with ECM | 0.4262% | 0 | 4.7747 | Residential_2041_Achievable_MW_Before Competition Groups_Furnace with ECM
Residential | Res ¦ Floor Insulation | 2041 | Technical | MW | Before Competition Groups | 14.1924 | 0 | 0 | 3361.1356 | 0.0042225 | 35 | Residential_2041_Technical_MW_Before Competition Groups_35 | Floor Insulation | 0.4222% | 0 | 14.1924 | Residential_2041_Technical_MW_Before Competition Groups_Floor Insulation
Residential | Res ¦ High Efficiency Chiller (avg of water and air cooled) | 2041 | Technical | MW | Before Competition Groups | 14.149 | 0 | 0 | 3361.1356 | 0.0042096 | 36 | Residential_2041_Technical_MW_Before Competition Groups_36 | High Efficiency Chiller (avg of water and air cooled) | 0.421% | 0 | 14.149 | Residential_2041_Technical_MW_Before Competition Groups_High Efficiency Chiller (avg of water and air cooled)
Residential | Res ¦ Duct Insulation MF | 2041 | Economic | MW | Before Competition Groups | 7.9278 | 0 | 0 | 1928.1691 | 0.0041116 | 33 | Residential_2041_Economic_MW_Before Competition Groups_33 | Duct Insulation MF | 0.4112% | 0 | 7.9278 | Residential_2041_Economic_MW_Before Competition Groups_Duct Insulation MF
Residential | Res ¦ Energy Star Dehumidifier | 2041 | Economic | MW | Before Competition Groups | 7.7373 | 0 | 0 | 1928.1691 | 0.0040128 | 34 | Residential_2041_Economic_MW_Before Competition Groups_34 | Energy Star Dehumidifier | 0.4013% | 0 | 7.7373 | Residential_2041_Economic_MW_Before Competition Groups_Energy Star Dehumidifier
Residential | Res ¦ Dehumidifier Recycling | 2041 | Technical | MW | Before Competition Groups | 13.1611 | 0 | 0 | 3361.1356 | 0.0039157 | 37 | Residential_2041_Technical_MW_Before Competition Groups_37 | Dehumidifier Recycling | 0.3916% | 0 | 13.1611 | Residential_2041_Technical_MW_Before Competition Groups_Dehumidifier Recycling
Residential | Res ¦ Energy Star Freezer | 2041 | Technical | MW | Before Competition Groups | 12.7049 | 0 | 0 | 3361.1356 | 0.0037799 | 38 | Residential_2041_Technical_MW_Before Competition Groups_38 | Energy Star Freezer | 0.378% | 0 | 12.7049 | Residential_2041_Technical_MW_Before Competition Groups_Energy Star Freezer
Residential | Res ¦ Outside Air Economizer | 2041 | Achievable | MW | Before Competition Groups | 4.1261 | 0 | 0 | 1120.2149 | 0.0036833 | 34 | Residential_2041_Achievable_MW_Before Competition Groups_34 | Outside Air Economizer | 0.3683% | 0 | 4.1261 | Residential_2041_Achievable_MW_Before Competition Groups_Outside Air Economizer
Residential | Res ¦ Occupancy Sensors MF | 2041 | Technical | MW | Before Competition Groups | 11.9017 | 0 | 0 | 3361.1356 | 0.003541 | 39 | Residential_2041_Technical_MW_Before Competition Groups_39 | Occupancy Sensors MF | 0.3541% | 0 | 11.9017 | Residential_2041_Technical_MW_Before Competition Groups_Occupancy Sensors MF
Residential | Res ¦ Advanced BAS/Controllers | 2041 | Technical | MW | Before Competition Groups | 11.5085 | 0 | 0 | 3361.1356 | 0.003424 | 40 | Residential_2041_Technical_MW_Before Competition Groups_40 | Advanced BAS/Controllers | 0.3424% | 0 | 11.5085 | Residential_2041_Technical_MW_Before Competition Groups_Advanced BAS/Controllers
Residential | Res ¦ Energy Star Freezer | 2041 | Economic | MW | Before Competition Groups | 6.1197 | 0 | 0 | 1928.1691 | 0.0031738 | 35 | Residential_2041_Economic_MW_Before Competition Groups_35 | Energy Star Freezer | 0.3174% | 0 | 6.1197 | Residential_2041_Economic_MW_Before Competition Groups_Energy Star Freezer
Residential | Res ¦ LED Tube Re-Lamp | 2041 | Achievable | MW | Before Competition Groups | 3.523 | 0 | 0 | 1120.2149 | 0.0031449 | 35 | Residential_2041_Achievable_MW_Before Competition Groups_35 | LED Tube Re-Lamp | 0.3145% | 0 | 3.523 | Residential_2041_Achievable_MW_Before Competition Groups_LED Tube Re-Lamp
Residential | Res ¦ Energy Star Windows | 2041 | Economic | MW | Before Competition Groups | 6.0442 | 0 | 0 | 1928.1691 | 0.0031347 | 36 | Residential_2041_Economic_MW_Before Competition Groups_36 | Energy Star Windows | 0.3135% | 0 | 6.0442 | Residential_2041_Economic_MW_Before Competition Groups_Energy Star Windows
Residential | Res ¦ Heat Recovery Ventilator | 2041 | Economic | MW | Before Competition Groups | 6.0067 | 0 | 0 | 1928.1691 | 0.0031152 | 37 | Residential_2041_Economic_MW_Before Competition Groups_37 | Heat Recovery Ventilator | 0.3115% | 0 | 6.0067 | Residential_2041_Economic_MW_Before Competition Groups_Heat Recovery Ventilator
Residential | Res ¦ Clothes Drying Racks | 2041 | Technical | MW | Before Competition Groups | 10.4625 | 0 | 0 | 3361.1356 | 0.0031128 | 41 | Residential_2041_Technical_MW_Before Competition Groups_41 | Clothes Drying Racks | 0.3113% | 0 | 10.4625 | Residential_2041_Technical_MW_Before Competition Groups_Clothes Drying Racks
Residential | Res ¦ Ceiling Insulation | 2041 | Achievable | MW | Before Competition Groups | 3.4639 | 0 | 0 | 1120.2149 | 0.0030922 | 36 | Residential_2041_Achievable_MW_Before Competition Groups_36 | Ceiling Insulation | 0.3092% | 0 | 3.4639 | Residential_2041_Achievable_MW_Before Competition Groups_Ceiling Insulation
Residential | Res ¦ Duct Insulation MF | 2041 | Achievable | MW | Before Competition Groups | 3.4145 | 0 | 0 | 1120.2149 | 0.0030481 | 37 | Residential_2041_Achievable_MW_Before Competition Groups_37 | Duct Insulation MF | 0.3048% | 0 | 3.4145 | Residential_2041_Achievable_MW_Before Competition Groups_Duct Insulation MF
Residential | Res ¦ Furnace with ECM | 2041 | Economic | MW | Before Competition Groups | 5.7516 | 0 | 0 | 1928.1691 | 0.0029829 | 38 | Residential_2041_Economic_MW_Before Competition Groups_38 | Furnace with ECM | 0.2983% | 0 | 5.7516 | Residential_2041_Economic_MW_Before Competition Groups_Furnace with ECM
Residential | Res ¦ Minimize Hot and Warm Clothes Wash | 2041 | Achievable | MW | Before Competition Groups | 3.2234 | 0 | 0 | 1120.2149 | 0.0028775 | 38 | Residential_2041_Achievable_MW_Before Competition Groups_38 | Minimize Hot and Warm Clothes Wash | 0.2877% | 0 | 3.2234 | Residential_2041_Achievable_MW_Before Competition Groups_Minimize Hot and Warm Clothes Wash
Residential | Res ¦ LED Downlight | 2041 | Achievable | MW | Before Competition Groups | 2.9855 | 0 | 0 | 1120.2149 | 0.0026651 | 39 | Residential_2041_Achievable_MW_Before Competition Groups_39 | LED Downlight | 0.2665% | 0 | 2.9855 | Residential_2041_Achievable_MW_Before Competition Groups_LED Downlight
Residential | Res ¦ Refrigerator Recycling | 2041 | Technical | MW | Before Competition Groups | 8.8672 | 0 | 0 | 3361.1356 | 0.0026382 | 42 | Residential_2041_Technical_MW_Before Competition Groups_42 | Refrigerator Recycling | 0.2638% | 0 | 8.8672 | Residential_2041_Technical_MW_Before Competition Groups_Refrigerator Recycling
Residential | Res ¦ Freezer Recycling | 2041 | Technical | MW | Before Competition Groups | 8.2598 | 0 | 0 | 3361.1356 | 0.0024574 | 43 | Residential_2041_Technical_MW_Before Competition Groups_43 | Freezer Recycling | 0.2457% | 0 | 8.2598 | Residential_2041_Technical_MW_Before Competition Groups_Freezer Recycling
Residential | Res ¦ Duct Insulation MF | 2041 | Technical | MW | Before Competition Groups | 7.9278 | 0 | 0 | 3361.1356 | 0.0023587 | 44 | Residential_2041_Technical_MW_Before Competition Groups_44 | Duct Insulation MF | 0.2359% | 0 | 7.9278 | Residential_2041_Technical_MW_Before Competition Groups_Duct Insulation MF
Residential | Res ¦ Tankless Water Heater | 2041 | Economic | MW | Before Competition Groups | 4.5297 | 0 | 0 | 1928.1691 | 0.0023492 | 39 | Residential_2041_Economic_MW_Before Competition Groups_39 | Tankless Water Heater | 0.2349% | 0 | 4.5297 | Residential_2041_Economic_MW_Before Competition Groups_Tankless Water Heater
Residential | Res ¦ Energy Star Windows | 2041 | Achievable | MW | Before Competition Groups | 2.6061 | 0 | 0 | 1120.2149 | 0.0023264 | 40 | Residential_2041_Achievable_MW_Before Competition Groups_40 | Energy Star Windows | 0.2326% | 0 | 2.6061 | Residential_2041_Achievable_MW_Before Competition Groups_Energy Star Windows
Residential | Res ¦ Energy Star Dehumidifier | 2041 | Technical | MW | Before Competition Groups | 7.7373 | 0 | 0 | 3361.1356 | 0.002302 | 45 | Residential_2041_Technical_MW_Before Competition Groups_45 | Energy Star Dehumidifier | 0.2302% | 0 | 7.7373 | Residential_2041_Technical_MW_Before Competition Groups_Energy Star Dehumidifier
Residential | Res ¦ ENERGY STAR LED LAMPS (REFLECTOR LAMPs/MR16/PAR 16) | 2041 | Achievable | MW | Before Competition Groups | 2.5747 | 0 | 0 | 1120.2149 | 0.0022984 | 41 | Residential_2041_Achievable_MW_Before Competition Groups_41 | ENERGY STAR LED LAMPS (REFLECTOR LAMPs/MR16/PAR 16) | 0.2298% | 0 | 2.5747 | Residential_2041_Achievable_MW_Before Competition Groups_ENERGY STAR LED LAMPS (REFLECTOR LAMPs/MR16/PAR 16)
Residential | Res ¦ Minimize Hot and Warm Clothes Wash | 2041 | Economic | MW | Before Competition Groups | 4.3668 | 0 | 0 | 1928.1691 | 0.0022648 | 40 | Residential_2041_Economic_MW_Before Competition Groups_40 | Minimize Hot and Warm Clothes Wash | 0.2265% | 0 | 4.3668 | Residential_2041_Economic_MW_Before Competition Groups_Minimize Hot and Warm Clothes Wash
Residential | Res ¦ Heat Pump Water Heater | 2041 | Technical | MW | Before Competition Groups | 7.1792 | 0 | 0 | 3361.1356 | 0.0021359 | 46 | Residential_2041_Technical_MW_Before Competition Groups_46 | Heat Pump Water Heater | 0.2136% | 0 | 7.1792 | Residential_2041_Technical_MW_Before Competition Groups_Heat Pump Water Heater
Residential | Res ¦ Central Lighting Control System | 2041 | Technical | MW | Before Competition Groups | 7.1455 | 0 | 0 | 3361.1356 | 0.0021259 | 47 | Residential_2041_Technical_MW_Before Competition Groups_47 | Central Lighting Control System | 0.2126% | 0 | 7.1455 | Residential_2041_Technical_MW_Before Competition Groups_Central Lighting Control System
Residential | Res ¦ Early Hot Water Heater Replacement | 2041 | Achievable | MW | Before Competition Groups | 2.3797 | 0 | 0 | 1120.2149 | 0.0021243 | 42 | Residential_2041_Achievable_MW_Before Competition Groups_42 | Early Hot Water Heater Replacement | 0.2124% | 0 | 2.3797 | Residential_2041_Achievable_MW_Before Competition Groups_Early Hot Water Heater Replacement
Residential | Res ¦ Tankless Water Heater | 2041 | Achievable | MW | Before Competition Groups | 2.3603 | 0 | 0 | 1120.2149 | 0.002107 | 43 | Residential_2041_Achievable_MW_Before Competition Groups_43 | Tankless Water Heater | 0.2107% | 0 | 2.3603 | Residential_2041_Achievable_MW_Before Competition Groups_Tankless Water Heater
Residential | Res ¦ Networked/ Connected - Indoor LED Luminaire | 2041 | Technical | MW | Before Competition Groups | 6.8147 | 0 | 0 | 3361.1356 | 0.0020275 | 48 | Residential_2041_Technical_MW_Before Competition Groups_48 | Networked/ Connected - Indoor LED Luminaire | 0.2027% | 0 | 6.8147 | Residential_2041_Technical_MW_Before Competition Groups_Networked/ Connected - Indoor LED Luminaire
Residential | Res ¦ CO Sensors for parking garage exhaust fans | 2041 | Achievable | MW | Before Competition Groups | 2.2578 | 0 | 0 | 1120.2149 | 0.0020155 | 44 | Residential_2041_Achievable_MW_Before Competition Groups_44 | CO Sensors for parking garage exhaust fans | 0.2015% | 0 | 2.2578 | Residential_2041_Achievable_MW_Before Competition Groups_CO Sensors for parking garage exhaust fans
Residential | Res ¦ Furnace Whistle | 2041 | Achievable | MW | Before Competition Groups | 2.232 | 0 | 0 | 1120.2149 | 0.0019925 | 45 | Residential_2041_Achievable_MW_Before Competition Groups_45 | Furnace Whistle | 0.1992% | 0 | 2.232 | Residential_2041_Achievable_MW_Before Competition Groups_Furnace Whistle
Residential | Res ¦ Outside Air Economizer | 2041 | Economic | MW | Before Competition Groups | 3.7796 | 0 | 0 | 1928.1691 | 0.0019602 | 41 | Residential_2041_Economic_MW_Before Competition Groups_41 | Outside Air Economizer | 0.196% | 0 | 3.7796 | Residential_2041_Economic_MW_Before Competition Groups_Outside Air Economizer
Residential | Res ¦ LED Tube Re-Lamp | 2041 | Economic | MW | Before Competition Groups | 3.7432 | 0 | 0 | 1928.1691 | 0.0019413 | 42 | Residential_2041_Economic_MW_Before Competition Groups_42 | LED Tube Re-Lamp | 0.1941% | 0 | 3.7432 | Residential_2041_Economic_MW_Before Competition Groups_LED Tube Re-Lamp
Residential | Res ¦ INTEGRAL LED TROFFERS | 2041 | Technical | MW | Before Competition Groups | 6.5225 | 0 | 0 | 3361.1356 | 0.0019406 | 49 | Residential_2041_Technical_MW_Before Competition Groups_49 | INTEGRAL LED TROFFERS | 0.1941% | 0 | 6.5225 | Residential_2041_Technical_MW_Before Competition Groups_INTEGRAL LED TROFFERS
Residential | Res ¦ Tankless Water Heater | 2041 | Technical | MW | Before Competition Groups | 6.5004 | 0 | 0 | 3361.1356 | 0.001934 | 50 | Residential_2041_Technical_MW_Before Competition Groups_50 | Tankless Water Heater | 0.1934% | 0 | 6.5004 | Residential_2041_Technical_MW_Before Competition Groups_Tankless Water Heater
Residential | Res ¦ Heat Recovery Ventilator | 2041 | Technical | MW | Before Competition Groups | 6.3225 | 0 | 0 | 3361.1356 | 0.001881 | 51 | Residential_2041_Technical_MW_Before Competition Groups_51 | Heat Recovery Ventilator | 0.1881% | 0 | 6.3225 | Residential_2041_Technical_MW_Before Competition Groups_Heat Recovery Ventilator
Residential | Res ¦ Energy Star Windows | 2041 | Technical | MW | Before Competition Groups | 6.0442 | 0 | 0 | 3361.1356 | 0.0017983 | 52 | Residential_2041_Technical_MW_Before Competition Groups_52 | Energy Star Windows | 0.1798% | 0 | 6.0442 | Residential_2041_Technical_MW_Before Competition Groups_Energy Star Windows
Residential | Res ¦ Comprehensive Draft Proofing | 2041 | Achievable | MW | Before Competition Groups | 1.9282 | 0 | 0 | 1120.2149 | 0.0017213 | 46 | Residential_2041_Achievable_MW_Before Competition Groups_46 | Comprehensive Draft Proofing | 0.1721% | 0 | 1.9282 | Residential_2041_Achievable_MW_Before Competition Groups_Comprehensive Draft Proofing
Residential | Res ¦ Furnace with ECM | 2041 | Technical | MW | Before Competition Groups | 5.7516 | 0 | 0 | 3361.1356 | 0.0017112 | 53 | Residential_2041_Technical_MW_Before Competition Groups_53 | Furnace with ECM | 0.1711% | 0 | 5.7516 | Residential_2041_Technical_MW_Before Competition Groups_Furnace with ECM
Residential | Res ¦ Variable Frequency Drive (VFD) | 2041 | Achievable | MW | Before Competition Groups | 1.8699 | 0 | 0 | 1120.2149 | 0.0016693 | 47 | Residential_2041_Achievable_MW_Before Competition Groups_47 | Variable Frequency Drive (VFD) | 0.1669% | 0 | 1.8699 | Residential_2041_Achievable_MW_Before Competition Groups_Variable Frequency Drive (VFD)
Residential | Res ¦ Condensing Make Up Air Unit | 2041 | Achievable | MW | Before Competition Groups | 1.8144 | 0 | 0 | 1120.2149 | 0.0016197 | 48 | Residential_2041_Achievable_MW_Before Competition Groups_48 | Condensing Make Up Air Unit | 0.162% | 0 | 1.8144 | Residential_2041_Achievable_MW_Before Competition Groups_Condensing Make Up Air Unit
Residential | Res ¦ Energy Star Ceiling Fan/Lighting | 2041 | Technical | MW | Before Competition Groups | 5.4294 | 0 | 0 | 3361.1356 | 0.0016153 | 54 | Residential_2041_Technical_MW_Before Competition Groups_54 | Energy Star Ceiling Fan/Lighting | 0.1615% | 0 | 5.4294 | Residential_2041_Technical_MW_Before Competition Groups_Energy Star Ceiling Fan/Lighting
Residential | Res ¦ LED Downlight | 2041 | Technical | MW | Before Competition Groups | 5.3399 | 0 | 0 | 3361.1356 | 0.0015887 | 55 | Residential_2041_Technical_MW_Before Competition Groups_55 | LED Downlight | 0.1589% | 0 | 5.3399 | Residential_2041_Technical_MW_Before Competition Groups_LED Downlight
Residential | Res ¦ LED Tube Re-Lamp | 2041 | Technical | MW | Before Competition Groups | 5.3336 | 0 | 0 | 3361.1356 | 0.0015869 | 56 | Residential_2041_Technical_MW_Before Competition Groups_56 | LED Tube Re-Lamp | 0.1587% | 0 | 5.3336 | Residential_2041_Technical_MW_Before Competition Groups_LED Tube Re-Lamp
Residential | Res ¦ Demand Control Ventilation | 2041 | Achievable | MW | Before Competition Groups | 1.7303 | 0 | 0 | 1120.2149 | 0.0015446 | 49 | Residential_2041_Achievable_MW_Before Competition Groups_49 | Demand Control Ventilation | 0.1545% | 0 | 1.7303 | Residential_2041_Achievable_MW_Before Competition Groups_Demand Control Ventilation
Residential | Res ¦ Early Hot Water Heater Replacement | 2041 | Economic | MW | Before Competition Groups | 2.8242 | 0 | 0 | 1928.1691 | 0.0014647 | 43 | Residential_2041_Economic_MW_Before Competition Groups_43 | Early Hot Water Heater Replacement | 0.1465% | 0 | 2.8242 | Residential_2041_Economic_MW_Before Competition Groups_Early Hot Water Heater Replacement
Residential | Res ¦ Drain Water Heat Recovery | 2041 | Achievable | MW | Before Competition Groups | 1.6377 | 0 | 0 | 1120.2149 | 0.001462 | 50 | Residential_2041_Achievable_MW_Before Competition Groups_50 | Drain Water Heat Recovery | 0.1462% | 0 | 1.6377 | Residential_2041_Achievable_MW_Before Competition Groups_Drain Water Heat Recovery
Residential | Res ¦ Heat Pump Water Heater | 2041 | Economic | MW | Before Competition Groups | 2.5432 | 0 | 0 | 1928.1691 | 0.0013189 | 44 | Residential_2041_Economic_MW_Before Competition Groups_44 | Heat Pump Water Heater | 0.1319% | 0 | 2.5432 | Residential_2041_Economic_MW_Before Competition Groups_Heat Pump Water Heater
Residential | Res ¦ Minimize Hot and Warm Clothes Wash | 2041 | Technical | MW | Before Competition Groups | 4.3668 | 0 | 0 | 3361.1356 | 0.0012992 | 57 | Residential_2041_Technical_MW_Before Competition Groups_57 | Minimize Hot and Warm Clothes Wash | 0.1299% | 0 | 4.3668 | Residential_2041_Technical_MW_Before Competition Groups_Minimize Hot and Warm Clothes Wash
Residential | Res ¦ ENERGY STAR LED LAMPS (REFLECTOR LAMPs/MR16/PAR 16) | 2041 | Economic | MW | Before Competition Groups | 2.4982 | 0 | 0 | 1928.1691 | 0.0012956 | 45 | Residential_2041_Economic_MW_Before Competition Groups_45 | ENERGY STAR LED LAMPS (REFLECTOR LAMPs/MR16/PAR 16) | 0.1296% | 0 | 2.4982 | Residential_2041_Economic_MW_Before Competition Groups_ENERGY STAR LED LAMPS (REFLECTOR LAMPs/MR16/PAR 16)
Residential | Res ¦ Condensing Make Up Air Unit | 2041 | Economic | MW | Before Competition Groups | 2.4521 | 0 | 0 | 1928.1691 | 0.0012717 | 46 | Residential_2041_Economic_MW_Before Competition Groups_46 | Condensing Make Up Air Unit | 0.1272% | 0 | 2.4521 | Residential_2041_Economic_MW_Before Competition Groups_Condensing Make Up Air Unit
Residential | Res ¦ CO Sensors for parking garage exhaust fans | 2041 | Economic | MW | Before Competition Groups | 2.3846 | 0 | 0 | 1928.1691 | 0.0012367 | 47 | Residential_2041_Economic_MW_Before Competition Groups_47 | CO Sensors for parking garage exhaust fans | 0.1237% | 0 | 2.3846 | Residential_2041_Economic_MW_Before Competition Groups_CO Sensors for parking garage exhaust fans
Residential | Res ¦ Heat Recovery Ventilator | 2041 | Achievable | MW | Before Competition Groups | 1.2938 | 0 | 0 | 1120.2149 | 0.0011549 | 51 | Residential_2041_Achievable_MW_Before Competition Groups_51 | Heat Recovery Ventilator | 0.1155% | 0 | 1.2938 | Residential_2041_Achievable_MW_Before Competition Groups_Heat Recovery Ventilator
Residential | Res ¦ Outside Air Economizer | 2041 | Technical | MW | Before Competition Groups | 3.7796 | 0 | 0 | 3361.1356 | 0.0011245 | 58 | Residential_2041_Technical_MW_Before Competition Groups_58 | Outside Air Economizer | 0.1124% | 0 | 3.7796 | Residential_2041_Technical_MW_Before Competition Groups_Outside Air Economizer
Residential | Res ¦ Passive Attic Ventilation | 2041 | Technical | MW | Before Competition Groups | 3.7389 | 0 | 0 | 3361.1356 | 0.0011124 | 59 | Residential_2041_Technical_MW_Before Competition Groups_59 | Passive Attic Ventilation | 0.1112% | 0 | 3.7389 | Residential_2041_Technical_MW_Before Competition Groups_Passive Attic Ventilation
Residential | Res ¦ LED Parking Lot Fixture | 2041 | Achievable | MW | Before Competition Groups | 1.2069 | 0 | 0 | 1120.2149 | 0.0010774 | 52 | Residential_2041_Achievable_MW_Before Competition Groups_52 | LED Parking Lot Fixture | 0.1077% | 0 | 1.2069 | Residential_2041_Achievable_MW_Before Competition Groups_LED Parking Lot Fixture
Residential | Res ¦ Solar Water Heating System | 2041 | Technical | MW | Before Competition Groups | 3.5411 | 0 | 0 | 3361.1356 | 0.0010535 | 60 | Residential_2041_Technical_MW_Before Competition Groups_60 | Solar Water Heating System | 0.1054% | 0 | 3.5411 | Residential_2041_Technical_MW_Before Competition Groups_Solar Water Heating System
Residential | Res ¦ Water Heater Temperature Setback | 2041 | Achievable | MW | Before Competition Groups | 1.1695 | 0 | 0 | 1120.2149 | 0.001044 | 53 | Residential_2041_Achievable_MW_Before Competition Groups_53 | Water Heater Temperature Setback | 0.1044% | 0 | 1.1695 | Residential_2041_Achievable_MW_Before Competition Groups_Water Heater Temperature Setback
Residential | Res ¦ Energy Star Dishwasher | 2041 | Technical | MW | Before Competition Groups | 3.4967 | 0 | 0 | 3361.1356 | 0.0010403 | 61 | Residential_2041_Technical_MW_Before Competition Groups_61 | Energy Star Dishwasher | 0.104% | 0 | 3.4967 | Residential_2041_Technical_MW_Before Competition Groups_Energy Star Dishwasher
Residential | Res ¦ Drain Water Heat Recovery | 2041 | Economic | MW | Before Competition Groups | 1.8958 | 0 | 0 | 1928.1691 | 0.0009832 | 48 | Residential_2041_Economic_MW_Before Competition Groups_48 | Drain Water Heat Recovery | 0.09832% | 0 | 1.8958 | Residential_2041_Economic_MW_Before Competition Groups_Drain Water Heat Recovery
Residential | Res ¦ Furnace Whistle | 2041 | Economic | MW | Before Competition Groups | 1.8914 | 0 | 0 | 1928.1691 | 0.00098095 | 49 | Residential_2041_Economic_MW_Before Competition Groups_49 | Furnace Whistle | 0.09809% | 0 | 1.8914 | Residential_2041_Economic_MW_Before Competition Groups_Furnace Whistle
Residential | Res ¦ High Efficiency Storage Water Heater | 2041 | Technical | MW | Before Competition Groups | 3.1114 | 0 | 0 | 3361.1356 | 0.00092569 | 62 | Residential_2041_Technical_MW_Before Competition Groups_62 | High Efficiency Storage Water Heater | 0.09257% | 0 | 3.1114 | Residential_2041_Technical_MW_Before Competition Groups_High Efficiency Storage Water Heater
Residential | Res ¦ Comprehensive Draft Proofing | 2041 | Economic | MW | Before Competition Groups | 1.634 | 0 | 0 | 1928.1691 | 0.00084741 | 50 | Residential_2041_Economic_MW_Before Competition Groups_50 | Comprehensive Draft Proofing | 0.08474% | 0 | 1.634 | Residential_2041_Economic_MW_Before Competition Groups_Comprehensive Draft Proofing
Residential | Res ¦ Early Hot Water Heater Replacement | 2041 | Technical | MW | Before Competition Groups | 2.8242 | 0 | 0 | 3361.1356 | 0.00084026 | 63 | Residential_2041_Technical_MW_Before Competition Groups_63 | Early Hot Water Heater Replacement | 0.08403% | 0 | 2.8242 | Residential_2041_Technical_MW_Before Competition Groups_Early Hot Water Heater Replacement
Residential | Res ¦ Demand Control Ventilation | 2041 | Economic | MW | Before Competition Groups | 1.6115 | 0 | 0 | 1928.1691 | 0.00083575 | 51 | Residential_2041_Economic_MW_Before Competition Groups_51 | Demand Control Ventilation | 0.08358% | 0 | 1.6115 | Residential_2041_Economic_MW_Before Competition Groups_Demand Control Ventilation
Residential | Res ¦ Variable Frequency Drive (VFD) | 2041 | Economic | MW | Before Competition Groups | 1.5846 | 0 | 0 | 1928.1691 | 0.00082182 | 52 | Residential_2041_Economic_MW_Before Competition Groups_52 | Variable Frequency Drive (VFD) | 0.08218% | 0 | 1.5846 | Residential_2041_Economic_MW_Before Competition Groups_Variable Frequency Drive (VFD)
Residential | Res ¦ ENERGY STAR LED LAMPS (REFLECTOR LAMPs/MR16/PAR 16) | 2041 | Technical | MW | Before Competition Groups | 2.4982 | 0 | 0 | 3361.1356 | 0.00074327 | 64 | Residential_2041_Technical_MW_Before Competition Groups_64 | ENERGY STAR LED LAMPS (REFLECTOR LAMPs/MR16/PAR 16) | 0.07433% | 0 | 2.4982 | Residential_2041_Technical_MW_Before Competition Groups_ENERGY STAR LED LAMPS (REFLECTOR LAMPs/MR16/PAR 16)
Residential | Res ¦ Air Source Heat Pump Maintenance | 2041 | Technical | MW | Before Competition Groups | 2.4982 | 0 | 0 | 3361.1356 | 0.00074326 | 65 | Residential_2041_Technical_MW_Before Competition Groups_65 | Air Source Heat Pump Maintenance | 0.07433% | 0 | 2.4982 | Residential_2041_Technical_MW_Before Competition Groups_Air Source Heat Pump Maintenance
Residential | Res ¦ Condensing Make Up Air Unit | 2041 | Technical | MW | Before Competition Groups | 2.4521 | 0 | 0 | 3361.1356 | 0.00072953 | 66 | Residential_2041_Technical_MW_Before Competition Groups_66 | Condensing Make Up Air Unit | 0.07295% | 0 | 2.4521 | Residential_2041_Technical_MW_Before Competition Groups_Condensing Make Up Air Unit
Residential | Res ¦ CO Sensors for parking garage exhaust fans | 2041 | Technical | MW | Before Competition Groups | 2.3846 | 0 | 0 | 3361.1356 | 0.00070947 | 67 | Residential_2041_Technical_MW_Before Competition Groups_67 | CO Sensors for parking garage exhaust fans | 0.07095% | 0 | 2.3846 | Residential_2041_Technical_MW_Before Competition Groups_CO Sensors for parking garage exhaust fans
Residential | Res ¦ DHW Recirculation Systems | 2041 | Economic | MW | Before Competition Groups | 1.2276 | 0 | 0 | 1928.1691 | 0.00063668 | 53 | Residential_2041_Economic_MW_Before Competition Groups_53 | DHW Recirculation Systems | 0.06367% | 0 | 1.2276 | Residential_2041_Economic_MW_Before Competition Groups_DHW Recirculation Systems
Residential | Res ¦ Solar Powered Attic Fan | 2041 | Technical | MW | Before Competition Groups | 2.0657 | 0 | 0 | 3361.1356 | 0.00061459 | 68 | Residential_2041_Technical_MW_Before Competition Groups_68 | Solar Powered Attic Fan | 0.06146% | 0 | 2.0657 | Residential_2041_Technical_MW_Before Competition Groups_Solar Powered Attic Fan
Residential | Res ¦ LED Parking Lot Fixture | 2041 | Economic | MW | Before Competition Groups | 1.1845 | 0 | 0 | 1928.1691 | 0.00061433 | 54 | Residential_2041_Economic_MW_Before Competition Groups_54 | LED Parking Lot Fixture | 0.06143% | 0 | 1.1845 | Residential_2041_Economic_MW_Before Competition Groups_LED Parking Lot Fixture
Residential | Res ¦ Demand Control Ventilation | 2041 | Technical | MW | Before Competition Groups | 2.0169 | 0 | 0 | 3361.1356 | 0.00060005 | 69 | Residential_2041_Technical_MW_Before Competition Groups_69 | Demand Control Ventilation | 0.06001% | 0 | 2.0169 | Residential_2041_Technical_MW_Before Competition Groups_Demand Control Ventilation
Residential | Res ¦ DHW Recirculation Systems | 2041 | Achievable | MW | Before Competition Groups | 0.66576 | 0 | 0 | 1120.2149 | 0.00059432 | 54 | Residential_2041_Achievable_MW_Before Competition Groups_54 | DHW Recirculation Systems | 0.05943% | 0 | 0.66576 | Residential_2041_Achievable_MW_Before Competition Groups_DHW Recirculation Systems
Residential | Res ¦ Drain Water Heat Recovery | 2041 | Technical | MW | Before Competition Groups | 1.8958 | 0 | 0 | 3361.1356 | 0.00056403 | 70 | Residential_2041_Technical_MW_Before Competition Groups_70 | Drain Water Heat Recovery | 0.0564% | 0 | 1.8958 | Residential_2041_Technical_MW_Before Competition Groups_Drain Water Heat Recovery
Residential | Res ¦ Furnace Whistle | 2041 | Technical | MW | Before Competition Groups | 1.8914 | 0 | 0 | 3361.1356 | 0.00056273 | 71 | Residential_2041_Technical_MW_Before Competition Groups_71 | Furnace Whistle | 0.05627% | 0 | 1.8914 | Residential_2041_Technical_MW_Before Competition Groups_Furnace Whistle
Residential | Res ¦ Window Film | 2041 | Technical | MW | Before Competition Groups | 1.7521 | 0 | 0 | 3361.1356 | 0.00052128 | 72 | Residential_2041_Technical_MW_Before Competition Groups_72 | Window Film | 0.05213% | 0 | 1.7521 | Residential_2041_Technical_MW_Before Competition Groups_Window Film
Residential | Res ¦ Water Heater Temperature Setback | 2041 | Economic | MW | Before Competition Groups | 0.99105 | 0 | 0 | 1928.1691 | 0.00051399 | 55 | Residential_2041_Economic_MW_Before Competition Groups_55 | Water Heater Temperature Setback | 0.0514% | 0 | 0.99105 | Residential_2041_Economic_MW_Before Competition Groups_Water Heater Temperature Setback
Residential | Res ¦ VFD on Pumps | 2041 | Achievable | MW | Before Competition Groups | 0.57503 | 0 | 0 | 1120.2149 | 0.00051332 | 55 | Residential_2041_Achievable_MW_Before Competition Groups_55 | VFD on Pumps | 0.05133% | 0 | 0.57503 | Residential_2041_Achievable_MW_Before Competition Groups_VFD on Pumps
Residential | Res ¦ LED Exterior Area Lights - LED Fixture (200W) | 2041 | Achievable | MW | Before Competition Groups | 0.57147 | 0 | 0 | 1120.2149 | 0.00051014 | 56 | Residential_2041_Achievable_MW_Before Competition Groups_56 | LED Exterior Area Lights - LED Fixture (200W) | 0.05101% | 0 | 0.57147 | Residential_2041_Achievable_MW_Before Competition Groups_LED Exterior Area Lights - LED Fixture (200W)
Residential | Res ¦ LED Downlight | 2041 | Economic | MW | Before Competition Groups | 0.9826 | 0 | 0 | 1928.1691 | 0.0005096 | 56 | Residential_2041_Economic_MW_Before Competition Groups_56 | LED Downlight | 0.05096% | 0 | 0.9826 | Residential_2041_Economic_MW_Before Competition Groups_LED Downlight
Residential | Res ¦ Comprehensive Draft Proofing | 2041 | Technical | MW | Before Competition Groups | 1.634 | 0 | 0 | 3361.1356 | 0.00048613 | 73 | Residential_2041_Technical_MW_Before Competition Groups_73 | Comprehensive Draft Proofing | 0.04861% | 0 | 1.634 | Residential_2041_Technical_MW_Before Competition Groups_Comprehensive Draft Proofing
Residential | Res ¦ Variable Frequency Drive (VFD) | 2041 | Technical | MW | Before Competition Groups | 1.5846 | 0 | 0 | 3361.1356 | 0.00047145 | 74 | Residential_2041_Technical_MW_Before Competition Groups_74 | Variable Frequency Drive (VFD) | 0.04715% | 0 | 1.5846 | Residential_2041_Technical_MW_Before Competition Groups_Variable Frequency Drive (VFD)
Residential | Res ¦ Networked/ Connected - Indoor LED Luminaire | 2041 | Economic | MW | Before Competition Groups | 0.87682 | 0 | 0 | 1928.1691 | 0.00045474 | 57 | Residential_2041_Economic_MW_Before Competition Groups_57 | Networked/ Connected - Indoor LED Luminaire | 0.04547% | 0 | 0.87682 | Residential_2041_Economic_MW_Before Competition Groups_Networked/ Connected - Indoor LED Luminaire
Residential | Res ¦ ENERGY STAR LED Lamps (General Service Lamps) | 2041 | Achievable | MW | Before Competition Groups | 0.45309 | 0 | 0 | 1120.2149 | 0.00040446 | 57 | Residential_2041_Achievable_MW_Before Competition Groups_57 | ENERGY STAR LED Lamps (General Service Lamps) | 0.04045% | 0 | 0.45309 | Residential_2041_Achievable_MW_Before Competition Groups_ENERGY STAR LED Lamps (General Service Lamps)
Residential | Res ¦ DHW Recirculation Systems | 2041 | Technical | MW | Before Competition Groups | 1.2276 | 0 | 0 | 3361.1356 | 0.00036524 | 75 | Residential_2041_Technical_MW_Before Competition Groups_75 | DHW Recirculation Systems | 0.03652% | 0 | 1.2276 | Residential_2041_Technical_MW_Before Competition Groups_DHW Recirculation Systems
Residential | Res ¦ LED Parking Lot Fixture | 2041 | Technical | MW | Before Competition Groups | 1.1845 | 0 | 0 | 3361.1356 | 0.00035242 | 76 | Residential_2041_Technical_MW_Before Competition Groups_76 | LED Parking Lot Fixture | 0.03524% | 0 | 1.1845 | Residential_2041_Technical_MW_Before Competition Groups_LED Parking Lot Fixture
Residential | Res ¦ ECM MOTORS FOR HVAC APPLICATION (FAN-POWERED VAV BOX) | 2041 | Achievable | MW | Before Competition Groups | 0.36832 | 0 | 0 | 1120.2149 | 0.0003288 | 58 | Residential_2041_Achievable_MW_Before Competition Groups_58 | ECM MOTORS FOR HVAC APPLICATION (FAN-POWERED VAV BOX) | 0.03288% | 0 | 0.36832 | Residential_2041_Achievable_MW_Before Competition Groups_ECM MOTORS FOR HVAC APPLICATION (FAN-POWERED VAV BOX)
Residential | Res ¦ Water Heater Temperature Setback | 2041 | Technical | MW | Before Competition Groups | 0.99105 | 0 | 0 | 3361.1356 | 0.00029486 | 77 | Residential_2041_Technical_MW_Before Competition Groups_77 | Water Heater Temperature Setback | 0.02949% | 0 | 0.99105 | Residential_2041_Technical_MW_Before Competition Groups_Water Heater Temperature Setback
Residential | Res ¦ HVAC Optimization | 2041 | Technical | MW | Before Competition Groups | 0.98876 | 0 | 0 | 3361.1356 | 0.00029418 | 78 | Residential_2041_Technical_MW_Before Competition Groups_78 | HVAC Optimization | 0.02942% | 0 | 0.98876 | Residential_2041_Technical_MW_Before Competition Groups_HVAC Optimization
Residential | Res ¦ LED Exterior Area Lights - LED Fixture (200W) | 2041 | Economic | MW | Before Competition Groups | 0.56354 | 0 | 0 | 1928.1691 | 0.00029227 | 58 | Residential_2041_Economic_MW_Before Competition Groups_58 | LED Exterior Area Lights - LED Fixture (200W) | 0.02923% | 0 | 0.56354 | Residential_2041_Economic_MW_Before Competition Groups_LED Exterior Area Lights - LED Fixture (200W)
Residential | Res ¦ VFD on Pumps | 2041 | Economic | MW | Before Competition Groups | 0.48728 | 0 | 0 | 1928.1691 | 0.00025272 | 59 | Residential_2041_Economic_MW_Before Competition Groups_59 | VFD on Pumps | 0.02527% | 0 | 0.48728 | Residential_2041_Economic_MW_Before Competition Groups_VFD on Pumps
Residential | Res ¦ Heat Pump Water Heater | 2041 | Achievable | MW | Before Competition Groups | 0.26812 | 0 | 0 | 1120.2149 | 0.00023935 | 59 | Residential_2041_Achievable_MW_Before Competition Groups_59 | Heat Pump Water Heater | 0.02394% | 0 | 0.26812 | Residential_2041_Achievable_MW_Before Competition Groups_Heat Pump Water Heater
Residential | Res ¦ Chilled Water Optimization | 2041 | Achievable | MW | Before Competition Groups | 0.26733 | 0 | 0 | 1120.2149 | 0.00023864 | 60 | Residential_2041_Achievable_MW_Before Competition Groups_60 | Chilled Water Optimization | 0.02386% | 0 | 0.26733 | Residential_2041_Achievable_MW_Before Competition Groups_Chilled Water Optimization
Residential | Res ¦ Beverage Vending Machine Controls | 2041 | Achievable | MW | Before Competition Groups | 0.2645 | 0 | 0 | 1120.2149 | 0.00023611 | 61 | Residential_2041_Achievable_MW_Before Competition Groups_61 | Beverage Vending Machine Controls | 0.02361% | 0 | 0.2645 | Residential_2041_Achievable_MW_Before Competition Groups_Beverage Vending Machine Controls
Residential | Res ¦ ENERGY STAR LED Lamps (General Service Lamps) | 2041 | Economic | MW | Before Competition Groups | 0.44698 | 0 | 0 | 1928.1691 | 0.00023181 | 60 | Residential_2041_Economic_MW_Before Competition Groups_60 | ENERGY STAR LED Lamps (General Service Lamps) | 0.02318% | 0 | 0.44698 | Residential_2041_Economic_MW_Before Competition Groups_ENERGY STAR LED Lamps (General Service Lamps)
Residential | Res ¦ ECM MOTORS FOR HVAC APPLICATION (FAN-POWERED VAV BOX) | 2041 | Economic | MW | Before Competition Groups | 0.39713 | 0 | 0 | 1928.1691 | 0.00020596 | 61 | Residential_2041_Economic_MW_Before Competition Groups_61 | ECM MOTORS FOR HVAC APPLICATION (FAN-POWERED VAV BOX) | 0.0206% | 0 | 0.39713 | Residential_2041_Economic_MW_Before Competition Groups_ECM MOTORS FOR HVAC APPLICATION (FAN-POWERED VAV BOX)
Residential | Res ¦ Chilled Water Optimization | 2041 | Economic | MW | Before Competition Groups | 0.35202 | 0 | 0 | 1928.1691 | 0.00018257 | 62 | Residential_2041_Economic_MW_Before Competition Groups_62 | Chilled Water Optimization | 0.01826% | 0 | 0.35202 | Residential_2041_Economic_MW_Before Competition Groups_Chilled Water Optimization
Residential | Res ¦ LED Exterior Area Lights - LED Fixture (200W) | 2041 | Technical | MW | Before Competition Groups | 0.56354 | 0 | 0 | 3361.1356 | 0.00016766 | 79 | Residential_2041_Technical_MW_Before Competition Groups_79 | LED Exterior Area Lights - LED Fixture (200W) | 0.01677% | 0 | 0.56354 | Residential_2041_Technical_MW_Before Competition Groups_LED Exterior Area Lights - LED Fixture (200W)
Residential | Res ¦ Air Source Heat Pump | 2041 | Achievable | MW | Before Competition Groups | 0.18393 | 0 | 0 | 1120.2149 | 0.00016419 | 62 | Residential_2041_Achievable_MW_Before Competition Groups_62 | Air Source Heat Pump | 0.01642% | 0 | 0.18393 | Residential_2041_Achievable_MW_Before Competition Groups_Air Source Heat Pump
Residential | Res ¦ Beverage Vending Machine Controls | 2041 | Economic | MW | Before Competition Groups | 0.28064 | 0 | 0 | 1928.1691 | 0.00014555 | 63 | Residential_2041_Economic_MW_Before Competition Groups_63 | Beverage Vending Machine Controls | 0.01455% | 0 | 0.28064 | Residential_2041_Economic_MW_Before Competition Groups_Beverage Vending Machine Controls
Residential | Res ¦ VFD on Pumps | 2041 | Technical | MW | Before Competition Groups | 0.48728 | 0 | 0 | 3361.1356 | 0.00014498 | 80 | Residential_2041_Technical_MW_Before Competition Groups_80 | VFD on Pumps | 0.0145% | 0 | 0.48728 | Residential_2041_Technical_MW_Before Competition Groups_VFD on Pumps
Residential | Res ¦ ENERGY STAR LED Lamps (General Service Lamps) | 2041 | Technical | MW | Before Competition Groups | 0.44698 | 0 | 0 | 3361.1356 | 0.00013298 | 81 | Residential_2041_Technical_MW_Before Competition Groups_81 | ENERGY STAR LED Lamps (General Service Lamps) | 0.0133% | 0 | 0.44698 | Residential_2041_Technical_MW_Before Competition Groups_ENERGY STAR LED Lamps (General Service Lamps)
Residential | Res ¦ ECM MOTORS FOR HVAC APPLICATION (FAN-POWERED VAV BOX) | 2041 | Technical | MW | Before Competition Groups | 0.39713 | 0 | 0 | 3361.1356 | 0.00011815 | 82 | Residential_2041_Technical_MW_Before Competition Groups_82 | ECM MOTORS FOR HVAC APPLICATION (FAN-POWERED VAV BOX) | 0.01182% | 0 | 0.39713 | Residential_2041_Technical_MW_Before Competition Groups_ECM MOTORS FOR HVAC APPLICATION (FAN-POWERED VAV BOX)
Residential | Res ¦ Chilled Water Optimization | 2041 | Technical | MW | Before Competition Groups | 0.35202 | 0 | 0 | 3361.1356 | 0.00010473 | 83 | Residential_2041_Technical_MW_Before Competition Groups_83 | Chilled Water Optimization | 0.01047% | 0 | 0.35202 | Residential_2041_Technical_MW_Before Competition Groups_Chilled Water Optimization
Residential | Res ¦ Beverage Vending Machine Controls | 2041 | Technical | MW | Before Competition Groups | 0.28064 | 0 | 0 | 3361.1356 | 8.3496e-05 | 84 | Residential_2041_Technical_MW_Before Competition Groups_84 | Beverage Vending Machine Controls | 0.00835% | 0 | 0.28064 | Residential_2041_Technical_MW_Before Competition Groups_Beverage Vending Machine Controls
Residential | Res ¦ Wall Insulation MF | 2041 | Economic | MW | Before Competition Groups | 0.14893 | 0 | 0 | 1928.1691 | 7.7239e-05 | 64 | Residential_2041_Economic_MW_Before Competition Groups_64 | Wall Insulation MF | 0.007724% | 0 | 0.14893 | Residential_2041_Economic_MW_Before Competition Groups_Wall Insulation MF
Residential | Res ¦ Wall Insulation MF | 2041 | Technical | MW | Before Competition Groups | 0.15557 | 0 | 0 | 3361.1356 | 4.6286e-05 | 85 | Residential_2041_Technical_MW_Before Competition Groups_85 | Wall Insulation MF | 0.004629% | 0 | 0.15557 | Residential_2041_Technical_MW_Before Competition Groups_Wall Insulation MF
Residential | Res ¦ Networked/ Connected - Indoor LED Luminaire | 2041 | Achievable | MW | Before Competition Groups | 0.035345 | 0 | 0 | 1120.2149 | 3.1552e-05 | 63 | Residential_2041_Achievable_MW_Before Competition Groups_63 | Networked/ Connected - Indoor LED Luminaire | 0.003155% | 0 | 0.035345 | Residential_2041_Achievable_MW_Before Competition Groups_Networked/ Connected - Indoor LED Luminaire
Residential | Res ¦ LED High Bay Fixture | 2041 | Achievable | MW | Before Competition Groups | 0.029652 | 0 | 0 | 1120.2149 | 2.647e-05 | 64 | Residential_2041_Achievable_MW_Before Competition Groups_64 | LED High Bay Fixture | 0.002647% | 0 | 0.029652 | Residential_2041_Achievable_MW_Before Competition Groups_LED High Bay Fixture
Residential | Res ¦ LED High Bay Fixture | 2041 | Economic | MW | Before Competition Groups | 0.030045 | 0 | 0 | 1928.1691 | 1.5582e-05 | 65 | Residential_2041_Economic_MW_Before Competition Groups_65 | LED High Bay Fixture | 0.001558% | 0 | 0.030045 | Residential_2041_Economic_MW_Before Competition Groups_LED High Bay Fixture
Residential | Res ¦ Wall Insulation MF | 2041 | Achievable | MW | Before Competition Groups | 0.017015 | 0 | 0 | 1120.2149 | 1.5189e-05 | 65 | Residential_2041_Achievable_MW_Before Competition Groups_65 | Wall Insulation MF | 0.001519% | 0 | 0.017015 | Residential_2041_Achievable_MW_Before Competition Groups_Wall Insulation MF
Residential | Res ¦ LED Recessed Downlights | 2041 | Technical | MW | Before Competition Groups | 0.034941 | 0 | 0 | 3361.1356 | 1.0396e-05 | 86 | Residential_2041_Technical_MW_Before Competition Groups_86 | LED Recessed Downlights | 0.00104% | 0 | 0.034941 | Residential_2041_Technical_MW_Before Competition Groups_LED Recessed Downlights
Residential | Res ¦ LED High Bay Fixture | 2041 | Technical | MW | Before Competition Groups | 0.030045 | 0 | 0 | 3361.1356 | 8.9389e-06 | 87 | Residential_2041_Technical_MW_Before Competition Groups_87 | LED High Bay Fixture | 0.0008939% | 0 | 0.030045 | Residential_2041_Technical_MW_Before Competition Groups_LED High Bay Fixture
Residential | Res ¦ Radiant Barrier | 2041 | Achievable | MW | Before Competition Groups | 0.0072196 | 0 | 0 | 1120.2149 | 6.4448e-06 | 66 | Residential_2041_Achievable_MW_Before Competition Groups_66 | Radiant Barrier | 0.0006445% | 0 | 0.0072196 | Residential_2041_Achievable_MW_Before Competition Groups_Radiant Barrier
Residential | Res ¦ Radiant Barrier | 2041 | Economic | MW | Before Competition Groups | 0.011895 | 0 | 0 | 1928.1691 | 6.169e-06 | 66 | Residential_2041_Economic_MW_Before Competition Groups_66 | Radiant Barrier | 0.0006169% | 0 | 0.011895 | Residential_2041_Economic_MW_Before Competition Groups_Radiant Barrier
Residential | Res ¦ Solar Water Preheat (Pools/DHW) | 2041 | Technical | MW | Before Competition Groups | 0.013983 | 0 | 0 | 3361.1356 | 4.1601e-06 | 88 | Residential_2041_Technical_MW_Before Competition Groups_88 | Solar Water Preheat (Pools/DHW) | 0.000416% | 0 | 0.013983 | Residential_2041_Technical_MW_Before Competition Groups_Solar Water Preheat (Pools/DHW)
Residential | Res ¦ Radiant Barrier | 2041 | Technical | MW | Before Competition Groups | 0.011895 | 0 | 0 | 3361.1356 | 3.5389e-06 | 89 | Residential_2041_Technical_MW_Before Competition Groups_89 | Radiant Barrier | 0.0003539% | 0 | 0.011895 | Residential_2041_Technical_MW_Before Competition Groups_Radiant Barrier
Residential | Res ¦ Photocell Controls (Outdoor) | 2041 | Technical | MW | Before Competition Groups | 7.0426e-05 | 0 | 0 | 3361.1356 | 2.0953e-08 | 90 | Residential_2041_Technical_MW_Before Competition Groups_90 | Photocell Controls (Outdoor) | 2.095e-06% | 0 | 7.0426e-05 | Residential_2041_Technical_MW_Before Competition Groups_Photocell Controls (Outdoor)
Residential | Res ¦ Lighting Motion Sensors, Timers, Dimmers | 2041 | Achievable | MW | Before Competition Groups | 0 | 0 | 0 | 1120.2149 | 0 | 67 | Residential_2041_Achievable_MW_Before Competition Groups_67 | Lighting Motion Sensors, Timers, Dimmers | 0% | 0 | 0 | Residential_2041_Achievable_MW_Before Competition Groups_Lighting Motion Sensors, Timers, Dimmers
Residential | Res ¦ Lighting Motion Sensors, Timers, Dimmers | 2041 | Economic | MW | Before Competition Groups | 0 | 0 | 0 | 1928.1691 | 0 | 67 | Residential_2041_Economic_MW_Before Competition Groups_67 | Lighting Motion Sensors, Timers, Dimmers | 0% | 0 | 0 | Residential_2041_Economic_MW_Before Competition Groups_Lighting Motion Sensors, Timers, Dimmers
Residential | Res ¦ Ductless Mini-Split Heat Pump | 2042 | Achievable | MW | Before Competition Groups | 178.0084 | 0 | 0 | 1174.0786 | 0.15162 | 1 | Residential_2042_Achievable_MW_Before Competition Groups_1 | Ductless Mini-Split Heat Pump | 15.16% | 0 | 178.0084 | Residential_2042_Achievable_MW_Before Competition Groups_Ductless Mini-Split Heat Pump
Residential | Res ¦ Ductless Mini-Split Heat Pump | 2042 | Economic | MW | Before Competition Groups | 253.6687 | 0 | 0 | 1957.1138 | 0.12961 | 1 | Residential_2042_Economic_MW_Before Competition Groups_1 | Ductless Mini-Split Heat Pump | 12.96% | 0 | 253.6687 | Residential_2042_Economic_MW_Before Competition Groups_Ductless Mini-Split Heat Pump
Residential | Res ¦ Adaptive Thermostat | 2042 | Economic | MW | Before Competition Groups | 213.1806 | 0 | 0 | 1957.1138 | 0.10893 | 2 | Residential_2042_Economic_MW_Before Competition Groups_2 | Adaptive Thermostat | 10.89% | 0 | 213.1806 | Residential_2042_Economic_MW_Before Competition Groups_Adaptive Thermostat
Residential | Res ¦ Adaptive Thermostat | 2042 | Achievable | MW | Before Competition Groups | 124.9101 | 0 | 0 | 1174.0786 | 0.10639 | 2 | Residential_2042_Achievable_MW_Before Competition Groups_2 | Adaptive Thermostat | 10.64% | 0 | 124.9101 | Residential_2042_Achievable_MW_Before Competition Groups_Adaptive Thermostat
Residential | Res ¦ Energy Star Clothes Washer | 2042 | Achievable | MW | Before Competition Groups | 94.7596 | 0 | 0 | 1174.0786 | 0.08071 | 3 | Residential_2042_Achievable_MW_Before Competition Groups_3 | Energy Star Clothes Washer | 8.071% | 0 | 94.7596 | Residential_2042_Achievable_MW_Before Competition Groups_Energy Star Clothes Washer
Residential | Res ¦ Building Recommissioning, Operations and Maintenance (O&M) Improvements | 2042 | Achievable | MW | Before Competition Groups | 93.1844 | 0 | 0 | 1174.0786 | 0.079368 | 4 | Residential_2042_Achievable_MW_Before Competition Groups_4 | Building Recommissioning, Operations and Maintenance (O&M) Improvements | 7.937% | 0 | 93.1844 | Residential_2042_Achievable_MW_Before Competition Groups_Building Recommissioning, Operations and Maintenance (O&M) Improvements
Residential | Res ¦ Energy Star Central Air Conditioner | 2042 | Technical | MW | Before Competition Groups | 269.7552 | 0 | 0 | 3415.8458 | 0.078972 | 1 | Residential_2042_Technical_MW_Before Competition Groups_1 | Energy Star Central Air Conditioner | 7.897% | 0 | 269.7552 | Residential_2042_Technical_MW_Before Competition Groups_Energy Star Central Air Conditioner
Residential | Res ¦ Ductless Mini-Split Heat Pump | 2042 | Technical | MW | Before Competition Groups | 253.6687 | 0 | 0 | 3415.8458 | 0.074262 | 2 | Residential_2042_Technical_MW_Before Competition Groups_2 | Ductless Mini-Split Heat Pump | 7.426% | 0 | 253.6687 | Residential_2042_Technical_MW_Before Competition Groups_Ductless Mini-Split Heat Pump
Residential | Res ¦ Energy Star Ground Source Heat Pump | 2042 | Technical | MW | Before Competition Groups | 246.3938 | 0 | 0 | 3415.8458 | 0.072133 | 3 | Residential_2042_Technical_MW_Before Competition Groups_3 | Energy Star Ground Source Heat Pump | 7.213% | 0 | 246.3938 | Residential_2042_Technical_MW_Before Competition Groups_Energy Star Ground Source Heat Pump
Residential | Res ¦ Energy Star Air Source Heat Pump | 2042 | Economic | MW | Before Competition Groups | 139.0779 | 0 | 0 | 1957.1138 | 0.071063 | 3 | Residential_2042_Economic_MW_Before Competition Groups_3 | Energy Star Air Source Heat Pump | 7.106% | 0 | 139.0779 | Residential_2042_Economic_MW_Before Competition Groups_Energy Star Air Source Heat Pump
Residential | Res ¦ Smart Burners | 2042 | Economic | MW | Before Competition Groups | 135.3853 | 0 | 0 | 1957.1138 | 0.069176 | 4 | Residential_2042_Economic_MW_Before Competition Groups_4 | Smart Burners | 6.918% | 0 | 135.3853 | Residential_2042_Economic_MW_Before Competition Groups_Smart Burners
Residential | Res ¦ Ductless Mini-Split Air Conditioner | 2042 | Technical | MW | Before Competition Groups | 230.0341 | 0 | 0 | 3415.8458 | 0.067343 | 4 | Residential_2042_Technical_MW_Before Competition Groups_4 | Ductless Mini-Split Air Conditioner | 6.734% | 0 | 230.0341 | Residential_2042_Technical_MW_Before Competition Groups_Ductless Mini-Split Air Conditioner
Residential | Res ¦ Adaptive Thermostat | 2042 | Technical | MW | Before Competition Groups | 213.1806 | 0 | 0 | 3415.8458 | 0.062409 | 5 | Residential_2042_Technical_MW_Before Competition Groups_5 | Adaptive Thermostat | 6.241% | 0 | 213.1806 | Residential_2042_Technical_MW_Before Competition Groups_Adaptive Thermostat
Residential | Res ¦ Smart Burners | 2042 | Achievable | MW | Before Competition Groups | 65.9075 | 0 | 0 | 1174.0786 | 0.056135 | 5 | Residential_2042_Achievable_MW_Before Competition Groups_5 | Smart Burners | 5.614% | 0 | 65.9075 | Residential_2042_Achievable_MW_Before Competition Groups_Smart Burners
Residential | Res ¦ Variable Speed Pool Pump Motor | 2042 | Achievable | MW | Before Competition Groups | 65.6844 | 0 | 0 | 1174.0786 | 0.055945 | 6 | Residential_2042_Achievable_MW_Before Competition Groups_6 | Variable Speed Pool Pump Motor | 5.595% | 0 | 65.6844 | Residential_2042_Achievable_MW_Before Competition Groups_Variable Speed Pool Pump Motor
Residential | Res ¦ Energy Star Clothes Washer | 2042 | Economic | MW | Before Competition Groups | 109.4241 | 0 | 0 | 1957.1138 | 0.055911 | 5 | Residential_2042_Economic_MW_Before Competition Groups_5 | Energy Star Clothes Washer | 5.591% | 0 | 109.4241 | Residential_2042_Economic_MW_Before Competition Groups_Energy Star Clothes Washer
Residential | Res ¦ Energy Star A Line, PAR, MR Lamps | 2042 | Economic | MW | Before Competition Groups | 102.2816 | 0 | 0 | 1957.1138 | 0.052261 | 6 | Residential_2042_Economic_MW_Before Competition Groups_6 | Energy Star A Line, PAR, MR Lamps | 5.226% | 0 | 102.2816 | Residential_2042_Economic_MW_Before Competition Groups_Energy Star A Line, PAR, MR Lamps
Residential | Res ¦ Energy Star Air Source Heat Pump | 2042 | Achievable | MW | Before Competition Groups | 58.5245 | 0 | 0 | 1174.0786 | 0.049847 | 7 | Residential_2042_Achievable_MW_Before Competition Groups_7 | Energy Star Air Source Heat Pump | 4.985% | 0 | 58.5245 | Residential_2042_Achievable_MW_Before Competition Groups_Energy Star Air Source Heat Pump
Residential | Res ¦ Smart Burners | 2042 | Technical | MW | Before Competition Groups | 169.3997 | 0 | 0 | 3415.8458 | 0.049592 | 6 | Residential_2042_Technical_MW_Before Competition Groups_6 | Smart Burners | 4.959% | 0 | 169.3997 | Residential_2042_Technical_MW_Before Competition Groups_Smart Burners
Residential | Res ¦ Energy Star LED Bulbs General Purpose LEDs | 2042 | Economic | MW | Before Competition Groups | 93.1598 | 0 | 0 | 1957.1138 | 0.047601 | 7 | Residential_2042_Economic_MW_Before Competition Groups_7 | Energy Star LED Bulbs General Purpose LEDs | 4.76% | 0 | 93.1598 | Residential_2042_Economic_MW_Before Competition Groups_Energy Star LED Bulbs General Purpose LEDs
Residential | Res ¦ Energy Star Room Air Conditioner | 2042 | Economic | MW | Before Competition Groups | 87.9574 | 0 | 0 | 1957.1138 | 0.044942 | 8 | Residential_2042_Economic_MW_Before Competition Groups_8 | Energy Star Room Air Conditioner | 4.494% | 0 | 87.9574 | Residential_2042_Economic_MW_Before Competition Groups_Energy Star Room Air Conditioner
Residential | Res ¦ Energy Star LED Specialty Bulbs | 2042 | Economic | MW | Before Competition Groups | 82.6101 | 0 | 0 | 1957.1138 | 0.04221 | 9 | Residential_2042_Economic_MW_Before Competition Groups_9 | Energy Star LED Specialty Bulbs | 4.221% | 0 | 82.6101 | Residential_2042_Economic_MW_Before Competition Groups_Energy Star LED Specialty Bulbs
Residential | Res ¦ Energy Star Air Source Heat Pump | 2042 | Technical | MW | Before Competition Groups | 139.0779 | 0 | 0 | 3415.8458 | 0.040716 | 7 | Residential_2042_Technical_MW_Before Competition Groups_7 | Energy Star Air Source Heat Pump | 4.072% | 0 | 139.0779 | Residential_2042_Technical_MW_Before Competition Groups_Energy Star Air Source Heat Pump
Residential | Res ¦ Energy Star Refrigerator | 2042 | Technical | MW | Before Competition Groups | 136.852 | 0 | 0 | 3415.8458 | 0.040064 | 8 | Residential_2042_Technical_MW_Before Competition Groups_8 | Energy Star Refrigerator | 4.006% | 0 | 136.852 | Residential_2042_Technical_MW_Before Competition Groups_Energy Star Refrigerator
Residential | Res ¦ Building Recommissioning, Operations and Maintenance (O&M) Improvements | 2042 | Economic | MW | Before Competition Groups | 77.5396 | 0 | 0 | 1957.1138 | 0.039619 | 10 | Residential_2042_Economic_MW_Before Competition Groups_10 | Building Recommissioning, Operations and Maintenance (O&M) Improvements | 3.962% | 0 | 77.5396 | Residential_2042_Economic_MW_Before Competition Groups_Building Recommissioning, Operations and Maintenance (O&M) Improvements
Residential | Res ¦ Energy Star Room Air Conditioner | 2042 | Achievable | MW | Before Competition Groups | 45.0017 | 0 | 0 | 1174.0786 | 0.038329 | 8 | Residential_2042_Achievable_MW_Before Competition Groups_8 | Energy Star Room Air Conditioner | 3.833% | 0 | 45.0017 | Residential_2042_Achievable_MW_Before Competition Groups_Energy Star Room Air Conditioner
Residential | Res ¦ Basement Wall Insulation | 2042 | Economic | MW | Before Competition Groups | 68.9236 | 0 | 0 | 1957.1138 | 0.035217 | 11 | Residential_2042_Economic_MW_Before Competition Groups_11 | Basement Wall Insulation | 3.522% | 0 | 68.9236 | Residential_2042_Economic_MW_Before Competition Groups_Basement Wall Insulation
Residential | Res ¦ Heat Pump Clothes Dryer | 2042 | Technical | MW | Before Competition Groups | 119.5096 | 0 | 0 | 3415.8458 | 0.034987 | 9 | Residential_2042_Technical_MW_Before Competition Groups_9 | Heat Pump Clothes Dryer | 3.499% | 0 | 119.5096 | Residential_2042_Technical_MW_Before Competition Groups_Heat Pump Clothes Dryer
Residential | Res ¦ Smart Power Bar | 2042 | Achievable | MW | Before Competition Groups | 40.115 | 0 | 0 | 1174.0786 | 0.034167 | 9 | Residential_2042_Achievable_MW_Before Competition Groups_9 | Smart Power Bar | 3.417% | 0 | 40.115 | Residential_2042_Achievable_MW_Before Competition Groups_Smart Power Bar
Residential | Res ¦ Energy Star Clothes Washer | 2042 | Technical | MW | Before Competition Groups | 109.4241 | 0 | 0 | 3415.8458 | 0.032034 | 10 | Residential_2042_Technical_MW_Before Competition Groups_10 | Energy Star Clothes Washer | 3.203% | 0 | 109.4241 | Residential_2042_Technical_MW_Before Competition Groups_Energy Star Clothes Washer
Residential | Res ¦ Basement Wall Insulation | 2042 | Achievable | MW | Before Competition Groups | 37.5098 | 0 | 0 | 1174.0786 | 0.031948 | 10 | Residential_2042_Achievable_MW_Before Competition Groups_10 | Basement Wall Insulation | 3.195% | 0 | 37.5098 | Residential_2042_Achievable_MW_Before Competition Groups_Basement Wall Insulation
Residential | Res ¦ Induction Cooking Stove Top | 2042 | Technical | MW | Before Competition Groups | 104.3502 | 0 | 0 | 3415.8458 | 0.030549 | 11 | Residential_2042_Technical_MW_Before Competition Groups_11 | Induction Cooking Stove Top | 3.055% | 0 | 104.3502 | Residential_2042_Technical_MW_Before Competition Groups_Induction Cooking Stove Top
Residential | Res ¦ Energy Star A Line, PAR, MR Lamps | 2042 | Technical | MW | Before Competition Groups | 102.2816 | 0 | 0 | 3415.8458 | 0.029943 | 12 | Residential_2042_Technical_MW_Before Competition Groups_12 | Energy Star A Line, PAR, MR Lamps | 2.994% | 0 | 102.2816 | Residential_2042_Technical_MW_Before Competition Groups_Energy Star A Line, PAR, MR Lamps
Residential | Res ¦ Basement or Crawlspace Insulation | 2042 | Economic | MW | Before Competition Groups | 57.3531 | 0 | 0 | 1957.1138 | 0.029305 | 12 | Residential_2042_Economic_MW_Before Competition Groups_12 | Basement or Crawlspace Insulation | 2.93% | 0 | 57.3531 | Residential_2042_Economic_MW_Before Competition Groups_Basement or Crawlspace Insulation
Residential | Res ¦ Smart Power Bar | 2042 | Economic | MW | Before Competition Groups | 56.3694 | 0 | 0 | 1957.1138 | 0.028802 | 13 | Residential_2042_Economic_MW_Before Competition Groups_13 | Smart Power Bar | 2.88% | 0 | 56.3694 | Residential_2042_Economic_MW_Before Competition Groups_Smart Power Bar
Residential | Res ¦ Variable Speed Pool Pump Motor | 2042 | Economic | MW | Before Competition Groups | 54.6572 | 0 | 0 | 1957.1138 | 0.027927 | 14 | Residential_2042_Economic_MW_Before Competition Groups_14 | Variable Speed Pool Pump Motor | 2.793% | 0 | 54.6572 | Residential_2042_Economic_MW_Before Competition Groups_Variable Speed Pool Pump Motor
Residential | Res ¦ Energy Star LED Bulbs General Purpose LEDs | 2042 | Technical | MW | Before Competition Groups | 93.1598 | 0 | 0 | 3415.8458 | 0.027273 | 13 | Residential_2042_Technical_MW_Before Competition Groups_13 | Energy Star LED Bulbs General Purpose LEDs | 2.727% | 0 | 93.1598 | Residential_2042_Technical_MW_Before Competition Groups_Energy Star LED Bulbs General Purpose LEDs
Residential | Res ¦ Attic Insulation | 2042 | Economic | MW | Before Competition Groups | 53.2007 | 0 | 0 | 1957.1138 | 0.027183 | 15 | Residential_2042_Economic_MW_Before Competition Groups_15 | Attic Insulation | 2.718% | 0 | 53.2007 | Residential_2042_Economic_MW_Before Competition Groups_Attic Insulation
Residential | Res ¦ Energy Star Room Air Conditioner | 2042 | Technical | MW | Before Competition Groups | 88.8288 | 0 | 0 | 3415.8458 | 0.026005 | 14 | Residential_2042_Technical_MW_Before Competition Groups_14 | Energy Star Room Air Conditioner | 2.6% | 0 | 88.8288 | Residential_2042_Technical_MW_Before Competition Groups_Energy Star Room Air Conditioner
Residential | Res ¦ Attic Insulation | 2042 | Achievable | MW | Before Competition Groups | 28.9476 | 0 | 0 | 1174.0786 | 0.024656 | 11 | Residential_2042_Achievable_MW_Before Competition Groups_11 | Attic Insulation | 2.466% | 0 | 28.9476 | Residential_2042_Achievable_MW_Before Competition Groups_Attic Insulation
Residential | Res ¦ Energy Star LED Specialty Bulbs | 2042 | Technical | MW | Before Competition Groups | 82.6101 | 0 | 0 | 3415.8458 | 0.024184 | 15 | Residential_2042_Technical_MW_Before Competition Groups_15 | Energy Star LED Specialty Bulbs | 2.418% | 0 | 82.6101 | Residential_2042_Technical_MW_Before Competition Groups_Energy Star LED Specialty Bulbs
Residential | Res ¦ Energy Star LED Bulbs General Purpose LEDs | 2042 | Achievable | MW | Before Competition Groups | 28.3542 | 0 | 0 | 1174.0786 | 0.02415 | 12 | Residential_2042_Achievable_MW_Before Competition Groups_12 | Energy Star LED Bulbs General Purpose LEDs | 2.415% | 0 | 28.3542 | Residential_2042_Achievable_MW_Before Competition Groups_Energy Star LED Bulbs General Purpose LEDs
Residential | Res ¦ Building Recommissioning, Operations and Maintenance (O&M) Improvements | 2042 | Technical | MW | Before Competition Groups | 77.5396 | 0 | 0 | 3415.8458 | 0.0227 | 16 | Residential_2042_Technical_MW_Before Competition Groups_16 | Building Recommissioning, Operations and Maintenance (O&M) Improvements | 2.27% | 0 | 77.5396 | Residential_2042_Technical_MW_Before Competition Groups_Building Recommissioning, Operations and Maintenance (O&M) Improvements
Residential | Res ¦ Energy Star LED Specialty Bulbs | 2042 | Achievable | MW | Before Competition Groups | 25.4567 | 0 | 0 | 1174.0786 | 0.021682 | 13 | Residential_2042_Achievable_MW_Before Competition Groups_13 | Energy Star LED Specialty Bulbs | 2.168% | 0 | 25.4567 | Residential_2042_Achievable_MW_Before Competition Groups_Energy Star LED Specialty Bulbs
Residential | Res ¦ Wall Insulation | 2042 | Economic | MW | Before Competition Groups | 41.6928 | 0 | 0 | 1957.1138 | 0.021303 | 16 | Residential_2042_Economic_MW_Before Competition Groups_16 | Wall Insulation | 2.13% | 0 | 41.6928 | Residential_2042_Economic_MW_Before Competition Groups_Wall Insulation
Residential | Res ¦ Basement Wall Insulation | 2042 | Technical | MW | Before Competition Groups | 68.9236 | 0 | 0 | 3415.8458 | 0.020178 | 17 | Residential_2042_Technical_MW_Before Competition Groups_17 | Basement Wall Insulation | 2.018% | 0 | 68.9236 | Residential_2042_Technical_MW_Before Competition Groups_Basement Wall Insulation
Residential | Res ¦ Energy Star Clothes Dryer | 2042 | Technical | MW | Before Competition Groups | 68.2601 | 0 | 0 | 3415.8458 | 0.019983 | 18 | Residential_2042_Technical_MW_Before Competition Groups_18 | Energy Star Clothes Dryer | 1.998% | 0 | 68.2601 | Residential_2042_Technical_MW_Before Competition Groups_Energy Star Clothes Dryer
Residential | Res ¦ Energy Star Clothes Dryer | 2042 | Achievable | MW | Before Competition Groups | 22.7626 | 0 | 0 | 1174.0786 | 0.019388 | 14 | Residential_2042_Achievable_MW_Before Competition Groups_14 | Energy Star Clothes Dryer | 1.939% | 0 | 22.7626 | Residential_2042_Achievable_MW_Before Competition Groups_Energy Star Clothes Dryer
Residential | Res ¦ Energy Star Clothes Dryer | 2042 | Economic | MW | Before Competition Groups | 36.6469 | 0 | 0 | 1957.1138 | 0.018725 | 17 | Residential_2042_Economic_MW_Before Competition Groups_17 | Energy Star Clothes Dryer | 1.872% | 0 | 36.6469 | Residential_2042_Economic_MW_Before Competition Groups_Energy Star Clothes Dryer
Residential | Res ¦ Networked/ Connected - Indoor LED Lamp | 2042 | Technical | MW | Before Competition Groups | 62.0549 | 0 | 0 | 3415.8458 | 0.018167 | 19 | Residential_2042_Technical_MW_Before Competition Groups_19 | Networked/ Connected - Indoor LED Lamp | 1.817% | 0 | 62.0549 | Residential_2042_Technical_MW_Before Competition Groups_Networked/ Connected - Indoor LED Lamp
Residential | Res ¦ Energy Star A Line, PAR, MR Lamps | 2042 | Achievable | MW | Before Competition Groups | 21.0858 | 0 | 0 | 1174.0786 | 0.017959 | 15 | Residential_2042_Achievable_MW_Before Competition Groups_15 | Energy Star A Line, PAR, MR Lamps | 1.796% | 0 | 21.0858 | Residential_2042_Achievable_MW_Before Competition Groups_Energy Star A Line, PAR, MR Lamps
Residential | Res ¦ Basement or Crawlspace Insulation | 2042 | Technical | MW | Before Competition Groups | 57.3531 | 0 | 0 | 3415.8458 | 0.01679 | 20 | Residential_2042_Technical_MW_Before Competition Groups_20 | Basement or Crawlspace Insulation | 1.679% | 0 | 57.3531 | Residential_2042_Technical_MW_Before Competition Groups_Basement or Crawlspace Insulation
Residential | Res ¦ Smart Power Bar | 2042 | Technical | MW | Before Competition Groups | 56.3694 | 0 | 0 | 3415.8458 | 0.016502 | 21 | Residential_2042_Technical_MW_Before Competition Groups_21 | Smart Power Bar | 1.65% | 0 | 56.3694 | Residential_2042_Technical_MW_Before Competition Groups_Smart Power Bar
Residential | Res ¦ Variable Speed Pool Pump Motor | 2042 | Technical | MW | Before Competition Groups | 54.6572 | 0 | 0 | 3415.8458 | 0.016001 | 22 | Residential_2042_Technical_MW_Before Competition Groups_22 | Variable Speed Pool Pump Motor | 1.6% | 0 | 54.6572 | Residential_2042_Technical_MW_Before Competition Groups_Variable Speed Pool Pump Motor
Residential | Res ¦ Attic Insulation | 2042 | Technical | MW | Before Competition Groups | 53.2007 | 0 | 0 | 3415.8458 | 0.015575 | 23 | Residential_2042_Technical_MW_Before Competition Groups_23 | Attic Insulation | 1.557% | 0 | 53.2007 | Residential_2042_Technical_MW_Before Competition Groups_Attic Insulation
Residential | Res ¦ Lighting Motion Sensors, Timers, Dimmers | 2042 | Technical | MW | Before Competition Groups | 52.8633 | 0 | 0 | 3415.8458 | 0.015476 | 24 | Residential_2042_Technical_MW_Before Competition Groups_24 | Lighting Motion Sensors, Timers, Dimmers | 1.548% | 0 | 52.8633 | Residential_2042_Technical_MW_Before Competition Groups_Lighting Motion Sensors, Timers, Dimmers
Residential | Res ¦ Energy Star Torchiere | 2042 | Achievable | MW | Before Competition Groups | 17.7992 | 0 | 0 | 1174.0786 | 0.01516 | 16 | Residential_2042_Achievable_MW_Before Competition Groups_16 | Energy Star Torchiere | 1.516% | 0 | 17.7992 | Residential_2042_Achievable_MW_Before Competition Groups_Energy Star Torchiere
Residential | Res ¦ Wall Insulation | 2042 | Technical | MW | Before Competition Groups | 41.6928 | 0 | 0 | 3415.8458 | 0.012206 | 25 | Residential_2042_Technical_MW_Before Competition Groups_25 | Wall Insulation | 1.221% | 0 | 41.6928 | Residential_2042_Technical_MW_Before Competition Groups_Wall Insulation
Residential | Res ¦ Occupancy Sensors MF | 2042 | Achievable | MW | Before Competition Groups | 13.8304 | 0 | 0 | 1174.0786 | 0.01178 | 17 | Residential_2042_Achievable_MW_Before Competition Groups_17 | Occupancy Sensors MF | 1.178% | 0 | 13.8304 | Residential_2042_Achievable_MW_Before Competition Groups_Occupancy Sensors MF
Residential | Res ¦ Energy Star Light Fixture | 2042 | Achievable | MW | Before Competition Groups | 13.7815 | 0 | 0 | 1174.0786 | 0.011738 | 18 | Residential_2042_Achievable_MW_Before Competition Groups_18 | Energy Star Light Fixture | 1.174% | 0 | 13.7815 | Residential_2042_Achievable_MW_Before Competition Groups_Energy Star Light Fixture
Residential | Res ¦ Advanced BAS/Controllers | 2042 | Achievable | MW | Before Competition Groups | 13.6118 | 0 | 0 | 1174.0786 | 0.011594 | 19 | Residential_2042_Achievable_MW_Before Competition Groups_19 | Advanced BAS/Controllers | 1.159% | 0 | 13.6118 | Residential_2042_Achievable_MW_Before Competition Groups_Advanced BAS/Controllers
Residential | Res ¦ High Efficiency Chiller (avg of water and air cooled) | 2042 | Achievable | MW | Before Competition Groups | 13.312 | 0 | 0 | 1174.0786 | 0.011338 | 20 | Residential_2042_Achievable_MW_Before Competition Groups_20 | High Efficiency Chiller (avg of water and air cooled) | 1.134% | 0 | 13.312 | Residential_2042_Achievable_MW_Before Competition Groups_High Efficiency Chiller (avg of water and air cooled)
Residential | Res ¦ Energy Star Torchiere | 2042 | Economic | MW | Before Competition Groups | 21.6349 | 0 | 0 | 1957.1138 | 0.011055 | 18 | Residential_2042_Economic_MW_Before Competition Groups_18 | Energy Star Torchiere | 1.105% | 0 | 21.6349 | Residential_2042_Economic_MW_Before Competition Groups_Energy Star Torchiere
Residential | Res ¦ Variable Refrigerant Flow Heat Pump | 2042 | Technical | MW | Before Competition Groups | 37.5509 | 0 | 0 | 3415.8458 | 0.010993 | 26 | Residential_2042_Technical_MW_Before Competition Groups_26 | Variable Refrigerant Flow Heat Pump | 1.099% | 0 | 37.5509 | Residential_2042_Technical_MW_Before Competition Groups_Variable Refrigerant Flow Heat Pump
Residential | Res ¦ Variable Refrigerant Flow Heat Pump | 2042 | Achievable | MW | Before Competition Groups | 12.618 | 0 | 0 | 1174.0786 | 0.010747 | 21 | Residential_2042_Achievable_MW_Before Competition Groups_21 | Variable Refrigerant Flow Heat Pump | 1.075% | 0 | 12.618 | Residential_2042_Achievable_MW_Before Competition Groups_Variable Refrigerant Flow Heat Pump
Residential | Res ¦ Clothes Drying Racks | 2042 | Achievable | MW | Before Competition Groups | 12.374 | 0 | 0 | 1174.0786 | 0.010539 | 22 | Residential_2042_Achievable_MW_Before Competition Groups_22 | Clothes Drying Racks | 1.054% | 0 | 12.374 | Residential_2042_Achievable_MW_Before Competition Groups_Clothes Drying Racks
Residential | Res ¦ Air Source Heat Pump | 2042 | Technical | MW | Before Competition Groups | 35.8848 | 0 | 0 | 3415.8458 | 0.010505 | 27 | Residential_2042_Technical_MW_Before Competition Groups_27 | Air Source Heat Pump | 1.051% | 0 | 35.8848 | Residential_2042_Technical_MW_Before Competition Groups_Air Source Heat Pump
Residential | Res ¦ Ceiling Insulation | 2042 | Economic | MW | Before Competition Groups | 20.1924 | 0 | 0 | 1957.1138 | 0.010317 | 19 | Residential_2042_Economic_MW_Before Competition Groups_19 | Ceiling Insulation | 1.032% | 0 | 20.1924 | Residential_2042_Economic_MW_Before Competition Groups_Ceiling Insulation
Residential | Res ¦ Home Energy Reports | 2042 | Technical | MW | Before Competition Groups | 32.7439 | 0 | 0 | 3415.8458 | 0.0095859 | 28 | Residential_2042_Technical_MW_Before Competition Groups_28 | Home Energy Reports | 0.9586% | 0 | 32.7439 | Residential_2042_Technical_MW_Before Competition Groups_Home Energy Reports
Residential | Res ¦ Energy Star Light Fixture | 2042 | Economic | MW | Before Competition Groups | 17.8175 | 0 | 0 | 1957.1138 | 0.009104 | 20 | Residential_2042_Economic_MW_Before Competition Groups_20 | Energy Star Light Fixture | 0.9104% | 0 | 17.8175 | Residential_2042_Economic_MW_Before Competition Groups_Energy Star Light Fixture
Residential | Res ¦ Refrigerator Recycling | 2042 | Achievable | MW | Before Competition Groups | 10.4878 | 0 | 0 | 1174.0786 | 0.0089328 | 23 | Residential_2042_Achievable_MW_Before Competition Groups_23 | Refrigerator Recycling | 0.8933% | 0 | 10.4878 | Residential_2042_Achievable_MW_Before Competition Groups_Refrigerator Recycling
Residential | Res ¦ Freezer Recycling | 2042 | Achievable | MW | Before Competition Groups | 9.766 | 0 | 0 | 1174.0786 | 0.0083181 | 24 | Residential_2042_Achievable_MW_Before Competition Groups_24 | Freezer Recycling | 0.8318% | 0 | 9.766 | Residential_2042_Achievable_MW_Before Competition Groups_Freezer Recycling
Residential | Res ¦ Home Energy Reports | 2042 | Achievable | MW | Before Competition Groups | 9.3991 | 0 | 0 | 1174.0786 | 0.0080055 | 25 | Residential_2042_Achievable_MW_Before Competition Groups_25 | Home Energy Reports | 0.8006% | 0 | 9.3991 | Residential_2042_Achievable_MW_Before Competition Groups_Home Energy Reports
Residential | Res ¦ Duct Insulation | 2042 | Economic | MW | Before Competition Groups | 14.9868 | 0 | 0 | 1957.1138 | 0.0076576 | 21 | Residential_2042_Economic_MW_Before Competition Groups_21 | Duct Insulation | 0.7658% | 0 | 14.9868 | Residential_2042_Economic_MW_Before Competition Groups_Duct Insulation
Residential | Res ¦ Home Energy Reports | 2042 | Economic | MW | Before Competition Groups | 14.7345 | 0 | 0 | 1957.1138 | 0.0075287 | 22 | Residential_2042_Economic_MW_Before Competition Groups_22 | Home Energy Reports | 0.7529% | 0 | 14.7345 | Residential_2042_Economic_MW_Before Competition Groups_Home Energy Reports
Residential | Res ¦ Air Sealing | 2042 | Economic | MW | Before Competition Groups | 14.6935 | 0 | 0 | 1957.1138 | 0.0075078 | 23 | Residential_2042_Economic_MW_Before Competition Groups_23 | Air Sealing | 0.7508% | 0 | 14.6935 | Residential_2042_Economic_MW_Before Competition Groups_Air Sealing
Residential | Res ¦ High Efficiency Chiller (avg of water and air cooled) | 2042 | Economic | MW | Before Competition Groups | 14.6595 | 0 | 0 | 1957.1138 | 0.0074904 | 24 | Residential_2042_Economic_MW_Before Competition Groups_24 | High Efficiency Chiller (avg of water and air cooled) | 0.749% | 0 | 14.6595 | Residential_2042_Economic_MW_Before Competition Groups_High Efficiency Chiller (avg of water and air cooled)
Residential | Res ¦ Duct Insulation | 2042 | Achievable | MW | Before Competition Groups | 8.7703 | 0 | 0 | 1174.0786 | 0.0074699 | 26 | Residential_2042_Achievable_MW_Before Competition Groups_26 | Duct Insulation | 0.747% | 0 | 8.7703 | Residential_2042_Achievable_MW_Before Competition Groups_Duct Insulation
Residential | Res ¦ Energy Star Light Fixture | 2042 | Technical | MW | Before Competition Groups | 25.4102 | 0 | 0 | 3415.8458 | 0.0074389 | 29 | Residential_2042_Technical_MW_Before Competition Groups_29 | Energy Star Light Fixture | 0.7439% | 0 | 25.4102 | Residential_2042_Technical_MW_Before Competition Groups_Energy Star Light Fixture
Residential | Res ¦ Wall Insulation | 2042 | Achievable | MW | Before Competition Groups | 8.5902 | 0 | 0 | 1174.0786 | 0.0073166 | 27 | Residential_2042_Achievable_MW_Before Competition Groups_27 | Wall Insulation | 0.7317% | 0 | 8.5902 | Residential_2042_Achievable_MW_Before Competition Groups_Wall Insulation
Residential | Res ¦ Energy Star Freezer | 2042 | Achievable | MW | Before Competition Groups | 8.4731 | 0 | 0 | 1174.0786 | 0.0072168 | 28 | Residential_2042_Achievable_MW_Before Competition Groups_28 | Energy Star Freezer | 0.7217% | 0 | 8.4731 | Residential_2042_Achievable_MW_Before Competition Groups_Energy Star Freezer
Residential | Res ¦ Air Source Heat Pump | 2042 | Economic | MW | Before Competition Groups | 14.097 | 0 | 0 | 1957.1138 | 0.007203 | 25 | Residential_2042_Economic_MW_Before Competition Groups_25 | Air Source Heat Pump | 0.7203% | 0 | 14.097 | Residential_2042_Economic_MW_Before Competition Groups_Air Source Heat Pump
Residential | Res ¦ Floor Insulation | 2042 | Economic | MW | Before Competition Groups | 13.9681 | 0 | 0 | 1957.1138 | 0.0071371 | 26 | Residential_2042_Economic_MW_Before Competition Groups_26 | Floor Insulation | 0.7137% | 0 | 13.9681 | Residential_2042_Economic_MW_Before Competition Groups_Floor Insulation
Residential | Res ¦ Air Sealing | 2042 | Achievable | MW | Before Competition Groups | 7.996 | 0 | 0 | 1174.0786 | 0.0068105 | 29 | Residential_2042_Achievable_MW_Before Competition Groups_29 | Air Sealing | 0.681% | 0 | 7.996 | Residential_2042_Achievable_MW_Before Competition Groups_Air Sealing
Residential | Res ¦ Floor Insulation | 2042 | Achievable | MW | Before Competition Groups | 7.5973 | 0 | 0 | 1174.0786 | 0.0064708 | 30 | Residential_2042_Achievable_MW_Before Competition Groups_30 | Floor Insulation | 0.6471% | 0 | 7.5973 | Residential_2042_Achievable_MW_Before Competition Groups_Floor Insulation
Residential | Res ¦ Energy Star Torchiere | 2042 | Technical | MW | Before Competition Groups | 21.6349 | 0 | 0 | 3415.8458 | 0.0063337 | 30 | Residential_2042_Technical_MW_Before Competition Groups_30 | Energy Star Torchiere | 0.6334% | 0 | 21.6349 | Residential_2042_Technical_MW_Before Competition Groups_Energy Star Torchiere
Residential | Res ¦ Ceiling Insulation | 2042 | Technical | MW | Before Competition Groups | 20.7676 | 0 | 0 | 3415.8458 | 0.0060798 | 31 | Residential_2042_Technical_MW_Before Competition Groups_31 | Ceiling Insulation | 0.608% | 0 | 20.7676 | Residential_2042_Technical_MW_Before Competition Groups_Ceiling Insulation
Residential | Res ¦ Basement or Crawlspace Insulation | 2042 | Achievable | MW | Before Competition Groups | 6.9921 | 0 | 0 | 1174.0786 | 0.0059554 | 31 | Residential_2042_Achievable_MW_Before Competition Groups_31 | Basement or Crawlspace Insulation | 0.5955% | 0 | 6.9921 | Residential_2042_Achievable_MW_Before Competition Groups_Basement or Crawlspace Insulation
Residential | Res ¦ Occupancy Sensors MF | 2042 | Economic | MW | Before Competition Groups | 11.6091 | 0 | 0 | 1957.1138 | 0.0059317 | 27 | Residential_2042_Economic_MW_Before Competition Groups_27 | Occupancy Sensors MF | 0.5932% | 0 | 11.6091 | Residential_2042_Economic_MW_Before Competition Groups_Occupancy Sensors MF
Residential | Res ¦ Advanced BAS/Controllers | 2042 | Economic | MW | Before Competition Groups | 11.3267 | 0 | 0 | 1957.1138 | 0.0057874 | 28 | Residential_2042_Economic_MW_Before Competition Groups_28 | Advanced BAS/Controllers | 0.5787% | 0 | 11.3267 | Residential_2042_Economic_MW_Before Competition Groups_Advanced BAS/Controllers
Residential | Res ¦ Clothes Drying Racks | 2042 | Economic | MW | Before Competition Groups | 10.2972 | 0 | 0 | 1957.1138 | 0.0052614 | 29 | Residential_2042_Economic_MW_Before Competition Groups_29 | Clothes Drying Racks | 0.5261% | 0 | 10.2972 | Residential_2042_Economic_MW_Before Competition Groups_Clothes Drying Racks
Residential | Res ¦ Duct Insulation | 2042 | Technical | MW | Before Competition Groups | 17.3161 | 0 | 0 | 3415.8458 | 0.0050694 | 32 | Residential_2042_Technical_MW_Before Competition Groups_32 | Duct Insulation | 0.5069% | 0 | 17.3161 | Residential_2042_Technical_MW_Before Competition Groups_Duct Insulation
Residential | Res ¦ Variable Refrigerant Flow Heat Pump | 2042 | Economic | MW | Before Competition Groups | 9.8463 | 0 | 0 | 1957.1138 | 0.005031 | 30 | Residential_2042_Economic_MW_Before Competition Groups_30 | Variable Refrigerant Flow Heat Pump | 0.5031% | 0 | 9.8463 | Residential_2042_Economic_MW_Before Competition Groups_Variable Refrigerant Flow Heat Pump
Residential | Res ¦ Energy Star Dehumidifier | 2042 | Achievable | MW | Before Competition Groups | 5.7504 | 0 | 0 | 1174.0786 | 0.0048978 | 32 | Residential_2042_Achievable_MW_Before Competition Groups_32 | Energy Star Dehumidifier | 0.4898% | 0 | 5.7504 | Residential_2042_Achievable_MW_Before Competition Groups_Energy Star Dehumidifier
Residential | Res ¦ Refrigerator Recycling | 2042 | Economic | MW | Before Competition Groups | 8.7271 | 0 | 0 | 1957.1138 | 0.0044592 | 31 | Residential_2042_Economic_MW_Before Competition Groups_31 | Refrigerator Recycling | 0.4459% | 0 | 8.7271 | Residential_2042_Economic_MW_Before Competition Groups_Refrigerator Recycling
Residential | Res ¦ Air Sealing | 2042 | Technical | MW | Before Competition Groups | 14.6935 | 0 | 0 | 3415.8458 | 0.0043016 | 33 | Residential_2042_Technical_MW_Before Competition Groups_33 | Air Sealing | 0.4302% | 0 | 14.6935 | Residential_2042_Technical_MW_Before Competition Groups_Air Sealing
Residential | Res ¦ High Efficiency Chiller (avg of water and air cooled) | 2042 | Technical | MW | Before Competition Groups | 14.6595 | 0 | 0 | 3415.8458 | 0.0042916 | 34 | Residential_2042_Technical_MW_Before Competition Groups_34 | High Efficiency Chiller (avg of water and air cooled) | 0.4292% | 0 | 14.6595 | Residential_2042_Technical_MW_Before Competition Groups_High Efficiency Chiller (avg of water and air cooled)
Residential | Res ¦ Furnace with ECM | 2042 | Achievable | MW | Before Competition Groups | 4.9705 | 0 | 0 | 1174.0786 | 0.0042336 | 33 | Residential_2042_Achievable_MW_Before Competition Groups_33 | Furnace with ECM | 0.4234% | 0 | 4.9705 | Residential_2042_Achievable_MW_Before Competition Groups_Furnace with ECM
Residential | Res ¦ Freezer Recycling | 2042 | Economic | MW | Before Competition Groups | 8.1293 | 0 | 0 | 1957.1138 | 0.0041537 | 32 | Residential_2042_Economic_MW_Before Competition Groups_32 | Freezer Recycling | 0.4154% | 0 | 8.1293 | Residential_2042_Economic_MW_Before Competition Groups_Freezer Recycling
Residential | Res ¦ Central Air Conditioner Maintenance | 2042 | Technical | MW | Before Competition Groups | 14.1874 | 0 | 0 | 3415.8458 | 0.0041534 | 35 | Residential_2042_Technical_MW_Before Competition Groups_35 | Central Air Conditioner Maintenance | 0.4153% | 0 | 14.1874 | Residential_2042_Technical_MW_Before Competition Groups_Central Air Conditioner Maintenance
Residential | Res ¦ Floor Insulation | 2042 | Technical | MW | Before Competition Groups | 13.9681 | 0 | 0 | 3415.8458 | 0.0040892 | 36 | Residential_2042_Technical_MW_Before Competition Groups_36 | Floor Insulation | 0.4089% | 0 | 13.9681 | Residential_2042_Technical_MW_Before Competition Groups_Floor Insulation
Residential | Res ¦ Duct Insulation MF | 2042 | Economic | MW | Before Competition Groups | 7.8025 | 0 | 0 | 1957.1138 | 0.0039867 | 33 | Residential_2042_Economic_MW_Before Competition Groups_33 | Duct Insulation MF | 0.3987% | 0 | 7.8025 | Residential_2042_Economic_MW_Before Competition Groups_Duct Insulation MF
Residential | Res ¦ Energy Star Dehumidifier | 2042 | Economic | MW | Before Competition Groups | 7.615 | 0 | 0 | 1957.1138 | 0.0038909 | 34 | Residential_2042_Economic_MW_Before Competition Groups_34 | Energy Star Dehumidifier | 0.3891% | 0 | 7.615 | Residential_2042_Economic_MW_Before Competition Groups_Energy Star Dehumidifier
Residential | Res ¦ Energy Star Freezer | 2042 | Technical | MW | Before Competition Groups | 13.0378 | 0 | 0 | 3415.8458 | 0.0038169 | 37 | Residential_2042_Technical_MW_Before Competition Groups_37 | Energy Star Freezer | 0.3817% | 0 | 13.0378 | Residential_2042_Technical_MW_Before Competition Groups_Energy Star Freezer
Residential | Res ¦ Dehumidifier Recycling | 2042 | Technical | MW | Before Competition Groups | 12.9532 | 0 | 0 | 3415.8458 | 0.0037921 | 38 | Residential_2042_Technical_MW_Before Competition Groups_38 | Dehumidifier Recycling | 0.3792% | 0 | 12.9532 | Residential_2042_Technical_MW_Before Competition Groups_Dehumidifier Recycling
Residential | Res ¦ Outside Air Economizer | 2042 | Achievable | MW | Before Competition Groups | 4.1972 | 0 | 0 | 1174.0786 | 0.0035749 | 34 | Residential_2042_Achievable_MW_Before Competition Groups_34 | Outside Air Economizer | 0.3575% | 0 | 4.1972 | Residential_2042_Achievable_MW_Before Competition Groups_Outside Air Economizer
Residential | Res ¦ Lighting Motion Sensors, Timers, Dimmers | 2042 | Achievable | MW | Before Competition Groups | 4.0429 | 0 | 0 | 1174.0786 | 0.0034435 | 35 | Residential_2042_Achievable_MW_Before Competition Groups_35 | Lighting Motion Sensors, Timers, Dimmers | 0.3443% | 0 | 4.0429 | Residential_2042_Achievable_MW_Before Competition Groups_Lighting Motion Sensors, Timers, Dimmers
Residential | Res ¦ Occupancy Sensors MF | 2042 | Technical | MW | Before Competition Groups | 11.6091 | 0 | 0 | 3415.8458 | 0.0033986 | 39 | Residential_2042_Technical_MW_Before Competition Groups_39 | Occupancy Sensors MF | 0.3399% | 0 | 11.6091 | Residential_2042_Technical_MW_Before Competition Groups_Occupancy Sensors MF
Residential | Res ¦ Ceiling Insulation | 2042 | Achievable | MW | Before Competition Groups | 3.9709 | 0 | 0 | 1174.0786 | 0.0033822 | 36 | Residential_2042_Achievable_MW_Before Competition Groups_36 | Ceiling Insulation | 0.3382% | 0 | 3.9709 | Residential_2042_Achievable_MW_Before Competition Groups_Ceiling Insulation
Residential | Res ¦ Advanced BAS/Controllers | 2042 | Technical | MW | Before Competition Groups | 11.3267 | 0 | 0 | 3415.8458 | 0.0033159 | 40 | Residential_2042_Technical_MW_Before Competition Groups_40 | Advanced BAS/Controllers | 0.3316% | 0 | 11.3267 | Residential_2042_Technical_MW_Before Competition Groups_Advanced BAS/Controllers
Residential | Res ¦ Energy Star Freezer | 2042 | Economic | MW | Before Competition Groups | 6.4526 | 0 | 0 | 1957.1138 | 0.003297 | 35 | Residential_2042_Economic_MW_Before Competition Groups_35 | Energy Star Freezer | 0.3297% | 0 | 6.4526 | Residential_2042_Economic_MW_Before Competition Groups_Energy Star Freezer
Residential | Res ¦ Heat Recovery Ventilator | 2042 | Economic | MW | Before Competition Groups | 6.255 | 0 | 0 | 1957.1138 | 0.0031961 | 36 | Residential_2042_Economic_MW_Before Competition Groups_36 | Heat Recovery Ventilator | 0.3196% | 0 | 6.255 | Residential_2042_Economic_MW_Before Competition Groups_Heat Recovery Ventilator
Residential | Res ¦ Duct Insulation MF | 2042 | Achievable | MW | Before Competition Groups | 3.683 | 0 | 0 | 1174.0786 | 0.003137 | 37 | Residential_2042_Achievable_MW_Before Competition Groups_37 | Duct Insulation MF | 0.3137% | 0 | 3.683 | Residential_2042_Achievable_MW_Before Competition Groups_Duct Insulation MF
Residential | Res ¦ LED Tube Re-Lamp | 2042 | Achievable | MW | Before Competition Groups | 3.5952 | 0 | 0 | 1174.0786 | 0.0030621 | 38 | Residential_2042_Achievable_MW_Before Competition Groups_38 | LED Tube Re-Lamp | 0.3062% | 0 | 3.5952 | Residential_2042_Achievable_MW_Before Competition Groups_LED Tube Re-Lamp
Residential | Res ¦ Energy Star Windows | 2042 | Economic | MW | Before Competition Groups | 5.9487 | 0 | 0 | 1957.1138 | 0.0030395 | 37 | Residential_2042_Economic_MW_Before Competition Groups_37 | Energy Star Windows | 0.304% | 0 | 5.9487 | Residential_2042_Economic_MW_Before Competition Groups_Energy Star Windows
Residential | Res ¦ Clothes Drying Racks | 2042 | Technical | MW | Before Competition Groups | 10.2972 | 0 | 0 | 3415.8458 | 0.0030145 | 41 | Residential_2042_Technical_MW_Before Competition Groups_41 | Clothes Drying Racks | 0.3015% | 0 | 10.2972 | Residential_2042_Technical_MW_Before Competition Groups_Clothes Drying Racks
Residential | Res ¦ Furnace with ECM | 2042 | Economic | MW | Before Competition Groups | 5.6607 | 0 | 0 | 1957.1138 | 0.0028924 | 38 | Residential_2042_Economic_MW_Before Competition Groups_38 | Furnace with ECM | 0.2892% | 0 | 5.6607 | Residential_2042_Economic_MW_Before Competition Groups_Furnace with ECM
Residential | Res ¦ Minimize Hot and Warm Clothes Wash | 2042 | Achievable | MW | Before Competition Groups | 3.2234 | 0 | 0 | 1174.0786 | 0.0027455 | 39 | Residential_2042_Achievable_MW_Before Competition Groups_39 | Minimize Hot and Warm Clothes Wash | 0.2745% | 0 | 3.2234 | Residential_2042_Achievable_MW_Before Competition Groups_Minimize Hot and Warm Clothes Wash
Residential | Res ¦ LED Downlight | 2042 | Achievable | MW | Before Competition Groups | 3.0598 | 0 | 0 | 1174.0786 | 0.0026061 | 40 | Residential_2042_Achievable_MW_Before Competition Groups_40 | LED Downlight | 0.2606% | 0 | 3.0598 | Residential_2042_Achievable_MW_Before Competition Groups_LED Downlight
Residential | Res ¦ Energy Star Windows | 2042 | Achievable | MW | Before Competition Groups | 3.0378 | 0 | 0 | 1174.0786 | 0.0025873 | 41 | Residential_2042_Achievable_MW_Before Competition Groups_41 | Energy Star Windows | 0.2587% | 0 | 3.0378 | Residential_2042_Achievable_MW_Before Competition Groups_Energy Star Windows
Residential | Res ¦ Refrigerator Recycling | 2042 | Technical | MW | Before Competition Groups | 8.7271 | 0 | 0 | 3415.8458 | 0.0025549 | 42 | Residential_2042_Technical_MW_Before Competition Groups_42 | Refrigerator Recycling | 0.2555% | 0 | 8.7271 | Residential_2042_Technical_MW_Before Competition Groups_Refrigerator Recycling
Residential | Res ¦ Tankless Water Heater | 2042 | Economic | MW | Before Competition Groups | 4.7135 | 0 | 0 | 1957.1138 | 0.0024084 | 39 | Residential_2042_Economic_MW_Before Competition Groups_39 | Tankless Water Heater | 0.2408% | 0 | 4.7135 | Residential_2042_Economic_MW_Before Competition Groups_Tankless Water Heater
Residential | Res ¦ Freezer Recycling | 2042 | Technical | MW | Before Competition Groups | 8.1293 | 0 | 0 | 3415.8458 | 0.0023799 | 43 | Residential_2042_Technical_MW_Before Competition Groups_43 | Freezer Recycling | 0.238% | 0 | 8.1293 | Residential_2042_Technical_MW_Before Competition Groups_Freezer Recycling
Residential | Res ¦ Duct Insulation MF | 2042 | Technical | MW | Before Competition Groups | 7.8025 | 0 | 0 | 3415.8458 | 0.0022842 | 44 | Residential_2042_Technical_MW_Before Competition Groups_44 | Duct Insulation MF | 0.2284% | 0 | 7.8025 | Residential_2042_Technical_MW_Before Competition Groups_Duct Insulation MF
Residential | Res ¦ Energy Star Dehumidifier | 2042 | Technical | MW | Before Competition Groups | 7.615 | 0 | 0 | 3415.8458 | 0.0022293 | 45 | Residential_2042_Technical_MW_Before Competition Groups_45 | Energy Star Dehumidifier | 0.2229% | 0 | 7.615 | Residential_2042_Technical_MW_Before Competition Groups_Energy Star Dehumidifier
Residential | Res ¦ ENERGY STAR LED LAMPS (REFLECTOR LAMPs/MR16/PAR 16) | 2042 | Achievable | MW | Before Competition Groups | 2.6018 | 0 | 0 | 1174.0786 | 0.002216 | 42 | Residential_2042_Achievable_MW_Before Competition Groups_42 | ENERGY STAR LED LAMPS (REFLECTOR LAMPs/MR16/PAR 16) | 0.2216% | 0 | 2.6018 | Residential_2042_Achievable_MW_Before Competition Groups_ENERGY STAR LED LAMPS (REFLECTOR LAMPs/MR16/PAR 16)
Residential | Res ¦ Minimize Hot and Warm Clothes Wash | 2042 | Economic | MW | Before Competition Groups | 4.2978 | 0 | 0 | 1957.1138 | 0.002196 | 40 | Residential_2042_Economic_MW_Before Competition Groups_40 | Minimize Hot and Warm Clothes Wash | 0.2196% | 0 | 4.2978 | Residential_2042_Economic_MW_Before Competition Groups_Minimize Hot and Warm Clothes Wash
Residential | Res ¦ Heat Pump Water Heater | 2042 | Technical | MW | Before Competition Groups | 7.3815 | 0 | 0 | 3415.8458 | 0.0021609 | 46 | Residential_2042_Technical_MW_Before Competition Groups_46 | Heat Pump Water Heater | 0.2161% | 0 | 7.3815 | Residential_2042_Technical_MW_Before Competition Groups_Heat Pump Water Heater
Residential | Res ¦ Tankless Water Heater | 2042 | Achievable | MW | Before Competition Groups | 2.521 | 0 | 0 | 1174.0786 | 0.0021473 | 43 | Residential_2042_Achievable_MW_Before Competition Groups_43 | Tankless Water Heater | 0.2147% | 0 | 2.521 | Residential_2042_Achievable_MW_Before Competition Groups_Tankless Water Heater
Residential | Res ¦ Central Lighting Control System | 2042 | Technical | MW | Before Competition Groups | 7.3034 | 0 | 0 | 3415.8458 | 0.0021381 | 47 | Residential_2042_Technical_MW_Before Competition Groups_47 | Central Lighting Control System | 0.2138% | 0 | 7.3034 | Residential_2042_Technical_MW_Before Competition Groups_Central Lighting Control System
Residential | Res ¦ Early Hot Water Heater Replacement | 2042 | Achievable | MW | Before Competition Groups | 2.4744 | 0 | 0 | 1174.0786 | 0.0021075 | 44 | Residential_2042_Achievable_MW_Before Competition Groups_44 | Early Hot Water Heater Replacement | 0.2108% | 0 | 2.4744 | Residential_2042_Achievable_MW_Before Competition Groups_Early Hot Water Heater Replacement
Residential | Res ¦ Networked/ Connected - Indoor LED Luminaire | 2042 | Technical | MW | Before Competition Groups | 6.9203 | 0 | 0 | 3415.8458 | 0.0020259 | 48 | Residential_2042_Technical_MW_Before Competition Groups_48 | Networked/ Connected - Indoor LED Luminaire | 0.2026% | 0 | 6.9203 | Residential_2042_Technical_MW_Before Competition Groups_Networked/ Connected - Indoor LED Luminaire
Residential | Res ¦ CO Sensors for parking garage exhaust fans | 2042 | Achievable | MW | Before Competition Groups | 2.3024 | 0 | 0 | 1174.0786 | 0.001961 | 45 | Residential_2042_Achievable_MW_Before Competition Groups_45 | CO Sensors for parking garage exhaust fans | 0.1961% | 0 | 2.3024 | Residential_2042_Achievable_MW_Before Competition Groups_CO Sensors for parking garage exhaust fans
Residential | Res ¦ Tankless Water Heater | 2042 | Technical | MW | Before Competition Groups | 6.6843 | 0 | 0 | 3415.8458 | 0.0019568 | 49 | Residential_2042_Technical_MW_Before Competition Groups_49 | Tankless Water Heater | 0.1957% | 0 | 6.6843 | Residential_2042_Technical_MW_Before Competition Groups_Tankless Water Heater
Residential | Res ¦ LED Tube Re-Lamp | 2042 | Economic | MW | Before Competition Groups | 3.8268 | 0 | 0 | 1957.1138 | 0.0019553 | 41 | Residential_2042_Economic_MW_Before Competition Groups_41 | LED Tube Re-Lamp | 0.1955% | 0 | 3.8268 | Residential_2042_Economic_MW_Before Competition Groups_LED Tube Re-Lamp
Residential | Res ¦ Outside Air Economizer | 2042 | Economic | MW | Before Competition Groups | 3.8115 | 0 | 0 | 1957.1138 | 0.0019475 | 42 | Residential_2042_Economic_MW_Before Competition Groups_42 | Outside Air Economizer | 0.1947% | 0 | 3.8115 | Residential_2042_Economic_MW_Before Competition Groups_Outside Air Economizer
Residential | Res ¦ Heat Recovery Ventilator | 2042 | Technical | MW | Before Competition Groups | 6.6149 | 0 | 0 | 3415.8458 | 0.0019365 | 50 | Residential_2042_Technical_MW_Before Competition Groups_50 | Heat Recovery Ventilator | 0.1937% | 0 | 6.6149 | Residential_2042_Technical_MW_Before Competition Groups_Heat Recovery Ventilator
Residential | Res ¦ Furnace Whistle | 2042 | Achievable | MW | Before Competition Groups | 2.2371 | 0 | 0 | 1174.0786 | 0.0019054 | 46 | Residential_2042_Achievable_MW_Before Competition Groups_46 | Furnace Whistle | 0.1905% | 0 | 2.2371 | Residential_2042_Achievable_MW_Before Competition Groups_Furnace Whistle
Residential | Res ¦ INTEGRAL LED TROFFERS | 2042 | Technical | MW | Before Competition Groups | 6.3612 | 0 | 0 | 3415.8458 | 0.0018623 | 51 | Residential_2042_Technical_MW_Before Competition Groups_51 | INTEGRAL LED TROFFERS | 0.1862% | 0 | 6.3612 | Residential_2042_Technical_MW_Before Competition Groups_INTEGRAL LED TROFFERS
Residential | Res ¦ Energy Star Windows | 2042 | Technical | MW | Before Competition Groups | 5.9487 | 0 | 0 | 3415.8458 | 0.0017415 | 52 | Residential_2042_Technical_MW_Before Competition Groups_52 | Energy Star Windows | 0.1742% | 0 | 5.9487 | Residential_2042_Technical_MW_Before Competition Groups_Energy Star Windows
Residential | Res ¦ Furnace with ECM | 2042 | Technical | MW | Before Competition Groups | 5.6607 | 0 | 0 | 3415.8458 | 0.0016572 | 53 | Residential_2042_Technical_MW_Before Competition Groups_53 | Furnace with ECM | 0.1657% | 0 | 5.6607 | Residential_2042_Technical_MW_Before Competition Groups_Furnace with ECM
Residential | Res ¦ Comprehensive Draft Proofing | 2042 | Achievable | MW | Before Competition Groups | 1.9326 | 0 | 0 | 1174.0786 | 0.0016461 | 47 | Residential_2042_Achievable_MW_Before Competition Groups_47 | Comprehensive Draft Proofing | 0.1646% | 0 | 1.9326 | Residential_2042_Achievable_MW_Before Competition Groups_Comprehensive Draft Proofing
Residential | Res ¦ Energy Star Ceiling Fan/Lighting | 2042 | Technical | MW | Before Competition Groups | 5.5655 | 0 | 0 | 3415.8458 | 0.0016293 | 54 | Residential_2042_Technical_MW_Before Competition Groups_54 | Energy Star Ceiling Fan/Lighting | 0.1629% | 0 | 5.5655 | Residential_2042_Technical_MW_Before Competition Groups_Energy Star Ceiling Fan/Lighting
Residential | Res ¦ Condensing Make Up Air Unit | 2042 | Achievable | MW | Before Competition Groups | 1.9062 | 0 | 0 | 1174.0786 | 0.0016235 | 48 | Residential_2042_Achievable_MW_Before Competition Groups_48 | Condensing Make Up Air Unit | 0.1624% | 0 | 1.9062 | Residential_2042_Achievable_MW_Before Competition Groups_Condensing Make Up Air Unit
Residential | Res ¦ Variable Frequency Drive (VFD) | 2042 | Achievable | MW | Before Competition Groups | 1.8742 | 0 | 0 | 1174.0786 | 0.0015963 | 49 | Residential_2042_Achievable_MW_Before Competition Groups_49 | Variable Frequency Drive (VFD) | 0.1596% | 0 | 1.8742 | Residential_2042_Achievable_MW_Before Competition Groups_Variable Frequency Drive (VFD)
Residential | Res ¦ LED Tube Re-Lamp | 2042 | Technical | MW | Before Competition Groups | 5.4173 | 0 | 0 | 3415.8458 | 0.0015859 | 55 | Residential_2042_Technical_MW_Before Competition Groups_55 | LED Tube Re-Lamp | 0.1586% | 0 | 5.4173 | Residential_2042_Technical_MW_Before Competition Groups_LED Tube Re-Lamp
Residential | Res ¦ LED Downlight | 2042 | Technical | MW | Before Competition Groups | 5.4132 | 0 | 0 | 3415.8458 | 0.0015847 | 56 | Residential_2042_Technical_MW_Before Competition Groups_56 | LED Downlight | 0.1585% | 0 | 5.4132 | Residential_2042_Technical_MW_Before Competition Groups_LED Downlight
Residential | Res ¦ Demand Control Ventilation | 2042 | Achievable | MW | Before Competition Groups | 1.7584 | 0 | 0 | 1174.0786 | 0.0014977 | 50 | Residential_2042_Achievable_MW_Before Competition Groups_50 | Demand Control Ventilation | 0.1498% | 0 | 1.7584 | Residential_2042_Achievable_MW_Before Competition Groups_Demand Control Ventilation
Residential | Res ¦ Drain Water Heat Recovery | 2042 | Achievable | MW | Before Competition Groups | 1.6974 | 0 | 0 | 1174.0786 | 0.0014457 | 51 | Residential_2042_Achievable_MW_Before Competition Groups_51 | Drain Water Heat Recovery | 0.1446% | 0 | 1.6974 | Residential_2042_Achievable_MW_Before Competition Groups_Drain Water Heat Recovery
Residential | Res ¦ Early Hot Water Heater Replacement | 2042 | Economic | MW | Before Competition Groups | 2.7796 | 0 | 0 | 1957.1138 | 0.0014203 | 43 | Residential_2042_Economic_MW_Before Competition Groups_43 | Early Hot Water Heater Replacement | 0.142% | 0 | 2.7796 | Residential_2042_Economic_MW_Before Competition Groups_Early Hot Water Heater Replacement
Residential | Res ¦ Heat Pump Water Heater | 2042 | Economic | MW | Before Competition Groups | 2.7454 | 0 | 0 | 1957.1138 | 0.0014028 | 44 | Residential_2042_Economic_MW_Before Competition Groups_44 | Heat Pump Water Heater | 0.1403% | 0 | 2.7454 | Residential_2042_Economic_MW_Before Competition Groups_Heat Pump Water Heater
Residential | Res ¦ Condensing Make Up Air Unit | 2042 | Economic | MW | Before Competition Groups | 2.5358 | 0 | 0 | 1957.1138 | 0.0012957 | 45 | Residential_2042_Economic_MW_Before Competition Groups_45 | Condensing Make Up Air Unit | 0.1296% | 0 | 2.5358 | Residential_2042_Economic_MW_Before Competition Groups_Condensing Make Up Air Unit
Residential | Res ¦ ENERGY STAR LED LAMPS (REFLECTOR LAMPs/MR16/PAR 16) | 2042 | Economic | MW | Before Competition Groups | 2.5032 | 0 | 0 | 1957.1138 | 0.001279 | 46 | Residential_2042_Economic_MW_Before Competition Groups_46 | ENERGY STAR LED LAMPS (REFLECTOR LAMPs/MR16/PAR 16) | 0.1279% | 0 | 2.5032 | Residential_2042_Economic_MW_Before Competition Groups_ENERGY STAR LED LAMPS (REFLECTOR LAMPs/MR16/PAR 16)
Residential | Res ¦ Minimize Hot and Warm Clothes Wash | 2042 | Technical | MW | Before Competition Groups | 4.2978 | 0 | 0 | 3415.8458 | 0.0012582 | 57 | Residential_2042_Technical_MW_Before Competition Groups_57 | Minimize Hot and Warm Clothes Wash | 0.1258% | 0 | 4.2978 | Residential_2042_Technical_MW_Before Competition Groups_Minimize Hot and Warm Clothes Wash
Residential | Res ¦ CO Sensors for parking garage exhaust fans | 2042 | Economic | MW | Before Competition Groups | 2.4047 | 0 | 0 | 1957.1138 | 0.0012287 | 47 | Residential_2042_Economic_MW_Before Competition Groups_47 | CO Sensors for parking garage exhaust fans | 0.1229% | 0 | 2.4047 | Residential_2042_Economic_MW_Before Competition Groups_CO Sensors for parking garage exhaust fans
Residential | Res ¦ Heat Recovery Ventilator | 2042 | Achievable | MW | Before Competition Groups | 1.3621 | 0 | 0 | 1174.0786 | 0.0011601 | 52 | Residential_2042_Achievable_MW_Before Competition Groups_52 | Heat Recovery Ventilator | 0.116% | 0 | 1.3621 | Residential_2042_Achievable_MW_Before Competition Groups_Heat Recovery Ventilator
Residential | Res ¦ Outside Air Economizer | 2042 | Technical | MW | Before Competition Groups | 3.8115 | 0 | 0 | 3415.8458 | 0.0011158 | 58 | Residential_2042_Technical_MW_Before Competition Groups_58 | Outside Air Economizer | 0.1116% | 0 | 3.8115 | Residential_2042_Technical_MW_Before Competition Groups_Outside Air Economizer
Residential | Res ¦ Passive Attic Ventilation | 2042 | Technical | MW | Before Competition Groups | 3.6798 | 0 | 0 | 3415.8458 | 0.0010773 | 59 | Residential_2042_Technical_MW_Before Competition Groups_59 | Passive Attic Ventilation | 0.1077% | 0 | 3.6798 | Residential_2042_Technical_MW_Before Competition Groups_Passive Attic Ventilation
Residential | Res ¦ Solar Water Heating System | 2042 | Technical | MW | Before Competition Groups | 3.6411 | 0 | 0 | 3415.8458 | 0.0010659 | 60 | Residential_2042_Technical_MW_Before Competition Groups_60 | Solar Water Heating System | 0.1066% | 0 | 3.6411 | Residential_2042_Technical_MW_Before Competition Groups_Solar Water Heating System
Residential | Res ¦ Energy Star Dishwasher | 2042 | Technical | MW | Before Competition Groups | 3.5984 | 0 | 0 | 3415.8458 | 0.0010535 | 61 | Residential_2042_Technical_MW_Before Competition Groups_61 | Energy Star Dishwasher | 0.1053% | 0 | 3.5984 | Residential_2042_Technical_MW_Before Competition Groups_Energy Star Dishwasher
Residential | Res ¦ LED Parking Lot Fixture | 2042 | Achievable | MW | Before Competition Groups | 1.2206 | 0 | 0 | 1174.0786 | 0.0010396 | 53 | Residential_2042_Achievable_MW_Before Competition Groups_53 | LED Parking Lot Fixture | 0.104% | 0 | 1.2206 | Residential_2042_Achievable_MW_Before Competition Groups_LED Parking Lot Fixture
Residential | Res ¦ Water Heater Temperature Setback | 2042 | Achievable | MW | Before Competition Groups | 1.1722 | 0 | 0 | 1174.0786 | 0.00099839 | 54 | Residential_2042_Achievable_MW_Before Competition Groups_54 | Water Heater Temperature Setback | 0.09984% | 0 | 1.1722 | Residential_2042_Achievable_MW_Before Competition Groups_Water Heater Temperature Setback
Residential | Res ¦ Drain Water Heat Recovery | 2042 | Economic | MW | Before Competition Groups | 1.8658 | 0 | 0 | 1957.1138 | 0.00095336 | 48 | Residential_2042_Economic_MW_Before Competition Groups_48 | Drain Water Heat Recovery | 0.09534% | 0 | 1.8658 | Residential_2042_Economic_MW_Before Competition Groups_Drain Water Heat Recovery
Residential | Res ¦ Furnace Whistle | 2042 | Economic | MW | Before Competition Groups | 1.8615 | 0 | 0 | 1957.1138 | 0.00095117 | 49 | Residential_2042_Economic_MW_Before Competition Groups_49 | Furnace Whistle | 0.09512% | 0 | 1.8615 | Residential_2042_Economic_MW_Before Competition Groups_Furnace Whistle
Residential | Res ¦ High Efficiency Storage Water Heater | 2042 | Technical | MW | Before Competition Groups | 3.1987 | 0 | 0 | 3415.8458 | 0.00093643 | 62 | Residential_2042_Technical_MW_Before Competition Groups_62 | High Efficiency Storage Water Heater | 0.09364% | 0 | 3.1987 | Residential_2042_Technical_MW_Before Competition Groups_High Efficiency Storage Water Heater
Residential | Res ¦ Comprehensive Draft Proofing | 2042 | Economic | MW | Before Competition Groups | 1.6081 | 0 | 0 | 1957.1138 | 0.00082169 | 50 | Residential_2042_Economic_MW_Before Competition Groups_50 | Comprehensive Draft Proofing | 0.08217% | 0 | 1.6081 | Residential_2042_Economic_MW_Before Competition Groups_Comprehensive Draft Proofing
Residential | Res ¦ Early Hot Water Heater Replacement | 2042 | Technical | MW | Before Competition Groups | 2.7796 | 0 | 0 | 3415.8458 | 0.00081374 | 63 | Residential_2042_Technical_MW_Before Competition Groups_63 | Early Hot Water Heater Replacement | 0.08137% | 0 | 2.7796 | Residential_2042_Technical_MW_Before Competition Groups_Early Hot Water Heater Replacement
Residential | Res ¦ Demand Control Ventilation | 2042 | Economic | MW | Before Competition Groups | 1.586 | 0 | 0 | 1957.1138 | 0.00081038 | 51 | Residential_2042_Economic_MW_Before Competition Groups_51 | Demand Control Ventilation | 0.08104% | 0 | 1.586 | Residential_2042_Economic_MW_Before Competition Groups_Demand Control Ventilation
Residential | Res ¦ Variable Frequency Drive (VFD) | 2042 | Economic | MW | Before Competition Groups | 1.5596 | 0 | 0 | 1957.1138 | 0.00079687 | 52 | Residential_2042_Economic_MW_Before Competition Groups_52 | Variable Frequency Drive (VFD) | 0.07969% | 0 | 1.5596 | Residential_2042_Economic_MW_Before Competition Groups_Variable Frequency Drive (VFD)
Residential | Res ¦ Condensing Make Up Air Unit | 2042 | Technical | MW | Before Competition Groups | 2.5358 | 0 | 0 | 3415.8458 | 0.00074235 | 64 | Residential_2042_Technical_MW_Before Competition Groups_64 | Condensing Make Up Air Unit | 0.07424% | 0 | 2.5358 | Residential_2042_Technical_MW_Before Competition Groups_Condensing Make Up Air Unit
Residential | Res ¦ ENERGY STAR LED LAMPS (REFLECTOR LAMPs/MR16/PAR 16) | 2042 | Technical | MW | Before Competition Groups | 2.5032 | 0 | 0 | 3415.8458 | 0.00073281 | 65 | Residential_2042_Technical_MW_Before Competition Groups_65 | ENERGY STAR LED LAMPS (REFLECTOR LAMPs/MR16/PAR 16) | 0.07328% | 0 | 2.5032 | Residential_2042_Technical_MW_Before Competition Groups_ENERGY STAR LED LAMPS (REFLECTOR LAMPs/MR16/PAR 16)
Residential | Res ¦ Air Source Heat Pump Maintenance | 2042 | Technical | MW | Before Competition Groups | 2.4587 | 0 | 0 | 3415.8458 | 0.0007198 | 66 | Residential_2042_Technical_MW_Before Competition Groups_66 | Air Source Heat Pump Maintenance | 0.07198% | 0 | 2.4587 | Residential_2042_Technical_MW_Before Competition Groups_Air Source Heat Pump Maintenance
Residential | Res ¦ CO Sensors for parking garage exhaust fans | 2042 | Technical | MW | Before Competition Groups | 2.4047 | 0 | 0 | 3415.8458 | 0.000704 | 67 | Residential_2042_Technical_MW_Before Competition Groups_67 | CO Sensors for parking garage exhaust fans | 0.0704% | 0 | 2.4047 | Residential_2042_Technical_MW_Before Competition Groups_CO Sensors for parking garage exhaust fans
Residential | Res ¦ Lighting Motion Sensors, Timers, Dimmers | 2042 | Economic | MW | Before Competition Groups | 1.2947 | 0 | 0 | 1957.1138 | 0.00066154 | 53 | Residential_2042_Economic_MW_Before Competition Groups_53 | Lighting Motion Sensors, Timers, Dimmers | 0.06615% | 0 | 1.2947 | Residential_2042_Economic_MW_Before Competition Groups_Lighting Motion Sensors, Timers, Dimmers
Residential | Res ¦ DHW Recirculation Systems | 2042 | Achievable | MW | Before Competition Groups | 0.75737 | 0 | 0 | 1174.0786 | 0.00064508 | 55 | Residential_2042_Achievable_MW_Before Competition Groups_55 | DHW Recirculation Systems | 0.06451% | 0 | 0.75737 | Residential_2042_Achievable_MW_Before Competition Groups_DHW Recirculation Systems
Residential | Res ¦ Solar Powered Attic Fan | 2042 | Technical | MW | Before Competition Groups | 2.15 | 0 | 0 | 3415.8458 | 0.00062943 | 68 | Residential_2042_Technical_MW_Before Competition Groups_68 | Solar Powered Attic Fan | 0.06294% | 0 | 2.15 | Residential_2042_Technical_MW_Before Competition Groups_Solar Powered Attic Fan
Residential | Res ¦ DHW Recirculation Systems | 2042 | Economic | MW | Before Competition Groups | 1.2082 | 0 | 0 | 1957.1138 | 0.00061735 | 54 | Residential_2042_Economic_MW_Before Competition Groups_54 | DHW Recirculation Systems | 0.06174% | 0 | 1.2082 | Residential_2042_Economic_MW_Before Competition Groups_DHW Recirculation Systems
Residential | Res ¦ LED Parking Lot Fixture | 2042 | Economic | MW | Before Competition Groups | 1.1874 | 0 | 0 | 1957.1138 | 0.00060673 | 55 | Residential_2042_Economic_MW_Before Competition Groups_55 | LED Parking Lot Fixture | 0.06067% | 0 | 1.1874 | Residential_2042_Economic_MW_Before Competition Groups_LED Parking Lot Fixture
Residential | Res ¦ Demand Control Ventilation | 2042 | Technical | MW | Before Competition Groups | 1.985 | 0 | 0 | 3415.8458 | 0.00058111 | 69 | Residential_2042_Technical_MW_Before Competition Groups_69 | Demand Control Ventilation | 0.05811% | 0 | 1.985 | Residential_2042_Technical_MW_Before Competition Groups_Demand Control Ventilation
Residential | Res ¦ Drain Water Heat Recovery | 2042 | Technical | MW | Before Competition Groups | 1.8658 | 0 | 0 | 3415.8458 | 0.00054623 | 70 | Residential_2042_Technical_MW_Before Competition Groups_70 | Drain Water Heat Recovery | 0.05462% | 0 | 1.8658 | Residential_2042_Technical_MW_Before Competition Groups_Drain Water Heat Recovery
Residential | Res ¦ Furnace Whistle | 2042 | Technical | MW | Before Competition Groups | 1.8615 | 0 | 0 | 3415.8458 | 0.00054497 | 71 | Residential_2042_Technical_MW_Before Competition Groups_71 | Furnace Whistle | 0.0545% | 0 | 1.8615 | Residential_2042_Technical_MW_Before Competition Groups_Furnace Whistle
Residential | Res ¦ LED Downlight | 2042 | Economic | MW | Before Competition Groups | 1.0559 | 0 | 0 | 1957.1138 | 0.00053951 | 56 | Residential_2042_Economic_MW_Before Competition Groups_56 | LED Downlight | 0.05395% | 0 | 1.0559 | Residential_2042_Economic_MW_Before Competition Groups_LED Downlight
Residential | Res ¦ Window Film | 2042 | Technical | MW | Before Competition Groups | 1.7244 | 0 | 0 | 3415.8458 | 0.00050483 | 72 | Residential_2042_Technical_MW_Before Competition Groups_72 | Window Film | 0.05048% | 0 | 1.7244 | Residential_2042_Technical_MW_Before Competition Groups_Window Film
Residential | Res ¦ Networked/ Connected - Indoor LED Luminaire | 2042 | Economic | MW | Before Competition Groups | 0.9824 | 0 | 0 | 1957.1138 | 0.00050197 | 57 | Residential_2042_Economic_MW_Before Competition Groups_57 | Networked/ Connected - Indoor LED Luminaire | 0.0502% | 0 | 0.9824 | Residential_2042_Economic_MW_Before Competition Groups_Networked/ Connected - Indoor LED Luminaire
Residential | Res ¦ Water Heater Temperature Setback | 2042 | Economic | MW | Before Competition Groups | 0.97539 | 0 | 0 | 1957.1138 | 0.00049838 | 58 | Residential_2042_Economic_MW_Before Competition Groups_58 | Water Heater Temperature Setback | 0.04984% | 0 | 0.97539 | Residential_2042_Economic_MW_Before Competition Groups_Water Heater Temperature Setback
Residential | Res ¦ LED Exterior Area Lights - LED Fixture (200W) | 2042 | Achievable | MW | Before Competition Groups | 0.57836 | 0 | 0 | 1174.0786 | 0.00049261 | 56 | Residential_2042_Achievable_MW_Before Competition Groups_56 | LED Exterior Area Lights - LED Fixture (200W) | 0.04926% | 0 | 0.57836 | Residential_2042_Achievable_MW_Before Competition Groups_LED Exterior Area Lights - LED Fixture (200W)
Residential | Res ¦ VFD on Pumps | 2042 | Achievable | MW | Before Competition Groups | 0.57634 | 0 | 0 | 1174.0786 | 0.00049089 | 57 | Residential_2042_Achievable_MW_Before Competition Groups_57 | VFD on Pumps | 0.04909% | 0 | 0.57634 | Residential_2042_Achievable_MW_Before Competition Groups_VFD on Pumps
Residential | Res ¦ Comprehensive Draft Proofing | 2042 | Technical | MW | Before Competition Groups | 1.6081 | 0 | 0 | 3415.8458 | 0.00047079 | 73 | Residential_2042_Technical_MW_Before Competition Groups_73 | Comprehensive Draft Proofing | 0.04708% | 0 | 1.6081 | Residential_2042_Technical_MW_Before Competition Groups_Comprehensive Draft Proofing
Residential | Res ¦ Variable Frequency Drive (VFD) | 2042 | Technical | MW | Before Competition Groups | 1.5596 | 0 | 0 | 3415.8458 | 0.00045657 | 74 | Residential_2042_Technical_MW_Before Competition Groups_74 | Variable Frequency Drive (VFD) | 0.04566% | 0 | 1.5596 | Residential_2042_Technical_MW_Before Competition Groups_Variable Frequency Drive (VFD)
Residential | Res ¦ ENERGY STAR LED Lamps (General Service Lamps) | 2042 | Achievable | MW | Before Competition Groups | 0.45831 | 0 | 0 | 1174.0786 | 0.00039035 | 58 | Residential_2042_Achievable_MW_Before Competition Groups_58 | ENERGY STAR LED Lamps (General Service Lamps) | 0.03904% | 0 | 0.45831 | Residential_2042_Achievable_MW_Before Competition Groups_ENERGY STAR LED Lamps (General Service Lamps)
Residential | Res ¦ DHW Recirculation Systems | 2042 | Technical | MW | Before Competition Groups | 1.2082 | 0 | 0 | 3415.8458 | 0.00035371 | 75 | Residential_2042_Technical_MW_Before Competition Groups_75 | DHW Recirculation Systems | 0.03537% | 0 | 1.2082 | Residential_2042_Technical_MW_Before Competition Groups_DHW Recirculation Systems
Residential | Res ¦ LED Parking Lot Fixture | 2042 | Technical | MW | Before Competition Groups | 1.1874 | 0 | 0 | 3415.8458 | 0.00034763 | 76 | Residential_2042_Technical_MW_Before Competition Groups_76 | LED Parking Lot Fixture | 0.03476% | 0 | 1.1874 | Residential_2042_Technical_MW_Before Competition Groups_LED Parking Lot Fixture
Residential | Res ¦ ECM MOTORS FOR HVAC APPLICATION (FAN-POWERED VAV BOX) | 2042 | Achievable | MW | Before Competition Groups | 0.37574 | 0 | 0 | 1174.0786 | 0.00032003 | 59 | Residential_2042_Achievable_MW_Before Competition Groups_59 | ECM MOTORS FOR HVAC APPLICATION (FAN-POWERED VAV BOX) | 0.032% | 0 | 0.37574 | Residential_2042_Achievable_MW_Before Competition Groups_ECM MOTORS FOR HVAC APPLICATION (FAN-POWERED VAV BOX)
Residential | Res ¦ HVAC Optimization | 2042 | Technical | MW | Before Competition Groups | 1.0019 | 0 | 0 | 3415.8458 | 0.00029332 | 77 | Residential_2042_Technical_MW_Before Competition Groups_77 | HVAC Optimization | 0.02933% | 0 | 1.0019 | Residential_2042_Technical_MW_Before Competition Groups_HVAC Optimization
Residential | Res ¦ LED Exterior Area Lights - LED Fixture (200W) | 2042 | Economic | MW | Before Competition Groups | 0.5653 | 0 | 0 | 1957.1138 | 0.00028884 | 59 | Residential_2042_Economic_MW_Before Competition Groups_59 | LED Exterior Area Lights - LED Fixture (200W) | 0.02888% | 0 | 0.5653 | Residential_2042_Economic_MW_Before Competition Groups_LED Exterior Area Lights - LED Fixture (200W)
Residential | Res ¦ Water Heater Temperature Setback | 2042 | Technical | MW | Before Competition Groups | 0.97539 | 0 | 0 | 3415.8458 | 0.00028555 | 78 | Residential_2042_Technical_MW_Before Competition Groups_78 | Water Heater Temperature Setback | 0.02855% | 0 | 0.97539 | Residential_2042_Technical_MW_Before Competition Groups_Water Heater Temperature Setback
Residential | Res ¦ Heat Pump Water Heater | 2042 | Achievable | MW | Before Competition Groups | 0.29406 | 0 | 0 | 1174.0786 | 0.00025046 | 60 | Residential_2042_Achievable_MW_Before Competition Groups_60 | Heat Pump Water Heater | 0.02505% | 0 | 0.29406 | Residential_2042_Achievable_MW_Before Competition Groups_Heat Pump Water Heater
Residential | Res ¦ VFD on Pumps | 2042 | Economic | MW | Before Competition Groups | 0.47959 | 0 | 0 | 1957.1138 | 0.00024505 | 60 | Residential_2042_Economic_MW_Before Competition Groups_60 | VFD on Pumps | 0.0245% | 0 | 0.47959 | Residential_2042_Economic_MW_Before Competition Groups_VFD on Pumps
Residential | Res ¦ Chilled Water Optimization | 2042 | Achievable | MW | Before Competition Groups | 0.28045 | 0 | 0 | 1174.0786 | 0.00023887 | 61 | Residential_2042_Achievable_MW_Before Competition Groups_61 | Chilled Water Optimization | 0.02389% | 0 | 0.28045 | Residential_2042_Achievable_MW_Before Competition Groups_Chilled Water Optimization
Residential | Res ¦ Beverage Vending Machine Controls | 2042 | Achievable | MW | Before Competition Groups | 0.27016 | 0 | 0 | 1174.0786 | 0.0002301 | 62 | Residential_2042_Achievable_MW_Before Competition Groups_62 | Beverage Vending Machine Controls | 0.02301% | 0 | 0.27016 | Residential_2042_Achievable_MW_Before Competition Groups_Beverage Vending Machine Controls
Residential | Res ¦ ENERGY STAR LED Lamps (General Service Lamps) | 2042 | Economic | MW | Before Competition Groups | 0.44793 | 0 | 0 | 1957.1138 | 0.00022887 | 61 | Residential_2042_Economic_MW_Before Competition Groups_61 | ENERGY STAR LED Lamps (General Service Lamps) | 0.02289% | 0 | 0.44793 | Residential_2042_Economic_MW_Before Competition Groups_ENERGY STAR LED Lamps (General Service Lamps)
Residential | Res ¦ ECM MOTORS FOR HVAC APPLICATION (FAN-POWERED VAV BOX) | 2042 | Economic | MW | Before Competition Groups | 0.40048 | 0 | 0 | 1957.1138 | 0.00020463 | 62 | Residential_2042_Economic_MW_Before Competition Groups_62 | ECM MOTORS FOR HVAC APPLICATION (FAN-POWERED VAV BOX) | 0.02046% | 0 | 0.40048 | Residential_2042_Economic_MW_Before Competition Groups_ECM MOTORS FOR HVAC APPLICATION (FAN-POWERED VAV BOX)
Residential | Res ¦ Chilled Water Optimization | 2042 | Economic | MW | Before Competition Groups | 0.36378 | 0 | 0 | 1957.1138 | 0.00018588 | 63 | Residential_2042_Economic_MW_Before Competition Groups_63 | Chilled Water Optimization | 0.01859% | 0 | 0.36378 | Residential_2042_Economic_MW_Before Competition Groups_Chilled Water Optimization
Residential | Res ¦ LED Exterior Area Lights - LED Fixture (200W) | 2042 | Technical | MW | Before Competition Groups | 0.5653 | 0 | 0 | 3415.8458 | 0.00016549 | 79 | Residential_2042_Technical_MW_Before Competition Groups_79 | LED Exterior Area Lights - LED Fixture (200W) | 0.01655% | 0 | 0.5653 | Residential_2042_Technical_MW_Before Competition Groups_LED Exterior Area Lights - LED Fixture (200W)
Residential | Res ¦ Air Source Heat Pump | 2042 | Achievable | MW | Before Competition Groups | 0.18599 | 0 | 0 | 1174.0786 | 0.00015841 | 63 | Residential_2042_Achievable_MW_Before Competition Groups_63 | Air Source Heat Pump | 0.01584% | 0 | 0.18599 | Residential_2042_Achievable_MW_Before Competition Groups_Air Source Heat Pump
Residential | Res ¦ Beverage Vending Machine Controls | 2042 | Economic | MW | Before Competition Groups | 0.28235 | 0 | 0 | 1957.1138 | 0.00014427 | 64 | Residential_2042_Economic_MW_Before Competition Groups_64 | Beverage Vending Machine Controls | 0.01443% | 0 | 0.28235 | Residential_2042_Economic_MW_Before Competition Groups_Beverage Vending Machine Controls
Residential | Res ¦ VFD on Pumps | 2042 | Technical | MW | Before Competition Groups | 0.47959 | 0 | 0 | 3415.8458 | 0.0001404 | 80 | Residential_2042_Technical_MW_Before Competition Groups_80 | VFD on Pumps | 0.01404% | 0 | 0.47959 | Residential_2042_Technical_MW_Before Competition Groups_VFD on Pumps
Residential | Res ¦ ENERGY STAR LED Lamps (General Service Lamps) | 2042 | Technical | MW | Before Competition Groups | 0.44793 | 0 | 0 | 3415.8458 | 0.00013113 | 81 | Residential_2042_Technical_MW_Before Competition Groups_81 | ENERGY STAR LED Lamps (General Service Lamps) | 0.01311% | 0 | 0.44793 | Residential_2042_Technical_MW_Before Competition Groups_ENERGY STAR LED Lamps (General Service Lamps)
Residential | Res ¦ ECM MOTORS FOR HVAC APPLICATION (FAN-POWERED VAV BOX) | 2042 | Technical | MW | Before Competition Groups | 0.40048 | 0 | 0 | 3415.8458 | 0.00011724 | 82 | Residential_2042_Technical_MW_Before Competition Groups_82 | ECM MOTORS FOR HVAC APPLICATION (FAN-POWERED VAV BOX) | 0.01172% | 0 | 0.40048 | Residential_2042_Technical_MW_Before Competition Groups_ECM MOTORS FOR HVAC APPLICATION (FAN-POWERED VAV BOX)
Residential | Res ¦ Chilled Water Optimization | 2042 | Technical | MW | Before Competition Groups | 0.36378 | 0 | 0 | 3415.8458 | 0.0001065 | 83 | Residential_2042_Technical_MW_Before Competition Groups_83 | Chilled Water Optimization | 0.01065% | 0 | 0.36378 | Residential_2042_Technical_MW_Before Competition Groups_Chilled Water Optimization
Residential | Res ¦ Beverage Vending Machine Controls | 2042 | Technical | MW | Before Competition Groups | 0.28235 | 0 | 0 | 3415.8458 | 8.2659e-05 | 84 | Residential_2042_Technical_MW_Before Competition Groups_84 | Beverage Vending Machine Controls | 0.008266% | 0 | 0.28235 | Residential_2042_Technical_MW_Before Competition Groups_Beverage Vending Machine Controls
Residential | Res ¦ Wall Insulation MF | 2042 | Economic | MW | Before Competition Groups | 0.14658 | 0 | 0 | 1957.1138 | 7.4894e-05 | 65 | Residential_2042_Economic_MW_Before Competition Groups_65 | Wall Insulation MF | 0.007489% | 0 | 0.14658 | Residential_2042_Economic_MW_Before Competition Groups_Wall Insulation MF
Residential | Res ¦ Wall Insulation MF | 2042 | Technical | MW | Before Competition Groups | 0.15312 | 0 | 0 | 3415.8458 | 4.4825e-05 | 85 | Residential_2042_Technical_MW_Before Competition Groups_85 | Wall Insulation MF | 0.004483% | 0 | 0.15312 | Residential_2042_Technical_MW_Before Competition Groups_Wall Insulation MF
Residential | Res ¦ Networked/ Connected - Indoor LED Luminaire | 2042 | Achievable | MW | Before Competition Groups | 0.041056 | 0 | 0 | 1174.0786 | 3.4969e-05 | 64 | Residential_2042_Achievable_MW_Before Competition Groups_64 | Networked/ Connected - Indoor LED Luminaire | 0.003497% | 0 | 0.041056 | Residential_2042_Achievable_MW_Before Competition Groups_Networked/ Connected - Indoor LED Luminaire
Residential | Res ¦ LED High Bay Fixture | 2042 | Achievable | MW | Before Competition Groups | 0.029961 | 0 | 0 | 1174.0786 | 2.5519e-05 | 65 | Residential_2042_Achievable_MW_Before Competition Groups_65 | LED High Bay Fixture | 0.002552% | 0 | 0.029961 | Residential_2042_Achievable_MW_Before Competition Groups_LED High Bay Fixture
Residential | Res ¦ Wall Insulation MF | 2042 | Achievable | MW | Before Competition Groups | 0.020126 | 0 | 0 | 1174.0786 | 1.7142e-05 | 66 | Residential_2042_Achievable_MW_Before Competition Groups_66 | Wall Insulation MF | 0.001714% | 0 | 0.020126 | Residential_2042_Achievable_MW_Before Competition Groups_Wall Insulation MF
Residential | Res ¦ LED High Bay Fixture | 2042 | Economic | MW | Before Competition Groups | 0.029306 | 0 | 0 | 1957.1138 | 1.4974e-05 | 66 | Residential_2042_Economic_MW_Before Competition Groups_66 | LED High Bay Fixture | 0.001497% | 0 | 0.029306 | Residential_2042_Economic_MW_Before Competition Groups_LED High Bay Fixture
Residential | Res ¦ LED Recessed Downlights | 2042 | Technical | MW | Before Competition Groups | 0.034058 | 0 | 0 | 3415.8458 | 9.9706e-06 | 86 | Residential_2042_Technical_MW_Before Competition Groups_86 | LED Recessed Downlights | 0.0009971% | 0 | 0.034058 | Residential_2042_Technical_MW_Before Competition Groups_LED Recessed Downlights
Residential | Res ¦ LED High Bay Fixture | 2042 | Technical | MW | Before Competition Groups | 0.029306 | 0 | 0 | 3415.8458 | 8.5795e-06 | 87 | Residential_2042_Technical_MW_Before Competition Groups_87 | LED High Bay Fixture | 0.000858% | 0 | 0.029306 | Residential_2042_Technical_MW_Before Competition Groups_LED High Bay Fixture
Residential | Res ¦ Radiant Barrier | 2042 | Achievable | MW | Before Competition Groups | 0.0080585 | 0 | 0 | 1174.0786 | 6.8637e-06 | 67 | Residential_2042_Achievable_MW_Before Competition Groups_67 | Radiant Barrier | 0.0006864% | 0 | 0.0080585 | Residential_2042_Achievable_MW_Before Competition Groups_Radiant Barrier
Residential | Res ¦ Radiant Barrier | 2042 | Economic | MW | Before Competition Groups | 0.011707 | 0 | 0 | 1957.1138 | 5.9817e-06 | 67 | Residential_2042_Economic_MW_Before Competition Groups_67 | Radiant Barrier | 0.0005982% | 0 | 0.011707 | Residential_2042_Economic_MW_Before Competition Groups_Radiant Barrier
Residential | Res ¦ Solar Water Preheat (Pools/DHW) | 2042 | Technical | MW | Before Competition Groups | 0.014532 | 0 | 0 | 3415.8458 | 4.2544e-06 | 88 | Residential_2042_Technical_MW_Before Competition Groups_88 | Solar Water Preheat (Pools/DHW) | 0.0004254% | 0 | 0.014532 | Residential_2042_Technical_MW_Before Competition Groups_Solar Water Preheat (Pools/DHW)
Residential | Res ¦ Radiant Barrier | 2042 | Technical | MW | Before Competition Groups | 0.011707 | 0 | 0 | 3415.8458 | 3.4272e-06 | 89 | Residential_2042_Technical_MW_Before Competition Groups_89 | Radiant Barrier | 0.0003427% | 0 | 0.011707 | Residential_2042_Technical_MW_Before Competition Groups_Radiant Barrier
Residential | Res ¦ Photocell Controls (Outdoor) | 2042 | Technical | MW | Before Competition Groups | 6.8697e-05 | 0 | 0 | 3415.8458 | 2.0111e-08 | 90 | Residential_2042_Technical_MW_Before Competition Groups_90 | Photocell Controls (Outdoor) | 2.011e-06% | 0 | 6.8697e-05 | Residential_2042_Technical_MW_Before Competition Groups_Photocell Controls (Outdoor)
[12 empty] | _____ |  | 0% | 0 | 0 | _____
[12 empty] | _____ |  | 0% | 0 | 0 | _____
[12 empty] | _____ |  | 0% | 0 | 0 | _____
[12 empty] | _____ |  | 0% | 0 | 0 | _____
[12 empty] | _____ |  | 0% | 0 | 0 | _____
[12 empty] | _____ |  | 0% | 0 | 0 | _____
[12 empty] | _____ |  | 0% | 0 | 0 | _____
[12 empty] | _____ |  | 0% | 0 | 0 | _____
[12 empty] | _____ |  | 0% | 0 | 0 | _____
[12 empty] | _____ |  | 0% | 0 | 0 | _____
[12 empty] | _____ |  | 0% | 0 | 0 | _____
[12 empty] | _____ |  | 0% | 0 | 0 | _____
[12 empty] | _____ |  | 0% | 0 | 0 | _____
[12 empty] | _____ |  | 0% | 0 | 0 | _____
[12 empty] | _____ |  | 0% | 0 | 0 | _____
[12 empty] | _____ |  | 0% | 0 | 0 | _____
[12 empty] | _____ |  | 0% | 0 | 0 | _____
[12 empty] | _____ |  | 0% | 0 | 0 | _____
[12 empty] | _____ |  | 0% | 0 | 0 | _____
[12 empty] | _____ |  | 0% | 0 | 0 | _____
[12 empty] | _____ |  | 0% | 0 | 0 | _____
[12 empty] | _____ |  | 0% | 0 | 0 | _____
[12 empty] | _____ |  | 0% | 0 | 0 | _____
[12 empty] | _____ |  | 0% | 0 | 0 | _____
[12 empty] | _____ |  | 0% | 0 | 0 | _____
[12 empty] | _____ |  | 0% | 0 | 0 | _____
[12 empty] | _____ |  | 0% | 0 | 0 | _____
[12 empty] | _____ |  | 0% | 0 | 0 | _____
[12 empty] | _____ |  | 0% | 0 | 0 | _____
[12 empty] | _____ |  | 0% | 0 | 0 | _____
[12 empty] | _____ |  | 0% | 0 | 0 | _____
[12 empty] | _____ |  | 0% | 0 | 0 | _____
[12 empty] | _____ |  | 0% | 0 | 0 | _____
[12 empty] | _____ |  | 0% | 0 | 0 | _____
[12 empty] | _____ |  | 0% | 0 | 0 | _____
[12 empty] | _____ |  | 0% | 0 | 0 | _____
[12 empty] | _____ |  | 0% | 0 | 0 | _____
[12 empty] | _____ |  | 0% | 0 | 0 | _____
[12 empty] | _____ |  | 0% | 0 | 0 | _____
[12 empty] | _____ |  | 0% | 0 | 0 | _____
[12 empty] | _____ |  | 0% | 0 | 0 | _____
[12 empty] | _____ |  | 0% | 0 | 0 | _____
[12 empty] | _____ |  | 0% | 0 | 0 | _____
[12 empty] | _____ |  | 0% | 0 | 0 | _____
[12 empty] | _____ |  | 0% | 0 | 0 | _____
[12 empty] | _____ |  | 0% | 0 | 0 | _____
[12 empty] | _____ |  | 0% | 0 | 0 | _____
[12 empty] | _____ |  | 0% | 0 | 0 | _____
[12 empty] | _____ |  | 0% | 0 | 0 | _____
[12 empty] | _____ |  | 0% | 0 | 0 | _____
[12 empty] | _____ |  | 0% | 0 | 0 | _____
[12 empty] | _____ |  | 0% | 0 | 0 | _____
[12 empty] | _____ |  | 0% | 0 | 0 | _____
[12 empty] | _____ |  | 0% | 0 | 0 | _____
[12 empty] | _____ |  | 0% | 0 | 0 | _____
[12 empty] | _____ |  | 0% | 0 | 0 | _____
[12 empty] | _____ |  | 0% | 0 | 0 | _____
[12 empty] | _____ |  | 0% | 0 | 0 | _____
[12 empty] | _____ |  | 0% | 0 | 0 | _____
[12 empty] | _____ |  | 0% | 0 | 0 | _____
[12 empty] | _____ |  | 0% | 0 | 0 | _____
[12 empty] | _____ |  | 0% | 0 | 0 | _____
[12 empty] | _____ |  | 0% | 0 | 0 | _____
[12 empty] | _____ |  | 0% | 0 | 0 | _____
[12 empty] | _____ |  | 0% | 0 | 0 | _____
[12 empty] | _____ |  | 0% | 0 | 0 | _____
[12 empty] | _____ |  | 0% | 0 | 0 | _____
[12 empty] | _____ |  | 0% | 0 | 0 | _____
[12 empty] | _____ |  | 0% | 0 | 0 | _____
[12 empty] | _____ |  | 0% | 0 | 0 | _____
[12 empty] | _____ |  | 0% | 0 | 0 | _____
[12 empty] | _____ |  | 0% | 0 | 0 | _____
[12 empty] | _____ |  | 0% | 0 | 0 | _____
[12 empty] | _____ |  | 0% | 0 | 0 | _____
[12 empty] | _____ |  | 0% | 0 | 0 | _____
[12 empty] | _____ |  | 0% | 0 | 0 | _____
[12 empty] | _____ |  | 0% | 0 | 0 | _____
[12 empty] | _____ |  | 0% | 0 | 0 | _____
[12 empty] | _____ |  | 0% | 0 | 0 | _____
[12 empty] | _____ |  | 0% | 0 | 0 | _____
[12 empty] | _____ |  | 0% | 0 | 0 | _____
[12 empty] | _____ |  | 0% | 0 | 0 | _____
[12 empty] | _____ |  | 0% | 0 | 0 | _____
[12 empty] | _____ |  | 0% | 0 | 0 | _____
[12 empty] | _____ |  | 0% | 0 | 0 | _____
[12 empty] | _____ |  | 0% | 0 | 0 | _____
[12 empty] | _____ |  | 0% | 0 | 0 | _____
[12 empty] | _____ |  | 0% | 0 | 0 | _____
[12 empty] | _____ |  | 0% | 0 | 0 | _____
[12 empty] | _____ |  | 0% | 0 | 0 | _____
[12 empty] | _____ |  | 0% | 0 | 0 | _____
[12 empty] | _____ |  | 0% | 0 | 0 | _____
[12 empty] | _____ |  | 0% | 0 | 0 | _____
[12 empty] | _____ |  | 0% | 0 | 0 | _____
[12 empty] | _____ |  | 0% | 0 | 0 | _____
[12 empty] | _____ |  | 0% | 0 | 0 | _____
[12 empty] | _____ |  | 0% | 0 | 0 | _____
[12 empty] | _____ |  | 0% | 0 | 0 | _____
[12 empty] | _____ |  | 0% | 0 | 0 | _____
[12 empty] | _____ |  | 0% | 0 | 0 | _____
[12 empty] | _____ |  | 0% | 0 | 0 | _____
[12 empty] | _____ |  | 0% | 0 | 0 | _____
[12 empty] | _____ |  | 0% | 0 | 0 | _____
[12 empty] | _____ |  | 0% | 0 | 0 | _____
[12 empty] | _____ |  | 0% | 0 | 0 | _____
[12 empty] | _____ |  | 0% | 0 | 0 | _____
[12 empty] | _____ |  | 0% | 0 | 0 | _____
[12 empty] | _____ |  | 0% | 0 | 0 | _____
[12 empty] | _____ |  | 0% | 0 | 0 | _____
[12 empty] | _____ |  | 0% | 0 | 0 | _____
[12 empty] | _____ |  | 0% | 0 | 0 | _____
[12 empty] | _____ |  | 0% | 0 | 0 | _____
[12 empty] | _____ |  | 0% | 0 | 0 | _____
[12 empty] | _____ |  | 0% | 0 | 0 | _____
[12 empty] | _____ |  | 0% | 0 | 0 | _____
[12 empty] | _____ |  | 0% | 0 | 0 | _____
[12 empty] | _____ |  | 0% | 0 | 0 | _____
[12 empty] | _____ |  | 0% | 0 | 0 | _____
[12 empty] | _____ |  | 0% | 0 | 0 | _____
[12 empty] | _____ |  | 0% | 0 | 0 | _____
[12 empty] | _____ |  | 0% | 0 | 0 | _____
[12 empty] | _____ |  | 0% | 0 | 0 | _____
[12 empty] | _____ |  | 0% | 0 | 0 | _____
[12 empty] | _____ |  | 0% | 0 | 0 | _____
[12 empty] | _____ |  | 0% | 0 | 0 | _____
[12 empty] | _____ |  | 0% | 0 | 0 | _____
[12 empty] | _____ |  | 0% | 0 | 0 | _____
[12 empty] | _____ |  | 0% | 0 | 0 | _____
[12 empty] | _____ |  | 0% | 0 | 0 | _____
[12 empty] | _____ |  | 0% | 0 | 0 | _____
[12 empty] | _____ |  | 0% | 0 | 0 | _____
[12 empty] | _____ |  | 0% | 0 | 0 | _____
[12 empty] | _____ |  | 0% | 0 | 0 | _____
[12 empty] | _____ |  | 0% | 0 | 0 | _____
[12 empty] | _____ |  | 0% | 0 | 0 | _____
[12 empty] | _____ |  | 0% | 0 | 0 | _____
[12 empty] | _____ |  | 0% | 0 | 0 | _____
[12 empty] | _____ |  | 0% | 0 | 0 | _____
[12 empty] | _____ |  | 0% | 0 | 0 | _____
[12 empty] | _____ |  | 0% | 0 | 0 | _____
[12 empty] | _____ |  | 0% | 0 | 0 | _____
[12 empty] | _____ |  | 0% | 0 | 0 | _____
[12 empty] | _____ |  | 0% | 0 | 0 | _____
[12 empty] | _____ |  | 0% | 0 | 0 | _____
[12 empty] | _____ |  | 0% | 0 | 0 | _____
[12 empty] | _____ |  | 0% | 0 | 0 | _____
[12 empty] | _____ |  | 0% | 0 | 0 | _____
[12 empty] | _____ |  | 0% | 0 | 0 | _____
[12 empty] | _____ |  | 0% | 0 | 0 | _____
[12 empty] | _____ |  | 0% | 0 | 0 | _____
[12 empty] | _____ |  | 0% | 0 | 0 | _____
[12 empty] | _____ |  | 0% | 0 | 0 | _____
[12 empty] | _____ |  | 0% | 0 | 0 | _____
[12 empty] | _____ |  | 0% | 0 | 0 | _____
[12 empty] | _____ |  | 0% | 0 | 0 | _____
[12 empty] | _____ |  | 0% | 0 | 0 | _____
[12 empty] | _____ |  | 0% | 0 | 0 | _____
[12 empty] | _____ |  | 0% | 0 | 0 | _____
[12 empty] | _____ |  | 0% | 0 | 0 | _____
[12 empty] | _____ |  | 0% | 0 | 0 | _____
[12 empty] | _____ |  | 0% | 0 | 0 | _____
[12 empty] | _____ |  | 0% | 0 | 0 | _____
[12 empty] | _____ |  | 0% | 0 | 0 | _____
[12 empty] | _____ |  | 0% | 0 | 0 | _____
[12 empty] | _____ |  | 0% | 0 | 0 | _____
[12 empty] | _____ |  | 0% | 0 | 0 | _____
[12 empty] | _____ |  | 0% | 0 | 0 | _____
[12 empty] | _____ |  | 0% | 0 | 0 | _____
[12 empty] | _____ |  | 0% | 0 | 0 | _____
[12 empty] | _____ |  | 0% | 0 | 0 | _____
[12 empty] | _____ |  | 0% | 0 | 0 | _____
[12 empty] | _____ |  | 0% | 0 | 0 | _____
[12 empty] | _____ |  | 0% | 0 | 0 | _____
[12 empty] | _____ |  | 0% | 0 | 0 | _____
[12 empty] | _____ |  | 0% | 0 | 0 | _____
[12 empty] | _____ |  | 0% | 0 | 0 | _____
[12 empty] | _____ |  | 0% | 0 | 0 | _____
[12 empty] | _____ |  | 0% | 0 | 0 | _____
[12 empty] | _____ |  | 0% | 0 | 0 | _____
[12 empty] | _____ |  | 0% | 0 | 0 | _____
[12 empty] | _____ |  | 0% | 0 | 0 | _____
[12 empty] | _____ |  | 0% | 0 | 0 | _____
[12 empty] | _____ |  | 0% | 0 | 0 | _____
[12 empty] | _____ |  | 0% | 0 | 0 | _____
[12 empty] | _____ |  | 0% | 0 | 0 | _____
[12 empty] | _____ |  | 0% | 0 | 0 | _____
[12 empty] | _____ |  | 0% | 0 | 0 | _____
[12 empty] | _____ |  | 0% | 0 | 0 | _____
[12 empty] | _____ |  | 0% | 0 | 0 | _____
[12 empty] | _____ |  | 0% | 0 | 0 | _____
[12 empty] | _____ |  | 0% | 0 | 0 | _____
[12 empty] | _____ |  | 0% | 0 | 0 | _____
[12 empty] | _____ |  | 0% | 0 | 0 | _____
[12 empty] | _____ |  | 0% | 0 | 0 | _____
[12 empty] | _____ |  | 0% | 0 | 0 | _____
[12 empty] | _____ |  | 0% | 0 | 0 | _____
[12 empty] | _____ |  | 0% | 0 | 0 | _____
[12 empty] | _____ |  | 0% | 0 | 0 | _____
[12 empty] | _____ |  | 0% | 0 | 0 | _____
[12 empty] | _____ |  | 0% | 0 | 0 | _____
[12 empty] | _____ |  | 0% | 0 | 0 | _____
[12 empty] | _____ |  | 0% | 0 | 0 | _____
[12 empty] | _____ |  | 0% | 0 | 0 | _____
[12 empty] | _____ |  | 0% | 0 | 0 | _____
[12 empty] | _____ |  | 0% | 0 | 0 | _____
[12 empty] | _____ |  | 0% | 0 | 0 | _____
[12 empty] | _____ |  | 0% | 0 | 0 | _____
[12 empty] | _____ |  | 0% | 0 | 0 | _____
[12 empty] | _____ |  | 0% | 0 | 0 | _____
[12 empty] | _____ |  | 0% | 0 | 0 | _____
[12 empty] | _____ |  | 0% | 0 | 0 | _____
[12 empty] | _____ |  | 0% | 0 | 0 | _____
[12 empty] | _____ |  | 0% | 0 | 0 | _____
[12 empty] | _____ |  | 0% | 0 | 0 | _____
[12 empty] | _____ |  | 0% | 0 | 0 | _____
[12 empty] | _____ |  | 0% | 0 | 0 | _____
[12 empty] | _____ |  | 0% | 0 | 0 | _____
[12 empty] | _____ |  | 0% | 0 | 0 | _____
[12 empty] | _____ |  | 0% | 0 | 0 | _____
[12 empty] | _____ |  | 0% | 0 | 0 | _____
[12 empty] | _____ |  | 0% | 0 | 0 | _____
[12 empty] | _____ |  | 0% | 0 | 0 | _____
[12 empty] | _____ |  | 0% | 0 | 0 | _____
[12 empty] | _____ |  | 0% | 0 | 0 | _____
[12 empty] | _____ |  | 0% | 0 | 0 | _____
[12 empty] | _____ |  | 0% | 0 | 0 | _____
[12 empty] | _____ |  | 0% | 0 | 0 | _____
[12 empty] | _____ |  | 0% | 0 | 0 | _____
[12 empty] | _____ |  | 0% | 0 | 0 | _____
[12 empty] | _____ |  | 0% | 0 | 0 | _____
[12 empty] | _____ |  | 0% | 0 | 0 | _____
[12 empty] | _____ |  | 0% | 0 | 0 | _____
[12 empty] | _____ |  | 0% | 0 | 0 | _____
[12 empty] | _____ |  | 0% | 0 | 0 | _____
[12 empty] | _____ |  | 0% | 0 | 0 | _____
[12 empty] | _____ |  | 0% | 0 | 0 | _____
[12 empty] | _____ |  | 0% | 0 | 0 | _____
[12 empty] | _____ |  | 0% | 0 | 0 | _____
[12 empty] | _____ |  | 0% | 0 | 0 | _____
[12 empty] | _____ |  | 0% | 0 | 0 | _____
[12 empty] | _____ |  | 0% | 0 | 0 | _____
[12 empty] | _____ |  | 0% | 0 | 0 | _____
[12 empty] | _____ |  | 0% | 0 | 0 | _____
[12 empty] | _____ |  | 0% | 0 | 0 | _____
[12 empty] | _____ |  | 0% | 0 | 0 | _____
[12 empty] | _____ |  | 0% | 0 | 0 | _____
[12 empty] | _____ |  | 0% | 0 | 0 | _____
[12 empty] | _____ |  | 0% | 0 | 0 | _____
[12 empty] | _____ |  | 0% | 0 | 0 | _____
[12 empty] | _____ |  | 0% | 0 | 0 | _____
[12 empty] | _____ |  | 0% | 0 | 0 | _____
[12 empty] | _____ |  | 0% | 0 | 0 | _____
[12 empty] | _____ |  | 0% | 0 | 0 | _____
[12 empty] | _____ |  | 0% | 0 | 0 | _____
[12 empty] | _____ |  | 0% | 0 | 0 | _____
[12 empty] | _____ |  | 0% | 0 | 0 | _____
[12 empty] | _____ |  | 0% | 0 | 0 | _____
[12 empty] | _____ |  | 0% | 0 | 0 | _____
[12 empty] | _____ |  | 0% | 0 | 0 | _____
[12 empty] | _____ |  | 0% | 0 | 0 | _____
[12 empty] | _____ |  | 0% | 0 | 0 | _____
[12 empty] | _____ |  | 0% | 0 | 0 | _____
[12 empty] | _____ |  | 0% | 0 | 0 | _____
[12 empty] | _____ |  | 0% | 0 | 0 | _____
[12 empty] | _____ |  | 0% | 0 | 0 | _____
[12 empty] | _____ |  | 0% | 0 | 0 | _____
[12 empty] | _____ |  | 0% | 0 | 0 | _____
[12 empty] | _____ |  | 0% | 0 | 0 | _____
[12 empty] | _____ |  | 0% | 0 | 0 | _____
[12 empty] | _____ |  | 0% | 0 | 0 | _____
[12 empty] | _____ |  | 0% | 0 | 0 | _____
[12 empty] | _____ |  | 0% | 0 | 0 | _____
[12 empty] | _____ |  | 0% | 0 | 0 | _____
[12 empty] | _____ |  | 0% | 0 | 0 | _____
[12 empty] | _____ |  | 0% | 0 | 0 | _____
[12 empty] | _____ |  | 0% | 0 | 0 | _____
[12 empty] | _____ |  | 0% | 0 | 0 | _____
[12 empty] | _____ |  | 0% | 0 | 0 | _____
[12 empty] | _____ |  | 0% | 0 | 0 | _____
[12 empty] | _____ |  | 0% | 0 | 0 | _____
[12 empty] | _____ |  | 0% | 0 | 0 | _____
[12 empty] | _____ |  | 0% | 0 | 0 | _____
[12 empty] | _____ |  | 0% | 0 | 0 | _____
[12 empty] | _____ |  | 0% | 0 | 0 | _____
[12 empty] | _____ |  | 0% | 0 | 0 | _____
[12 empty] | _____ |  | 0% | 0 | 0 | _____
[12 empty] | _____ |  | 0% | 0 | 0 | _____
[12 empty] | _____ |  | 0% | 0 | 0 | _____
[12 empty] | _____ |  | 0% | 0 | 0 | _____
[12 empty] | _____ |  | 0% | 0 | 0 | _____
[12 empty] | _____ |  | 0% | 0 | 0 | _____
[12 empty] | _____ |  | 0% | 0 | 0 | _____
[12 empty] | _____ |  | 0% | 0 | 0 | _____
[12 empty] | _____ |  | 0% | 0 | 0 | _____
[12 empty] | _____ |  | 0% | 0 | 0 | _____
[12 empty] | _____ |  | 0% | 0 | 0 | _____
[12 empty] | _____ |  | 0% | 0 | 0 | _____
[12 empty] | _____ |  | 0% | 0 | 0 | _____
[12 empty] | _____ |  | 0% | 0 | 0 | _____
[12 empty] | _____ |  | 0% | 0 | 0 | _____
[12 empty] | _____ |  | 0% | 0 | 0 | _____
[12 empty] | _____ |  | 0% | 0 | 0 | _____
[12 empty] | _____ |  | 0% | 0 | 0 | _____
[12 empty] | _____ |  | 0% | 0 | 0 | _____
[12 empty] | _____ |  | 0% | 0 | 0 | _____
[12 empty] | _____ |  | 0% | 0 | 0 | _____
[12 empty] | _____ |  | 0% | 0 | 0 | _____
[12 empty] | _____ |  | 0% | 0 | 0 | _____
[12 empty] | _____ |  | 0% | 0 | 0 | _____
[12 empty] | _____ |  | 0% | 0 | 0 | _____
[12 empty] | _____ |  | 0% | 0 | 0 | _____
[12 empty] | _____ |  | 0% | 0 | 0 | _____
[12 empty] | _____ |  | 0% | 0 | 0 | _____
[12 empty] | _____ |  | 0% | 0 | 0 | _____
[12 empty] | _____ |  | 0% | 0 | 0 | _____
[12 empty] | _____ |  | 0% | 0 | 0 | _____
[12 empty] | _____ |  | 0% | 0 | 0 | _____
[12 empty] | _____ |  | 0% | 0 | 0 | _____
[12 empty] | _____ |  | 0% | 0 | 0 | _____
[12 empty] | _____ |  | 0% | 0 | 0 | _____
[12 empty] | _____ |  | 0% | 0 | 0 | _____
[12 empty] | _____ |  | 0% | 0 | 0 | _____
[12 empty] | _____ |  | 0% | 0 | 0 | _____
[12 empty] | _____ |  | 0% | 0 | 0 | _____
[12 empty] | _____ |  | 0% | 0 | 0 | _____
[12 empty] | _____ |  | 0% | 0 | 0 | _____
[12 empty] | _____ |  | 0% | 0 | 0 | _____
[12 empty] | _____ |  | 0% | 0 | 0 | _____
[12 empty] | _____ |  | 0% | 0 | 0 | _____
[12 empty] | _____ |  | 0% | 0 | 0 | _____
[12 empty] | _____ |  | 0% | 0 | 0 | _____
[12 empty] | _____ |  | 0% | 0 | 0 | _____
[12 empty] | _____ |  | 0% | 0 | 0 | _____
[12 empty] | _____ |  | 0% | 0 | 0 | _____
[12 empty] | _____ |  | 0% | 0 | 0 | _____
[12 empty] | _____ |  | 0% | 0 | 0 | _____
[12 empty] | _____ |  | 0% | 0 | 0 | _____
[12 empty] | _____ |  | 0% | 0 | 0 | _____
[12 empty] | _____ |  | 0% | 0 | 0 | _____
[12 empty] | _____ |  | 0% | 0 | 0 | _____
[12 empty] | _____ |  | 0% | 0 | 0 | _____
[12 empty] | _____ |  | 0% | 0 | 0 | _____
[12 empty] | _____ |  | 0% | 0 | 0 | _____
[12 empty] | _____ |  | 0% | 0 | 0 | _____
[12 empty] | _____ |  | 0% | 0 | 0 | _____
[12 empty] | _____ |  | 0% | 0 | 0 | _____
[12 empty] | _____ |  | 0% | 0 | 0 | _____
[12 empty] | _____ |  | 0% | 0 | 0 | _____
[12 empty] | _____ |  | 0% | 0 | 0 | _____
[12 empty] | _____ |  | 0% | 0 | 0 | _____
[12 empty] | _____ |  | 0% | 0 | 0 | _____
[12 empty] | _____ |  | 0% | 0 | 0 | _____
[12 empty] | _____ |  | 0% | 0 | 0 | _____
[12 empty] | _____ |  | 0% | 0 | 0 | _____
[12 empty] | _____ |  | 0% | 0 | 0 | _____
[12 empty] | _____ |  | 0% | 0 | 0 | _____
[12 empty] | _____ |  | 0% | 0 | 0 | _____
[12 empty] | _____ |  | 0% | 0 | 0 | _____
[12 empty] | _____ |  | 0% | 0 | 0 | _____
[12 empty] | _____ |  | 0% | 0 | 0 | _____
[12 empty] | _____ |  | 0% | 0 | 0 | _____
[12 empty] | _____ |  | 0% | 0 | 0 | _____
[12 empty] | _____ |  | 0% | 0 | 0 | _____
[12 empty] | _____ |  | 0% | 0 | 0 | _____
[12 empty] | _____ |  | 0% | 0 | 0 | _____
[12 empty] | _____ |  | 0% | 0 | 0 | _____
[12 empty] | _____ |  | 0% | 0 | 0 | _____
[12 empty] | _____ |  | 0% | 0 | 0 | _____
[12 empty] | _____ |  | 0% | 0 | 0 | _____
[12 empty] | _____ |  | 0% | 0 | 0 | _____
[12 empty] | _____ |  | 0% | 0 | 0 | _____
[12 empty] | _____ |  | 0% | 0 | 0 | _____
[12 empty] | _____ |  | 0% | 0 | 0 | _____
[12 empty] | _____ |  | 0% | 0 | 0 | _____
[12 empty] | _____ |  | 0% | 0 | 0 | _____
[12 empty] | _____ |  | 0% | 0 | 0 | _____
[12 empty] | _____ |  | 0% | 0 | 0 | _____
[12 empty] | _____ |  | 0% | 0 | 0 | _____
[12 empty] | _____ |  | 0% | 0 | 0 | _____
[12 empty] | _____ |  | 0% | 0 | 0 | _____
[12 empty] | _____ |  | 0% | 0 | 0 | _____
[12 empty] | _____ |  | 0% | 0 | 0 | _____
[12 empty] | _____ |  | 0% | 0 | 0 | _____
[12 empty] | _____ |  | 0% | 0 | 0 | _____
[12 empty] | _____ |  | 0% | 0 | 0 | _____
[12 empty] | _____ |  | 0% | 0 | 0 | _____
[12 empty] | _____ |  | 0% | 0 | 0 | _____
[12 empty] | _____ |  | 0% | 0 | 0 | _____
[12 empty] | _____ |  | 0% | 0 | 0 | _____
[12 empty] | _____ |  | 0% | 0 | 0 | _____
[12 empty] | _____ |  | 0% | 0 | 0 | _____
[12 empty] | _____ |  | 0% | 0 | 0 | _____
[12 empty] | _____ |  | 0% | 0 | 0 | _____
[12 empty] | _____ |  | 0% | 0 | 0 | _____
[12 empty] | _____ |  | 0% | 0 | 0 | _____
[12 empty] | _____ |  | 0% | 0 | 0 | _____
[12 empty] | _____ |  | 0% | 0 | 0 | _____
[12 empty] | _____ |  | 0% | 0 | 0 | _____
[12 empty] | _____ |  | 0% | 0 | 0 | _____
[12 empty] | _____ |  | 0% | 0 | 0 | _____
[12 empty] | _____ |  | 0% | 0 | 0 | _____
[12 empty] | _____ |  | 0% | 0 | 0 | _____
[12 empty] | _____ |  | 0% | 0 | 0 | _____
[12 empty] | _____ |  | 0% | 0 | 0 | _____
[12 empty] | _____ |  | 0% | 0 | 0 | _____
[12 empty] | _____ |  | 0% | 0 | 0 | _____
[12 empty] | _____ |  | 0% | 0 | 0 | _____
[12 empty] | _____ |  | 0% | 0 | 0 | _____
[12 empty] | _____ |  | 0% | 0 | 0 | _____
[12 empty] | _____ |  | 0% | 0 | 0 | _____
[12 empty] | _____ |  | 0% | 0 | 0 | _____
[12 empty] | _____ |  | 0% | 0 | 0 | _____
[12 empty] | _____ |  | 0% | 0 | 0 | _____
[12 empty] | _____ |  | 0% | 0 | 0 | _____
[12 empty] | _____ |  | 0% | 0 | 0 | _____
[12 empty] | _____ |  | 0% | 0 | 0 | _____
[12 empty] | _____ |  | 0% | 0 | 0 | _____
[12 empty] | _____ |  | 0% | 0 | 0 | _____
[12 empty] | _____ |  | 0% | 0 | 0 | _____
[12 empty] | _____ |  | 0% | 0 | 0 | _____
[12 empty] | _____ |  | 0% | 0 | 0 | _____
[12 empty] | _____ |  | 0% | 0 | 0 | _____
[12 empty] | _____ |  | 0% | 0 | 0 | _____
[12 empty] | _____ |  | 0% | 0 | 0 | _____
[12 empty] | _____ |  | 0% | 0 | 0 | _____
[12 empty] | _____ |  | 0% | 0 | 0 | _____
[12 empty] | _____ |  | 0% | 0 | 0 | _____
[12 empty] | _____ |  | 0% | 0 | 0 | _____
[12 empty] | _____ |  | 0% | 0 | 0 | _____
[12 empty] | _____ |  | 0% | 0 | 0 | _____
[12 empty] | _____ |  | 0% | 0 | 0 | _____
[12 empty] | _____ |  | 0% | 0 | 0 | _____
[12 empty] | _____ |  | 0% | 0 | 0 | _____
[12 empty] | _____ |  | 0% | 0 | 0 | _____
[12 empty] | _____ |  | 0% | 0 | 0 | _____
[12 empty] | _____ |  | 0% | 0 | 0 | _____
[12 empty] | _____ |  | 0% | 0 | 0 | _____
[12 empty] | _____ |  | 0% | 0 | 0 | _____
[12 empty] | _____ |  | 0% | 0 | 0 | _____
[12 empty] | _____ |  | 0% | 0 | 0 | _____
[12 empty] | _____ |  | 0% | 0 | 0 | _____
[12 empty] | _____ |  | 0% | 0 | 0 | _____
[12 empty] | _____ |  | 0% | 0 | 0 | _____
[12 empty] | _____ |  | 0% | 0 | 0 | _____
[12 empty] | _____ |  | 0% | 0 | 0 | _____
[12 empty] | _____ |  | 0% | 0 | 0 | _____
[12 empty] | _____ |  | 0% | 0 | 0 | _____
[12 empty] | _____ |  | 0% | 0 | 0 | _____
[12 empty] | _____ |  | 0% | 0 | 0 | _____
[12 empty] | _____ |  | 0% | 0 | 0 | _____
[12 empty] | _____ |  | 0% | 0 | 0 | _____
[12 empty] | _____ |  | 0% | 0 | 0 | _____
[12 empty] | _____ |  | 0% | 0 | 0 | _____
[12 empty] | _____ |  | 0% | 0 | 0 | _____
[12 empty] | _____ |  | 0% | 0 | 0 | _____
[12 empty] | _____ |  | 0% | 0 | 0 | _____
[12 empty] | _____ |  | 0% | 0 | 0 | _____
[12 empty] | _____ |  | 0% | 0 | 0 | _____
[12 empty] | _____ |  | 0% | 0 | 0 | _____
[12 empty] | _____ |  | 0% | 0 | 0 | _____
[12 empty] | _____ |  | 0% | 0 | 0 | _____
[12 empty] | _____ |  | 0% | 0 | 0 | _____
[12 empty] | _____ |  | 0% | 0 | 0 | _____
[12 empty] | _____ |  | 0% | 0 | 0 | _____
[12 empty] | _____ |  | 0% | 0 | 0 | _____
[12 empty] | _____ |  | 0% | 0 | 0 | _____
[12 empty] | _____ |  | 0% | 0 | 0 | _____
[12 empty] | _____ |  | 0% | 0 | 0 | _____
[12 empty] | _____ |  | 0% | 0 | 0 | _____
[12 empty] | _____ |  | 0% | 0 | 0 | _____
[12 empty] | _____ |  | 0% | 0 | 0 | _____
[12 empty] | _____ |  | 0% | 0 | 0 | _____
[12 empty] | _____ |  | 0% | 0 | 0 | _____
[12 empty] | _____ |  | 0% | 0 | 0 | _____
[12 empty] | _____ |  | 0% | 0 | 0 | _____
[12 empty] | _____ |  | 0% | 0 | 0 | _____
[12 empty] | _____ |  | 0% | 0 | 0 | _____
[12 empty] | _____ |  | 0% | 0 | 0 | _____
[12 empty] | _____ |  | 0% | 0 | 0 | _____
[12 empty] | _____ |  | 0% | 0 | 0 | _____
[12 empty] | _____ |  | 0% | 0 | 0 | _____
[12 empty] | _____ |  | 0% | 0 | 0 | _____
[12 empty] | _____ |  | 0% | 0 | 0 | _____
[12 empty] | _____ |  | 0% | 0 | 0 | _____
[12 empty] | _____ |  | 0% | 0 | 0 | _____
[12 empty] | _____ |  | 0% | 0 | 0 | _____
[12 empty] | _____ |  | 0% | 0 | 0 | _____
[12 empty] | _____ |  | 0% | 0 | 0 | _____
[12 empty] | _____ |  | 0% | 0 | 0 | _____
[12 empty] | _____ |  | 0% | 0 | 0 | _____
[12 empty] | _____ |  | 0% | 0 | 0 | _____
[12 empty] | _____ |  | 0% | 0 | 0 | _____
[12 empty] | _____ |  | 0% | 0 | 0 | _____
[12 empty] | _____ |  | 0% | 0 | 0 | _____
[12 empty] | _____ |  | 0% | 0 | 0 | _____
[12 empty] | _____ |  | 0% | 0 | 0 | _____
[12 empty] | _____ |  | 0% | 0 | 0 | _____
[12 empty] | _____ |  | 0% | 0 | 0 | _____
[12 empty] | _____ |  | 0% | 0 | 0 | _____
[12 empty] | _____ |  | 0% | 0 | 0 | _____
[12 empty] | _____ |  | 0% | 0 | 0 | _____
[12 empty] | _____ |  | 0% | 0 | 0 | _____
[12 empty] | _____ |  | 0% | 0 | 0 | _____
[12 empty] | _____ |  | 0% | 0 | 0 | _____
[12 empty] | _____ |  | 0% | 0 | 0 | _____
[12 empty] | _____ |  | 0% | 0 | 0 | _____
[12 empty] | _____ |  | 0% | 0 | 0 | _____
[12 empty] | _____ |  | 0% | 0 | 0 | _____
[12 empty] | _____ |  | 0% | 0 | 0 | _____
[12 empty] | _____ |  | 0% | 0 | 0 | _____
[12 empty] | _____ |  | 0% | 0 | 0 | _____
[12 empty] | _____ |  | 0% | 0 | 0 | _____
[12 empty] | _____ |  | 0% | 0 | 0 | _____
[12 empty] | _____ |  | 0% | 0 | 0 | _____
[12 empty] | _____ |  | 0% | 0 | 0 | _____
[12 empty] | _____ |  | 0% | 0 | 0 | _____
[12 empty] | _____ |  | 0% | 0 | 0 | _____
[12 empty] | _____ |  | 0% | 0 | 0 | _____
[12 empty] | _____ |  | 0% | 0 | 0 | _____
[12 empty] | _____ |  | 0% | 0 | 0 | _____
[12 empty] | _____ |  | 0% | 0 | 0 | _____
[12 empty] | _____ |  | 0% | 0 | 0 | _____
[12 empty] | _____ |  | 0% | 0 | 0 | _____
[12 empty] | _____ |  | 0% | 0 | 0 | _____
[12 empty] | _____ |  | 0% | 0 | 0 | _____
[12 empty] | _____ |  | 0% | 0 | 0 | _____
[12 empty] | _____ |  | 0% | 0 | 0 | _____
[12 empty] | _____ |  | 0% | 0 | 0 | _____
[12 empty] | _____ |  | 0% | 0 | 0 | _____
[12 empty] | _____ |  | 0% | 0 | 0 | _____
[12 empty] | _____ |  | 0% | 0 | 0 | _____
[12 empty] | _____ |  | 0% | 0 | 0 | _____
[12 empty] | _____ |  | 0% | 0 | 0 | _____
[12 empty] | _____ |  | 0% | 0 | 0 | _____
[12 empty] | _____ |  | 0% | 0 | 0 | _____
[12 empty] | _____ |  | 0% | 0 | 0 | _____
[12 empty] | _____ |  | 0% | 0 | 0 | _____
[12 empty] | _____ |  | 0% | 0 | 0 | _____
[12 empty] | _____ |  | 0% | 0 | 0 | _____
[12 empty] | _____ |  | 0% | 0 | 0 | _____
[12 empty] | _____ |  | 0% | 0 | 0 | _____
[12 empty] | _____ |  | 0% | 0 | 0 | _____
[12 empty] | _____ |  | 0% | 0 | 0 | _____
[12 empty] | _____ |  | 0% | 0 | 0 | _____
[12 empty] | _____ |  | 0% | 0 | 0 | _____
[12 empty] | _____ |  | 0% | 0 | 0 | _____
[12 empty] | _____ |  | 0% | 0 | 0 | _____
[12 empty] | _____ |  | 0% | 0 | 0 | _____
[12 empty] | _____ |  | 0% | 0 | 0 | _____
[12 empty] | _____ |  | 0% | 0 | 0 | _____
[12 empty] | _____ |  | 0% | 0 | 0 | _____
[12 empty] | _____ |  | 0% | 0 | 0 | _____
[12 empty] | _____ |  | 0% | 0 | 0 | _____
[12 empty] | _____ |  | 0% | 0 | 0 | _____
[12 empty] | _____ |  | 0% | 0 | 0 | _____
[12 empty] | _____ |  | 0% | 0 | 0 | _____
[12 empty] | _____ |  | 0% | 0 | 0 | _____
[12 empty] | _____ |  | 0% | 0 | 0 | _____
[12 empty] | _____ |  | 0% | 0 | 0 | _____
[12 empty] | _____ |  | 0% | 0 | 0 | _____
[12 empty] | _____ |  | 0% | 0 | 0 | _____
[12 empty] | _____ |  | 0% | 0 | 0 | _____
[12 empty] | _____ |  | 0% | 0 | 0 | _____
[12 empty] | _____ |  | 0% | 0 | 0 | _____
[12 empty] | _____ |  | 0% | 0 | 0 | _____
[12 empty] | _____ |  | 0% | 0 | 0 | _____
[12 empty] | _____ |  | 0% | 0 | 0 | _____
[12 empty] | _____ |  | 0% | 0 | 0 | _____
[12 empty] | _____ |  | 0% | 0 | 0 | _____
[12 empty] | _____ |  | 0% | 0 | 0 | _____
[12 empty] | _____ |  | 0% | 0 | 0 | _____
[12 empty] | _____ |  | 0% | 0 | 0 | _____
[12 empty] | _____ |  | 0% | 0 | 0 | _____
[12 empty] | _____ |  | 0% | 0 | 0 | _____
[12 empty] | _____ |  | 0% | 0 | 0 | _____
[12 empty] | _____ |  | 0% | 0 | 0 | _____
[12 empty] | _____ |  | 0% | 0 | 0 | _____
[12 empty] | _____ |  | 0% | 0 | 0 | _____
[12 empty] | _____ |  | 0% | 0 | 0 | _____
[12 empty] | _____ |  | 0% | 0 | 0 | _____
[12 empty] | _____ |  | 0% | 0 | 0 | _____
[12 empty] | _____ |  | 0% | 0 | 0 | _____
[12 empty] | _____ |  | 0% | 0 | 0 | _____
[12 empty] | _____ |  | 0% | 0 | 0 | _____
[12 empty] | _____ |  | 0% | 0 | 0 | _____
[12 empty] | _____ |  | 0% | 0 | 0 | _____
[12 empty] | _____ |  | 0% | 0 | 0 | _____
[12 empty] | _____ |  | 0% | 0 | 0 | _____
[12 empty] | _____ |  | 0% | 0 | 0 | _____
[12 empty] | _____ |  | 0% | 0 | 0 | _____
[12 empty] | _____ |  | 0% | 0 | 0 | _____
[12 empty] | _____ |  | 0% | 0 | 0 | _____
[12 empty] | _____ |  | 0% | 0 | 0 | _____
[12 empty] | _____ |  | 0% | 0 | 0 | _____
[12 empty] | _____ |  | 0% | 0 | 0 | _____
[12 empty] | _____ |  | 0% | 0 | 0 | _____
[12 empty] | _____ |  | 0% | 0 | 0 | _____
[12 empty] | _____ |  | 0% | 0 | 0 | _____
[12 empty] | _____ |  | 0% | 0 | 0 | _____
[12 empty] | _____ |  | 0% | 0 | 0 | _____
[12 empty] | _____ |  | 0% | 0 | 0 | _____
[12 empty] | _____ |  | 0% | 0 | 0 | _____
[12 empty] | _____ |  | 0% | 0 | 0 | _____
[12 empty] | _____ |  | 0% | 0 | 0 | _____
[12 empty] | _____ |  | 0% | 0 | 0 | _____
[12 empty] | _____ |  | 0% | 0 | 0 | _____
[12 empty] | _____ |  | 0% | 0 | 0 | _____
[12 empty] | _____ |  | 0% | 0 | 0 | _____
[12 empty] | _____ |  | 0% | 0 | 0 | _____
[12 empty] | _____ |  | 0% | 0 | 0 | _____
[12 empty] | _____ |  | 0% | 0 | 0 | _____
[12 empty] | _____ |  | 0% | 0 | 0 | _____
[12 empty] | _____ |  | 0% | 0 | 0 | _____
[12 empty] | _____ |  | 0% | 0 | 0 | _____
[12 empty] | _____ |  | 0% | 0 | 0 | _____
[12 empty] | _____ |  | 0% | 0 | 0 | _____
[12 empty] | _____ |  | 0% | 0 | 0 | _____
[12 empty] | _____ |  | 0% | 0 | 0 | _____
[12 empty] | _____ |  | 0% | 0 | 0 | _____
[12 empty] | _____ |  | 0% | 0 | 0 | _____
[12 empty] | _____ |  | 0% | 0 | 0 | _____
[12 empty] | _____ |  | 0% | 0 | 0 | _____
[12 empty] | _____ |  | 0% | 0 | 0 | _____
[12 empty] | _____ |  | 0% | 0 | 0 | _____
[12 empty] | _____ |  | 0% | 0 | 0 | _____
[12 empty] | _____ |  | 0% | 0 | 0 | _____
[12 empty] | _____ |  | 0% | 0 | 0 | _____
[12 empty] | _____ |  | 0% | 0 | 0 | _____
[12 empty] | _____ |  | 0% | 0 | 0 | _____
[12 empty] | _____ |  | 0% | 0 | 0 | _____
[12 empty] | _____ |  | 0% | 0 | 0 | _____
[12 empty] | _____ |  | 0% | 0 | 0 | _____
[12 empty] | _____ |  | 0% | 0 | 0 | _____
[12 empty] | _____ |  | 0% | 0 | 0 | _____
[12 empty] | _____ |  | 0% | 0 | 0 | _____
[12 empty] | _____ |  | 0% | 0 | 0 | _____
[12 empty] | _____ |  | 0% | 0 | 0 | _____
[12 empty] | _____ |  | 0% | 0 | 0 | _____
[12 empty] | _____ |  | 0% | 0 | 0 | _____
[12 empty] | _____ |  | 0% | 0 | 0 | _____
[12 empty] | _____ |  | 0% | 0 | 0 | _____
[12 empty] | _____ |  | 0% | 0 | 0 | _____
[12 empty] | _____ |  | 0% | 0 | 0 | _____
[12 empty] | _____ |  | 0% | 0 | 0 | _____
[12 empty] | _____ |  | 0% | 0 | 0 | _____
[12 empty] | _____ |  | 0% | 0 | 0 | _____
[12 empty] | _____ |  | 0% | 0 | 0 | _____
[12 empty] | _____ |  | 0% | 0 | 0 | _____
[12 empty] | _____ |  | 0% | 0 | 0 | _____
[12 empty] | _____ |  | 0% | 0 | 0 | _____
[12 empty] | _____ |  | 0% | 0 | 0 | _____
[12 empty] | _____ |  | 0% | 0 | 0 | _____
[12 empty] | _____ |  | 0% | 0 | 0 | _____
[12 empty] | _____ |  | 0% | 0 | 0 | _____
[12 empty] | _____ |  | 0% | 0 | 0 | _____
[12 empty] | _____ |  | 0% | 0 | 0 | _____
[12 empty] | _____ |  | 0% | 0 | 0 | _____
[12 empty] | _____ |  | 0% | 0 | 0 | _____
[12 empty] | _____ |  | 0% | 0 | 0 | _____
[12 empty] | _____ |  | 0% | 0 | 0 | _____
[12 empty] | _____ |  | 0% | 0 | 0 | _____
[12 empty] | _____ |  | 0% | 0 | 0 | _____
[12 empty] | _____ |  | 0% | 0 | 0 | _____
[12 empty] | _____ |  | 0% | 0 | 0 | _____
[12 empty] | _____ |  | 0% | 0 | 0 | _____
[12 empty] | _____ |  | 0% | 0 | 0 | _____
[12 empty] | _____ |  | 0% | 0 | 0 | _____
[12 empty] | _____ |  | 0% | 0 | 0 | _____
[12 empty] | _____ |  | 0% | 0 | 0 | _____
[12 empty] | _____ |  | 0% | 0 | 0 | _____
[12 empty] | _____ |  | 0% | 0 | 0 | _____
[12 empty] | _____ |  | 0% | 0 | 0 | _____
[12 empty] | _____ |  | 0% | 0 | 0 | _____
[12 empty] | _____ |  | 0% | 0 | 0 | _____
[12 empty] | _____ |  | 0% | 0 | 0 | _____
[12 empty] | _____ |  | 0% | 0 | 0 | _____
[12 empty] | _____ |  | 0% | 0 | 0 | _____
[12 empty] | _____ |  | 0% | 0 | 0 | _____
[12 empty] | _____ |  | 0% | 0 | 0 | _____
[12 empty] | _____ |  | 0% | 0 | 0 | _____
[12 empty] | _____ |  | 0% | 0 | 0 | _____
[12 empty] | _____ |  | 0% | 0 | 0 | _____
[12 empty] | _____ |  | 0% | 0 | 0 | _____
[12 empty] | _____ |  | 0% | 0 | 0 | _____
[12 empty] | _____ |  | 0% | 0 | 0 | _____
[12 empty] | _____ |  | 0% | 0 | 0 | _____
[12 empty] | _____ |  | 0% | 0 | 0 | _____
[12 empty] | _____ |  | 0% | 0 | 0 | _____
[12 empty] | _____ |  | 0% | 0 | 0 | _____
[12 empty] | _____ |  | 0% | 0 | 0 | _____
[12 empty] | _____ |  | 0% | 0 | 0 | _____
[12 empty] | _____ |  | 0% | 0 | 0 | _____
[12 empty] | _____ |  | 0% | 0 | 0 | _____
[12 empty] | _____ |  | 0% | 0 | 0 | _____
[12 empty] | _____ |  | 0% | 0 | 0 | _____
[12 empty] | _____ |  | 0% | 0 | 0 | _____
[12 empty] | _____ |  | 0% | 0 | 0 | _____
[12 empty] | _____ |  | 0% | 0 | 0 | _____
[12 empty] | _____ |  | 0% | 0 | 0 | _____
[12 empty] | _____ |  | 0% | 0 | 0 | _____
[12 empty] | _____ |  | 0% | 0 | 0 | _____
[12 empty] | _____ |  | 0% | 0 | 0 | _____
[12 empty] | _____ |  | 0% | 0 | 0 | _____
[12 empty] | _____ |  | 0% | 0 | 0 | _____
[12 empty] | _____ |  | 0% | 0 | 0 | _____
[12 empty] | _____ |  | 0% | 0 | 0 | _____
[12 empty] | _____ |  | 0% | 0 | 0 | _____
[12 empty] | _____ |  | 0% | 0 | 0 | _____
[12 empty] | _____ |  | 0% | 0 | 0 | _____
[12 empty] | _____ |  | 0% | 0 | 0 | _____
[12 empty] | _____ |  | 0% | 0 | 0 | _____
[12 empty] | _____ |  | 0% | 0 | 0 | _____
[12 empty] | _____ |  | 0% | 0 | 0 | _____
[12 empty] | _____ |  | 0% | 0 | 0 | _____
[12 empty] | _____ |  | 0% | 0 | 0 | _____
[12 empty] | _____ |  | 0% | 0 | 0 | _____
[12 empty] | _____ |  | 0% | 0 | 0 | _____
[12 empty] | _____ |  | 0% | 0 | 0 | _____
[12 empty] | _____ |  | 0% | 0 | 0 | _____
[12 empty] | _____ |  | 0% | 0 | 0 | _____
[12 empty] | _____ |  | 0% | 0 | 0 | _____
[12 empty] | _____ |  | 0% | 0 | 0 | _____
[12 empty] | _____ |  | 0% | 0 | 0 | _____
[12 empty] | _____ |  | 0% | 0 | 0 | _____
[12 empty] | _____ |  | 0% | 0 | 0 | _____
[12 empty] | _____ |  | 0% | 0 | 0 | _____
[12 empty] | _____ |  | 0% | 0 | 0 | _____
[12 empty] | _____ |  | 0% | 0 | 0 | _____
[12 empty] | _____ |  | 0% | 0 | 0 | _____
[12 empty] | _____ |  | 0% | 0 | 0 | _____
[12 empty] | _____ |  | 0% | 0 | 0 | _____
[12 empty] | _____ |  | 0% | 0 | 0 | _____
[12 empty] | _____ |  | 0% | 0 | 0 | _____
[12 empty] | _____ |  | 0% | 0 | 0 | _____
[12 empty] | _____ |  | 0% | 0 | 0 | _____
[12 empty] | _____ |  | 0% | 0 | 0 | _____
[12 empty] | _____ |  | 0% | 0 | 0 | _____
[12 empty] | _____ |  | 0% | 0 | 0 | _____
[12 empty] | _____ |  | 0% | 0 | 0 | _____
[12 empty] | _____ |  | 0% | 0 | 0 | _____
[12 empty] | _____ |  | 0% | 0 | 0 | _____
[12 empty] | _____ |  | 0% | 0 | 0 | _____
[12 empty] | _____ |  | 0% | 0 | 0 | _____
[12 empty] | _____ |  | 0% | 0 | 0 | _____
[12 empty] | _____ |  | 0% | 0 | 0 | _____
[12 empty] | _____ |  | 0% | 0 | 0 | _____
[12 empty] | _____ |  | 0% | 0 | 0 | _____
[12 empty] | _____ |  | 0% | 0 | 0 | _____
[12 empty] | _____ |  | 0% | 0 | 0 | _____
[12 empty] | _____ |  | 0% | 0 | 0 | _____
[12 empty] | _____ |  | 0% | 0 | 0 | _____
[12 empty] | _____ |  | 0% | 0 | 0 | _____
[12 empty] | _____ |  | 0% | 0 | 0 | _____
[12 empty] | _____ |  | 0% | 0 | 0 | _____
[12 empty] | _____ |  | 0% | 0 | 0 | _____
[12 empty] | _____ |  | 0% | 0 | 0 | _____
[12 empty] | _____ |  | 0% | 0 | 0 | _____
[12 empty] | _____ |  | 0% | 0 | 0 | _____
[12 empty] | _____ |  | 0% | 0 | 0 | _____
[12 empty] | _____ |  | 0% | 0 | 0 | _____
[12 empty] | _____ |  | 0% | 0 | 0 | _____
[12 empty] | _____ |  | 0% | 0 | 0 | _____
[12 empty] | _____ |  | 0% | 0 | 0 | _____
[12 empty] | _____ |  | 0% | 0 | 0 | _____
[12 empty] | _____ |  | 0% | 0 | 0 | _____
[12 empty] | _____ |  | 0% | 0 | 0 | _____
[12 empty] | _____ |  | 0% | 0 | 0 | _____
[12 empty] | _____ |  | 0% | 0 | 0 | _____
[12 empty] | _____ |  | 0% | 0 | 0 | _____
[12 empty] | _____ |  | 0% | 0 | 0 | _____
[12 empty] | _____ |  | 0% | 0 | 0 | _____
[12 empty] | _____ |  | 0% | 0 | 0 | _____
[12 empty] | _____ |  | 0% | 0 | 0 | _____
[12 empty] | _____ |  | 0% | 0 | 0 | _____
[12 empty] | _____ |  | 0% | 0 | 0 | _____
[12 empty] | _____ |  | 0% | 0 | 0 | _____
[12 empty] | _____ |  | 0% | 0 | 0 | _____
[12 empty] | _____ |  | 0% | 0 | 0 | _____
[12 empty] | _____ |  | 0% | 0 | 0 | _____
[12 empty] | _____ |  | 0% | 0 | 0 | _____
[12 empty] | _____ |  | 0% | 0 | 0 | _____
[12 empty] | _____ |  | 0% | 0 | 0 | _____
[12 empty] | _____ |  | 0% | 0 | 0 | _____
[12 empty] | _____ |  | 0% | 0 | 0 | _____
[12 empty] | _____ |  | 0% | 0 | 0 | _____
[12 empty] | _____ |  | 0% | 0 | 0 | _____
[12 empty] | _____ |  | 0% | 0 | 0 | _____
[12 empty] | _____ |  | 0% | 0 | 0 | _____
[12 empty] | _____ |  | 0% | 0 | 0 | _____
[12 empty] | _____ |  | 0% | 0 | 0 | _____
[12 empty] | _____ |  | 0% | 0 | 0 | _____
[12 empty] | _____ |  | 0% | 0 | 0 | _____
[12 empty] | _____ |  | 0% | 0 | 0 | _____
[12 empty] | _____ |  | 0% | 0 | 0 | _____
[12 empty] | _____ |  | 0% | 0 | 0 | _____
[12 empty] | _____ |  | 0% | 0 | 0 | _____
[12 empty] | _____ |  | 0% | 0 | 0 | _____
[12 empty] | _____ |  | 0% | 0 | 0 | _____
[12 empty] | _____ |  | 0% | 0 | 0 | _____
[12 empty] | _____ |  | 0% | 0 | 0 | _____
[12 empty] | _____ |  | 0% | 0 | 0 | _____
[12 empty] | _____ |  | 0% | 0 | 0 | _____
[12 empty] | _____ |  | 0% | 0 | 0 | _____
[12 empty] | _____ |  | 0% | 0 | 0 | _____
[12 empty] | _____ |  | 0% | 0 | 0 | _____
[12 empty] | _____ |  | 0% | 0 | 0 | _____
[12 empty] | _____ |  | 0% | 0 | 0 | _____
[12 empty] | _____ |  | 0% | 0 | 0 | _____
[12 empty] | _____ |  | 0% | 0 | 0 | _____
[12 empty] | _____ |  | 0% | 0 | 0 | _____
[12 empty] | _____ |  | 0% | 0 | 0 | _____
[12 empty] | _____ |  | 0% | 0 | 0 | _____
[12 empty] | _____ |  | 0% | 0 | 0 | _____
[12 empty] | _____ |  | 0% | 0 | 0 | _____
[12 empty] | _____ |  | 0% | 0 | 0 | _____
[12 empty] | _____ |  | 0% | 0 | 0 | _____
[12 empty] | _____ |  | 0% | 0 | 0 | _____
[12 empty] | _____ |  | 0% | 0 | 0 | _____
[12 empty] | _____ |  | 0% | 0 | 0 | _____
[12 empty] | _____ |  | 0% | 0 | 0 | _____
[12 empty] | _____ |  | 0% | 0 | 0 | _____
[12 empty] | _____ |  | 0% | 0 | 0 | _____
[12 empty] | _____ |  | 0% | 0 | 0 | _____
[12 empty] | _____ |  | 0% | 0 | 0 | _____
[12 empty] | _____ |  | 0% | 0 | 0 | _____
[12 empty] | _____ |  | 0% | 0 | 0 | _____
[12 empty] | _____ |  | 0% | 0 | 0 | _____
[12 empty] | _____ |  | 0% | 0 | 0 | _____
[12 empty] | _____ |  | 0% | 0 | 0 | _____
[12 empty] | _____ |  | 0% | 0 | 0 | _____
[12 empty] | _____ |  | 0% | 0 | 0 | _____
[12 empty] | _____ |  | 0% | 0 | 0 | _____
[12 empty] | _____ |  | 0% | 0 | 0 | _____
[12 empty] | _____ |  | 0% | 0 | 0 | _____
[12 empty] | _____ |  | 0% | 0 | 0 | _____
[12 empty] | _____ |  | 0% | 0 | 0 | _____
[12 empty] | _____ |  | 0% | 0 | 0 | _____
[12 empty] | _____ |  | 0% | 0 | 0 | _____
[12 empty] | _____ |  | 0% | 0 | 0 | _____
[12 empty] | _____ |  | 0% | 0 | 0 | _____
[12 empty] | _____ |  | 0% | 0 | 0 | _____
[12 empty] | _____ |  | 0% | 0 | 0 | _____
[12 empty] | _____ |  | 0% | 0 | 0 | _____
[12 empty] | _____ |  | 0% | 0 | 0 | _____
[12 empty] | _____ |  | 0% | 0 | 0 | _____
[12 empty] | _____ |  | 0% | 0 | 0 | _____
[12 empty] | _____ |  | 0% | 0 | 0 | _____
[12 empty] | _____ |  | 0% | 0 | 0 | _____
[12 empty] | _____ |  | 0% | 0 | 0 | _____
[12 empty] | _____ |  | 0% | 0 | 0 | _____
[12 empty] | _____ |  | 0% | 0 | 0 | _____
[12 empty] | _____ |  | 0% | 0 | 0 | _____
[12 empty] | _____ |  | 0% | 0 | 0 | _____
[12 empty] | _____ |  | 0% | 0 | 0 | _____
[12 empty] | _____ |  | 0% | 0 | 0 | _____
[12 empty] | _____ |  | 0% | 0 | 0 | _____
[12 empty] | _____ |  | 0% | 0 | 0 | _____
[12 empty] | _____ |  | 0% | 0 | 0 | _____
[12 empty] | _____ |  | 0% | 0 | 0 | _____
[12 empty] | _____ |  | 0% | 0 | 0 | _____
[12 empty] | _____ |  | 0% | 0 | 0 | _____
[12 empty] | _____ |  | 0% | 0 | 0 | _____
[12 empty] | _____ |  | 0% | 0 | 0 | _____
[12 empty] | _____ |  | 0% | 0 | 0 | _____
[12 empty] | _____ |  | 0% | 0 | 0 | _____
[12 empty] | _____ |  | 0% | 0 | 0 | _____
[12 empty] | _____ |  | 0% | 0 | 0 | _____
[12 empty] | _____ |  | 0% | 0 | 0 | _____
[12 empty] | _____ |  | 0% | 0 | 0 | _____
[12 empty] | _____ |  | 0% | 0 | 0 | _____
[12 empty] | _____ |  | 0% | 0 | 0 | _____
[12 empty] | _____ |  | 0% | 0 | 0 | _____
[12 empty] | _____ |  | 0% | 0 | 0 | _____
[12 empty] | _____ |  | 0% | 0 | 0 | _____
[12 empty] | _____ |  | 0% | 0 | 0 | _____
[12 empty] | _____ |  | 0% | 0 | 0 | _____
[12 empty] | _____ |  | 0% | 0 | 0 | _____
[12 empty] | _____ |  | 0% | 0 | 0 | _____
[12 empty] | _____ |  | 0% | 0 | 0 | _____
[12 empty] | _____ |  | 0% | 0 | 0 | _____
[12 empty] | _____ |  | 0% | 0 | 0 | _____
[12 empty] | _____ |  | 0% | 0 | 0 | _____
[12 empty] | _____ |  | 0% | 0 | 0 | _____
[12 empty] | _____ |  | 0% | 0 | 0 | _____
[12 empty] | _____ |  | 0% | 0 | 0 | _____
[12 empty] | _____ |  | 0% | 0 | 0 | _____
[12 empty] | _____ |  | 0% | 0 | 0 | _____
[12 empty] | _____ |  | 0% | 0 | 0 | _____
[12 empty] | _____ |  | 0% | 0 | 0 | _____
[12 empty] | _____ |  | 0% | 0 | 0 | _____
[12 empty] | _____ |  | 0% | 0 | 0 | _____
[12 empty] | _____ |  | 0% | 0 | 0 | _____
[12 empty] | _____ |  | 0% | 0 | 0 | _____
[12 empty] | _____ |  | 0% | 0 | 0 | _____
[12 empty] | _____ |  | 0% | 0 | 0 | _____
[12 empty] | _____ |  | 0% | 0 | 0 | _____
[12 empty] | _____ |  | 0% | 0 | 0 | _____
[12 empty] | _____ |  | 0% | 0 | 0 | _____
[12 empty] | _____ |  | 0% | 0 | 0 | _____
[12 empty] | _____ |  | 0% | 0 | 0 | _____
[12 empty] | _____ |  | 0% | 0 | 0 | _____
[12 empty] | _____ |  | 0% | 0 | 0 | _____
[12 empty] | _____ |  | 0% | 0 | 0 | _____
[12 empty] | _____ |  | 0% | 0 | 0 | _____
[12 empty] | _____ |  | 0% | 0 | 0 | _____
[12 empty] | _____ |  | 0% | 0 | 0 | _____
[12 empty] | _____ |  | 0% | 0 | 0 | _____
[12 empty] | _____ |  | 0% | 0 | 0 | _____
[12 empty] | _____ |  | 0% | 0 | 0 | _____
[12 empty] | _____ |  | 0% | 0 | 0 | _____
[12 empty] | _____ |  | 0% | 0 | 0 | _____
[12 empty] | _____ |  | 0% | 0 | 0 | _____
[12 empty] | _____ |  | 0% | 0 | 0 | _____
[12 empty] | _____ |  | 0% | 0 | 0 | _____
[12 empty] | _____ |  | 0% | 0 | 0 | _____
[12 empty] | _____ |  | 0% | 0 | 0 | _____
[12 empty] | _____ |  | 0% | 0 | 0 | _____
[12 empty] | _____ |  | 0% | 0 | 0 | _____
[12 empty] | _____ |  | 0% | 0 | 0 | _____
[12 empty] | _____ |  | 0% | 0 | 0 | _____
[12 empty] | _____ |  | 0% | 0 | 0 | _____
[12 empty] | _____ |  | 0% | 0 | 0 | _____
[12 empty] | _____ |  | 0% | 0 | 0 | _____
[12 empty] | _____ |  | 0% | 0 | 0 | _____
[12 empty] | _____ |  | 0% | 0 | 0 | _____
[12 empty] | _____ |  | 0% | 0 | 0 | _____
[12 empty] | _____ |  | 0% | 0 | 0 | _____
[12 empty] | _____ |  | 0% | 0 | 0 | _____
[12 empty] | _____ |  | 0% | 0 | 0 | _____
[12 empty] | _____ |  | 0% | 0 | 0 | _____
[12 empty] | _____ |  | 0% | 0 | 0 | _____
[12 empty] | _____ |  | 0% | 0 | 0 | _____
[12 empty] | _____ |  | 0% | 0 | 0 | _____
[12 empty] | _____ |  | 0% | 0 | 0 | _____
[12 empty] | _____ |  | 0% | 0 | 0 | _____
[12 empty] | _____ |  | 0% | 0 | 0 | _____
[12 empty] | _____ |  | 0% | 0 | 0 | _____
[12 empty] | _____ |  | 0% | 0 | 0 | _____
[12 empty] | _____ |  | 0% | 0 | 0 | _____
[12 empty] | _____ |  | 0% | 0 | 0 | _____
[12 empty] | _____ |  | 0% | 0 | 0 | _____
[12 empty] | _____ |  | 0% | 0 | 0 | _____
[12 empty] | _____ |  | 0% | 0 | 0 | _____
[12 empty] | _____ |  | 0% | 0 | 0 | _____
[12 empty] | _____ |  | 0% | 0 | 0 | _____
[12 empty] | _____ |  | 0% | 0 | 0 | _____
[12 empty] | _____ |  | 0% | 0 | 0 | _____
[12 empty] | _____ |  | 0% | 0 | 0 | _____
[12 empty] | _____ |  | 0% | 0 | 0 | _____
[12 empty] | _____ |  | 0% | 0 | 0 | _____
[12 empty] | _____ |  | 0% | 0 | 0 | _____
[12 empty] | _____ |  | 0% | 0 | 0 | _____
[12 empty] | _____ |  | 0% | 0 | 0 | _____
[12 empty] | _____ |  | 0% | 0 | 0 | _____
[12 empty] | _____ |  | 0% | 0 | 0 | _____
[12 empty] | _____ |  | 0% | 0 | 0 | _____
[12 empty] | _____ |  | 0% | 0 | 0 | _____
[12 empty] | _____ |  | 0% | 0 | 0 | _____
[12 empty] | _____ |  | 0% | 0 | 0 | _____
[12 empty] | _____ |  | 0% | 0 | 0 | _____
[12 empty] | _____ |  | 0% | 0 | 0 | _____
[12 empty] | _____ |  | 0% | 0 | 0 | _____
[12 empty] | _____ |  | 0% | 0 | 0 | _____
[12 empty] | _____ |  | 0% | 0 | 0 | _____
[12 empty] | _____ |  | 0% | 0 | 0 | _____
[12 empty] | _____ |  | 0% | 0 | 0 | _____
[12 empty] | _____ |  | 0% | 0 | 0 | _____
[12 empty] | _____ |  | 0% | 0 | 0 | _____
[12 empty] | _____ |  | 0% | 0 | 0 | _____
[12 empty] | _____ |  | 0% | 0 | 0 | _____
[12 empty] | _____ |  | 0% | 0 | 0 | _____
[12 empty] | _____ |  | 0% | 0 | 0 | _____
[12 empty] | _____ |  | 0% | 0 | 0 | _____
[12 empty] | _____ |  | 0% | 0 | 0 | _____
[12 empty] | _____ |  | 0% | 0 | 0 | _____
[12 empty] | _____ |  | 0% | 0 | 0 | _____
[12 empty] | _____ |  | 0% | 0 | 0 | _____
[12 empty] | _____ |  | 0% | 0 | 0 | _____
[12 empty] | _____ |  | 0% | 0 | 0 | _____
[12 empty] | _____ |  | 0% | 0 | 0 | _____
[12 empty] | _____ |  | 0% | 0 | 0 | _____
[12 empty] | _____ |  | 0% | 0 | 0 | _____
[12 empty] | _____ |  | 0% | 0 | 0 | _____
[12 empty] | _____ |  | 0% | 0 | 0 | _____
[12 empty] | _____ |  | 0% | 0 | 0 | _____
[12 empty] | _____ |  | 0% | 0 | 0 | _____
[12 empty] | _____ |  | 0% | 0 | 0 | _____
[12 empty] | _____ |  | 0% | 0 | 0 | _____
[12 empty] | _____ |  | 0% | 0 | 0 | _____
[12 empty] | _____ |  | 0% | 0 | 0 | _____
[12 empty] | _____ |  | 0% | 0 | 0 | _____
[12 empty] | _____ |  | 0% | 0 | 0 | _____
[12 empty] | _____ |  | 0% | 0 | 0 | _____
[12 empty] | _____ |  | 0% | 0 | 0 | _____
[12 empty] | _____ |  | 0% | 0 | 0 | _____
[12 empty] | _____ |  | 0% | 0 | 0 | _____
[12 empty] | _____ |  | 0% | 0 | 0 | _____
[12 empty] | _____ |  | 0% | 0 | 0 | _____
[12 empty] | _____ |  | 0% | 0 | 0 | _____
[12 empty] | _____ |  | 0% | 0 | 0 | _____
[12 empty] | _____ |  | 0% | 0 | 0 | _____
[12 empty] | _____ |  | 0% | 0 | 0 | _____
[12 empty] | _____ |  | 0% | 0 | 0 | _____
[12 empty] | _____ |  | 0% | 0 | 0 | _____
[12 empty] | _____ |  | 0% | 0 | 0 | _____
[12 empty] | _____ |  | 0% | 0 | 0 | _____
[12 empty] | _____ |  | 0% | 0 | 0 | _____
[12 empty] | _____ |  | 0% | 0 | 0 | _____
[12 empty] | _____ |  | 0% | 0 | 0 | _____
[12 empty] | _____ |  | 0% | 0 | 0 | _____
[12 empty] | _____ |  | 0% | 0 | 0 | _____
[12 empty] | _____ |  | 0% | 0 | 0 | _____
[12 empty] | _____ |  | 0% | 0 | 0 | _____
[12 empty] | _____ |  | 0% | 0 | 0 | _____
[12 empty] | _____ |  | 0% | 0 | 0 | _____
[12 empty] | _____ |  | 0% | 0 | 0 | _____
[12 empty] | _____ |  | 0% | 0 | 0 | _____
[12 empty] | _____ |  | 0% | 0 | 0 | _____
[12 empty] | _____ |  | 0% | 0 | 0 | _____
[12 empty] | _____ |  | 0% | 0 | 0 | _____
[12 empty] | _____ |  | 0% | 0 | 0 | _____
[12 empty] | _____ |  | 0% | 0 | 0 | _____
[12 empty] | _____ |  | 0% | 0 | 0 | _____
[12 empty] | _____ |  | 0% | 0 | 0 | _____
[12 empty] | _____ |  | 0% | 0 | 0 | _____
[12 empty] | _____ |  | 0% | 0 | 0 | _____
[12 empty] | _____ |  | 0% | 0 | 0 | _____
[12 empty] | _____ |  | 0% | 0 | 0 | _____
[12 empty] | _____ |  | 0% | 0 | 0 | _____
[12 empty] | _____ |  | 0% | 0 | 0 | _____
[12 empty] | _____ |  | 0% | 0 | 0 | _____
[12 empty] | _____ |  | 0% | 0 | 0 | _____
[12 empty] | _____ |  | 0% | 0 | 0 | _____
[12 empty] | _____ |  | 0% | 0 | 0 | _____
[12 empty] | _____ |  | 0% | 0 | 0 | _____
[12 empty] | _____ |  | 0% | 0 | 0 | _____
[12 empty] | _____ |  | 0% | 0 | 0 | _____
[12 empty] | _____ |  | 0% | 0 | 0 | _____
[12 empty] | _____ |  | 0% | 0 | 0 | _____
[12 empty] | _____ |  | 0% | 0 | 0 | _____
[12 empty] | _____ |  | 0% | 0 | 0 | _____
[12 empty] | _____ |  | 0% | 0 | 0 | _____
[12 empty] | _____ |  | 0% | 0 | 0 | _____
[12 empty] | _____ |  | 0% | 0 | 0 | _____
[12 empty] | _____ |  | 0% | 0 | 0 | _____
[12 empty] | _____ |  | 0% | 0 | 0 | _____
[12 empty] | _____ |  | 0% | 0 | 0 | _____
[12 empty] | _____ |  | 0% | 0 | 0 | _____
[12 empty] | _____ |  | 0% | 0 | 0 | _____
[12 empty] | _____ |  | 0% | 0 | 0 | _____
[12 empty] | _____ |  | 0% | 0 | 0 | _____
[12 empty] | _____ |  | 0% | 0 | 0 | _____
[12 empty] | _____ |  | 0% | 0 | 0 | _____
[12 empty] | _____ |  | 0% | 0 | 0 | _____
[12 empty] | _____ |  | 0% | 0 | 0 | _____
[12 empty] | _____ |  | 0% | 0 | 0 | _____
[12 empty] | _____ |  | 0% | 0 | 0 | _____
[12 empty] | _____ |  | 0% | 0 | 0 | _____
[12 empty] | _____ |  | 0% | 0 | 0 | _____
[12 empty] | _____ |  | 0% | 0 | 0 | _____
[12 empty] | _____ |  | 0% | 0 | 0 | _____
[12 empty] | _____ |  | 0% | 0 | 0 | _____
[12 empty] | _____ |  | 0% | 0 | 0 | _____
[12 empty] | _____ |  | 0% | 0 | 0 | _____
[12 empty] | _____ |  | 0% | 0 | 0 | _____
[12 empty] | _____ |  | 0% | 0 | 0 | _____
[12 empty] | _____ |  | 0% | 0 | 0 | _____
[12 empty] | _____ |  | 0% | 0 | 0 | _____
[12 empty] | _____ |  | 0% | 0 | 0 | _____
[12 empty] | _____ |  | 0% | 0 | 0 | _____
[12 empty] | _____ |  | 0% | 0 | 0 | _____
[12 empty] | _____ |  | 0% | 0 | 0 | _____
[12 empty] | _____ |  | 0% | 0 | 0 | _____
[12 empty] | _____ |  | 0% | 0 | 0 | _____
[12 empty] | _____ |  | 0% | 0 | 0 | _____
[12 empty] | _____ |  | 0% | 0 | 0 | _____
[12 empty] | _____ |  | 0% | 0 | 0 | _____
[12 empty] | _____ |  | 0% | 0 | 0 | _____
[12 empty] | _____ |  | 0% | 0 | 0 | _____
[12 empty] | _____ |  | 0% | 0 | 0 | _____
[12 empty] | _____ |  | 0% | 0 | 0 | _____
[12 empty] | _____ |  | 0% | 0 | 0 | _____
[12 empty] | _____ |  | 0% | 0 | 0 | _____
[12 empty] | _____ |  | 0% | 0 | 0 | _____
[12 empty] | _____ |  | 0% | 0 | 0 | _____
[12 empty] | _____ |  | 0% | 0 | 0 | _____
[12 empty] | _____ |  | 0% | 0 | 0 | _____
[12 empty] | _____ |  | 0% | 0 | 0 | _____
[12 empty] | _____ |  | 0% | 0 | 0 | _____
[12 empty] | _____ |  | 0% | 0 | 0 | _____
[12 empty] | _____ |  | 0% | 0 | 0 | _____
[12 empty] | _____ |  | 0% | 0 | 0 | _____
[12 empty] | _____ |  | 0% | 0 | 0 | _____
[12 empty] | _____ |  | 0% | 0 | 0 | _____
[12 empty] | _____ |  | 0% | 0 | 0 | _____
[12 empty] | _____ |  | 0% | 0 | 0 | _____
[12 empty] | _____ |  | 0% | 0 | 0 | _____
[12 empty] | _____ |  | 0% | 0 | 0 | _____
[12 empty] | _____ |  | 0% | 0 | 0 | _____
[12 empty] | _____ |  | 0% | 0 | 0 | _____
[12 empty] | _____ |  | 0% | 0 | 0 | _____
[12 empty] | _____ |  | 0% | 0 | 0 | _____
[12 empty] | _____ |  | 0% | 0 | 0 | _____
[12 empty] | _____ |  | 0% | 0 | 0 | _____
[12 empty] | _____ |  | 0% | 0 | 0 | _____
[12 empty] | _____ |  | 0% | 0 | 0 | _____
[12 empty] | _____ |  | 0% | 0 | 0 | _____
[12 empty] | _____ |  | 0% | 0 | 0 | _____
[12 empty] | _____ |  | 0% | 0 | 0 | _____
[12 empty] | _____ |  | 0% | 0 | 0 | _____
[12 empty] | _____ |  | 0% | 0 | 0 | _____
[12 empty] | _____ |  | 0% | 0 | 0 | _____
[12 empty] | _____ |  | 0% | 0 | 0 | _____
[12 empty] | _____ |  | 0% | 0 | 0 | _____
[12 empty] | _____ |  | 0% | 0 | 0 | _____
[12 empty] | _____ |  | 0% | 0 | 0 | _____
[12 empty] | _____ |  | 0% | 0 | 0 | _____
[12 empty] | _____ |  | 0% | 0 | 0 | _____
[12 empty] | _____ |  | 0% | 0 | 0 | _____
[12 empty] | _____ |  | 0% | 0 | 0 | _____
[12 empty] | _____ |  | 0% | 0 | 0 | _____
[12 empty] | _____ |  | 0% | 0 | 0 | _____
[12 empty] | _____ |  | 0% | 0 | 0 | _____
[12 empty] | _____ |  | 0% | 0 | 0 | _____
[12 empty] | _____ |  | 0% | 0 | 0 | _____
[12 empty] | _____ |  | 0% | 0 | 0 | _____
[12 empty] | _____ |  | 0% | 0 | 0 | _____
[12 empty] | _____ |  | 0% | 0 | 0 | _____
[12 empty] | _____ |  | 0% | 0 | 0 | _____
[12 empty] | _____ |  | 0% | 0 | 0 | _____
[12 empty] | _____ |  | 0% | 0 | 0 | _____
[12 empty] | _____ |  | 0% | 0 | 0 | _____
[12 empty] | _____ |  | 0% | 0 | 0 | _____
[12 empty] | _____ |  | 0% | 0 | 0 | _____
[12 empty] | _____ |  | 0% | 0 | 0 | _____
[12 empty] | _____ |  | 0% | 0 | 0 | _____
[12 empty] | _____ |  | 0% | 0 | 0 | _____
[12 empty] | _____ |  | 0% | 0 | 0 | _____
[12 empty] | _____ |  | 0% | 0 | 0 | _____
[12 empty] | _____ |  | 0% | 0 | 0 | _____
[12 empty] | _____ |  | 0% | 0 | 0 | _____
[12 empty] | _____ |  | 0% | 0 | 0 | _____
[12 empty] | _____ |  | 0% | 0 | 0 | _____
[12 empty] | _____ |  | 0% | 0 | 0 | _____
[12 empty] | _____ |  | 0% | 0 | 0 | _____
[12 empty] | _____ |  | 0% | 0 | 0 | _____
[12 empty] | _____ |  | 0% | 0 | 0 | _____
[12 empty] | _____ |  | 0% | 0 | 0 | _____
[12 empty] | _____ |  | 0% | 0 | 0 | _____
[12 empty] | _____ |  | 0% | 0 | 0 | _____
[12 empty] | _____ |  | 0% | 0 | 0 | _____
[12 empty] | _____ |  | 0% | 0 | 0 | _____
[12 empty] | _____ |  | 0% | 0 | 0 | _____
[12 empty] | _____ |  | 0% | 0 | 0 | _____
[12 empty] | _____ |  | 0% | 0 | 0 | _____
[12 empty] | _____ |  | 0% | 0 | 0 | _____
[12 empty] | _____ |  | 0% | 0 | 0 | _____
[12 empty] | _____ |  | 0% | 0 | 0 | _____
[12 empty] | _____ |  | 0% | 0 | 0 | _____
[12 empty] | _____ |  | 0% | 0 | 0 | _____
[12 empty] | _____ |  | 0% | 0 | 0 | _____
[12 empty] | _____ |  | 0% | 0 | 0 | _____
[12 empty] | _____ |  | 0% | 0 | 0 | _____
[12 empty] | _____ |  | 0% | 0 | 0 | _____
[12 empty] | _____ |  | 0% | 0 | 0 | _____
[12 empty] | _____ |  | 0% | 0 | 0 | _____
[12 empty] | _____ |  | 0% | 0 | 0 | _____
[12 empty] | _____ |  | 0% | 0 | 0 | _____
[12 empty] | _____ |  | 0% | 0 | 0 | _____
[12 empty] | _____ |  | 0% | 0 | 0 | _____
[12 empty] | _____ |  | 0% | 0 | 0 | _____
[12 empty] | _____ |  | 0% | 0 | 0 | _____
[12 empty] | _____ |  | 0% | 0 | 0 | _____
[12 empty] | _____ |  | 0% | 0 | 0 | _____
[12 empty] | _____ |  | 0% | 0 | 0 | _____
[12 empty] | _____ |  | 0% | 0 | 0 | _____
[12 empty] | _____ |  | 0% | 0 | 0 | _____
[12 empty] | _____ |  | 0% | 0 | 0 | _____
[12 empty] | _____ |  | 0% | 0 | 0 | _____
[12 empty] | _____ |  | 0% | 0 | 0 | _____
[12 empty] | _____ |  | 0% | 0 | 0 | _____
[12 empty] | _____ |  | 0% | 0 | 0 | _____
[12 empty] | _____ |  | 0% | 0 | 0 | _____
[12 empty] | _____ |  | 0% | 0 | 0 | _____
[12 empty] | _____ |  | 0% | 0 | 0 | _____
[12 empty] | _____ |  | 0% | 0 | 0 | _____
[12 empty] | _____ |  | 0% | 0 | 0 | _____
[12 empty] | _____ |  | 0% | 0 | 0 | _____
[12 empty] | _____ |  | 0% | 0 | 0 | _____
[12 empty] | _____ |  | 0% | 0 | 0 | _____
[12 empty] | _____ |  | 0% | 0 | 0 | _____
[12 empty] | _____ |  | 0% | 0 | 0 | _____
[12 empty] | _____ |  | 0% | 0 | 0 | _____
[12 empty] | _____ |  | 0% | 0 | 0 | _____
[12 empty] | _____ |  | 0% | 0 | 0 | _____
[12 empty] | _____ |  | 0% | 0 | 0 | _____
[12 empty] | _____ |  | 0% | 0 | 0 | _____
[12 empty] | _____ |  | 0% | 0 | 0 | _____
[12 empty] | _____ |  | 0% | 0 | 0 | _____
[12 empty] | _____ |  | 0% | 0 | 0 | _____
[12 empty] | _____ |  | 0% | 0 | 0 | _____
[12 empty] | _____ |  | 0% | 0 | 0 | _____
[12 empty] | _____ |  | 0% | 0 | 0 | _____
[12 empty] | _____ |  | 0% | 0 | 0 | _____
[12 empty] | _____ |  | 0% | 0 | 0 | _____
[12 empty] | _____ |  | 0% | 0 | 0 | _____
[12 empty] | _____ |  | 0% | 0 | 0 | _____
[12 empty] | _____ |  | 0% | 0 | 0 | _____
[12 empty] | _____ |  | 0% | 0 | 0 | _____
[12 empty] | _____ |  | 0% | 0 | 0 | _____
[12 empty] | _____ |  | 0% | 0 | 0 | _____
[12 empty] | _____ |  | 0% | 0 | 0 | _____
[12 empty] | _____ |  | 0% | 0 | 0 | _____
[12 empty] | _____ |  | 0% | 0 | 0 | _____
[12 empty] | _____ |  | 0% | 0 | 0 | _____
[12 empty] | _____ |  | 0% | 0 | 0 | _____
[12 empty] | _____ |  | 0% | 0 | 0 | _____
[12 empty] | _____ |  | 0% | 0 | 0 | _____
[12 empty] | _____ |  | 0% | 0 | 0 | _____
[12 empty] | _____ |  | 0% | 0 | 0 | _____
[12 empty] | _____ |  | 0% | 0 | 0 | _____
[12 empty] | _____ |  | 0% | 0 | 0 | _____
[12 empty] | _____ |  | 0% | 0 | 0 | _____
[12 empty] | _____ |  | 0% | 0 | 0 | _____
[12 empty] | _____ |  | 0% | 0 | 0 | _____
[12 empty] | _____ |  | 0% | 0 | 0 | _____
[12 empty] | _____ |  | 0% | 0 | 0 | _____
[12 empty] | _____ |  | 0% | 0 | 0 | _____
[12 empty] | _____ |  | 0% | 0 | 0 | _____
[12 empty] | _____ |  | 0% | 0 | 0 | _____
[12 empty] | _____ |  | 0% | 0 | 0 | _____
[12 empty] | _____ |  | 0% | 0 | 0 | _____
[12 empty] | _____ |  | 0% | 0 | 0 | _____
[12 empty] | _____ |  | 0% | 0 | 0 | _____
[12 empty] | _____ |  | 0% | 0 | 0 | _____
[12 empty] | _____ |  | 0% | 0 | 0 | _____
[12 empty] | _____ |  | 0% | 0 | 0 | _____
[12 empty] | _____ |  | 0% | 0 | 0 | _____
[12 empty] | _____ |  | 0% | 0 | 0 | _____
[12 empty] | _____ |  | 0% | 0 | 0 | _____
[12 empty] | _____ |  | 0% | 0 | 0 | _____
[12 empty] | _____ |  | 0% | 0 | 0 | _____
[12 empty] | _____ |  | 0% | 0 | 0 | _____
[12 empty] | _____ |  | 0% | 0 | 0 | _____
[12 empty] | _____ |  | 0% | 0 | 0 | _____
[12 empty] | _____ |  | 0% | 0 | 0 | _____
[12 empty] | _____ |  | 0% | 0 | 0 | _____
[12 empty] | _____ |  | 0% | 0 | 0 | _____
[12 empty] | _____ |  | 0% | 0 | 0 | _____
[12 empty] | _____ |  | 0% | 0 | 0 | _____
[12 empty] | _____ |  | 0% | 0 | 0 | _____
[12 empty] | _____ |  | 0% | 0 | 0 | _____
[12 empty] | _____ |  | 0% | 0 | 0 | _____
[12 empty] | _____ |  | 0% | 0 | 0 | _____
[12 empty] | _____ |  | 0% | 0 | 0 | _____
[12 empty] | _____ |  | 0% | 0 | 0 | _____
[12 empty] | _____ |  | 0% | 0 | 0 | _____
[12 empty] | _____ |  | 0% | 0 | 0 | _____
[12 empty] | _____ |  | 0% | 0 | 0 | _____
[12 empty] | _____ |  | 0% | 0 | 0 | _____
[12 empty] | _____ |  | 0% | 0 | 0 | _____
[12 empty] | _____ |  | 0% | 0 | 0 | _____
[12 empty] | _____ |  | 0% | 0 | 0 | _____
[12 empty] | _____ |  | 0% | 0 | 0 | _____
[12 empty] | _____ |  | 0% | 0 | 0 | _____
[12 empty] | _____ |  | 0% | 0 | 0 | _____
[12 empty] | _____ |  | 0% | 0 | 0 | _____
[12 empty] | _____ |  | 0% | 0 | 0 | _____
[12 empty] | _____ |  | 0% | 0 | 0 | _____
[12 empty] | _____ |  | 0% | 0 | 0 | _____
[12 empty] | _____ |  | 0% | 0 | 0 | _____
[12 empty] | _____ |  | 0% | 0 | 0 | _____
[12 empty] | _____ |  | 0% | 0 | 0 | _____
[12 empty] | _____ |  | 0% | 0 | 0 | _____
[12 empty] | _____ |  | 0% | 0 | 0 | _____
[12 empty] | _____ |  | 0% | 0 | 0 | _____
[12 empty] | _____ |  | 0% | 0 | 0 | _____
[12 empty] | _____ |  | 0% | 0 | 0 | _____
[12 empty] | _____ |  | 0% | 0 | 0 | _____
[12 empty] | _____ |  | 0% | 0 | 0 | _____
[12 empty] | _____ |  | 0% | 0 | 0 | _____
[12 empty] | _____ |  | 0% | 0 | 0 | _____
[12 empty] | _____ |  | 0% | 0 | 0 | _____
[12 empty] | _____ |  | 0% | 0 | 0 | _____
[12 empty] | _____ |  | 0% | 0 | 0 | _____
[12 empty] | _____ |  | 0% | 0 | 0 | _____
[12 empty] | _____ |  | 0% | 0 | 0 | _____
[12 empty] | _____ |  | 0% | 0 | 0 | _____
[12 empty] | _____ |  | 0% | 0 | 0 | _____
[12 empty] | _____ |  | 0% | 0 | 0 | _____
[12 empty] | _____ |  | 0% | 0 | 0 | _____
[12 empty] | _____ |  | 0% | 0 | 0 | _____
[12 empty] | _____ |  | 0% | 0 | 0 | _____
[12 empty] | _____ |  | 0% | 0 | 0 | _____
[12 empty] | _____ |  | 0% | 0 | 0 | _____
[12 empty] | _____ |  | 0% | 0 | 0 | _____
[12 empty] | _____ |  | 0% | 0 | 0 | _____
[12 empty] | _____ |  | 0% | 0 | 0 | _____
[12 empty] | _____ |  | 0% | 0 | 0 | _____
[12 empty] | _____ |  | 0% | 0 | 0 | _____
[12 empty] | _____ |  | 0% | 0 | 0 | _____
[12 empty] | _____ |  | 0% | 0 | 0 | _____
[12 empty] | _____ |  | 0% | 0 | 0 | _____
[12 empty] | _____ |  | 0% | 0 | 0 | _____
[12 empty] | _____ |  | 0% | 0 | 0 | _____
[12 empty] | _____ |  | 0% | 0 | 0 | _____
[12 empty] | _____ |  | 0% | 0 | 0 | _____
[12 empty] | _____ |  | 0% | 0 | 0 | _____
[12 empty] | _____ |  | 0% | 0 | 0 | _____
[12 empty] | _____ |  | 0% | 0 | 0 | _____
[12 empty] | _____ |  | 0% | 0 | 0 | _____
[12 empty] | _____ |  | 0% | 0 | 0 | _____
[12 empty] | _____ |  | 0% | 0 | 0 | _____
[12 empty] | _____ |  | 0% | 0 | 0 | _____
[12 empty] | _____ |  | 0% | 0 | 0 | _____
[12 empty] | _____ |  | 0% | 0 | 0 | _____
[12 empty] | _____ |  | 0% | 0 | 0 | _____
[12 empty] | _____ |  | 0% | 0 | 0 | _____
[12 empty] | _____ |  | 0% | 0 | 0 | _____
[12 empty] | _____ |  | 0% | 0 | 0 | _____
[12 empty] | _____ |  | 0% | 0 | 0 | _____
[12 empty] | _____ |  | 0% | 0 | 0 | _____
[12 empty] | _____ |  | 0% | 0 | 0 | _____
[12 empty] | _____ |  | 0% | 0 | 0 | _____
[12 empty] | _____ |  | 0% | 0 | 0 | _____
[12 empty] | _____ |  | 0% | 0 | 0 | _____
[12 empty] | _____ |  | 0% | 0 | 0 | _____
[12 empty] | _____ |  | 0% | 0 | 0 | _____
[12 empty] | _____ |  | 0% | 0 | 0 | _____
[12 empty] | _____ |  | 0% | 0 | 0 | _____
[12 empty] | _____ |  | 0% | 0 | 0 | _____
[12 empty] | _____ |  | 0% | 0 | 0 | _____
[12 empty] | _____ |  | 0% | 0 | 0 | _____
[12 empty] | _____ |  | 0% | 0 | 0 | _____
[12 empty] | _____ |  | 0% | 0 | 0 | _____
[12 empty] | _____ |  | 0% | 0 | 0 | _____
[12 empty] | _____ |  | 0% | 0 | 0 | _____
[12 empty] | _____ |  | 0% | 0 | 0 | _____
[12 empty] | _____ |  | 0% | 0 | 0 | _____
[12 empty] | _____ |  | 0% | 0 | 0 | _____
[12 empty] | _____ |  | 0% | 0 | 0 | _____
[12 empty] | _____ |  | 0% | 0 | 0 | _____
[12 empty] | _____ |  | 0% | 0 | 0 | _____
[12 empty] | _____ |  | 0% | 0 | 0 | _____
[12 empty] | _____ |  | 0% | 0 | 0 | _____
[12 empty] | _____ |  | 0% | 0 | 0 | _____
[12 empty] | _____ |  | 0% | 0 | 0 | _____
[12 empty] | _____ |  | 0% | 0 | 0 | _____
[12 empty] | _____ |  | 0% | 0 | 0 | _____
[12 empty] | _____ |  | 0% | 0 | 0 | _____
[12 empty] | _____ |  | 0% | 0 | 0 | _____
[12 empty] | _____ |  | 0% | 0 | 0 | _____
[12 empty] | _____ |  | 0% | 0 | 0 | _____
[12 empty] | _____ |  | 0% | 0 | 0 | _____
[12 empty] | _____ |  | 0% | 0 | 0 | _____
[12 empty] | _____ |  | 0% | 0 | 0 | _____
[12 empty] | _____ |  | 0% | 0 | 0 | _____
[12 empty] | _____ |  | 0% | 0 | 0 | _____
[12 empty] | _____ |  | 0% | 0 | 0 | _____
[12 empty] | _____ |  | 0% | 0 | 0 | _____
[12 empty] | _____ |  | 0% | 0 | 0 | _____
[12 empty] | _____ |  | 0% | 0 | 0 | _____
[12 empty] | _____ |  | 0% | 0 | 0 | _____
[12 empty] | _____ |  | 0% | 0 | 0 | _____
[12 empty] | _____ |  | 0% | 0 | 0 | _____
[12 empty] | _____ |  | 0% | 0 | 0 | _____
[12 empty] | _____ |  | 0% | 0 | 0 | _____
[12 empty] | _____ |  | 0% | 0 | 0 | _____
[12 empty] | _____ |  | 0% | 0 | 0 | _____
[12 empty] | _____ |  | 0% | 0 | 0 | _____
[12 empty] | _____ |  | 0% | 0 | 0 | _____
[12 empty] | _____ |  | 0% | 0 | 0 | _____
[12 empty] | _____ |  | 0% | 0 | 0 | _____
[12 empty] | _____ |  | 0% | 0 | 0 | _____
[12 empty] | _____ |  | 0% | 0 | 0 | _____
[12 empty] | _____ |  | 0% | 0 | 0 | _____
[12 empty] | _____ |  | 0% | 0 | 0 | _____
[12 empty] | _____ |  | 0% | 0 | 0 | _____
[12 empty] | _____ |  | 0% | 0 | 0 | _____
[12 empty] | _____ |  | 0% | 0 | 0 | _____
[12 empty] | _____ |  | 0% | 0 | 0 | _____
[12 empty] | _____ |  | 0% | 0 | 0 | _____
[12 empty] | _____ |  | 0% | 0 | 0 | _____
[12 empty] | _____ |  | 0% | 0 | 0 | _____
[12 empty] | _____ |  | 0% | 0 | 0 | _____
[12 empty] | _____ |  | 0% | 0 | 0 | _____
[12 empty] | _____ |  | 0% | 0 | 0 | _____
[12 empty] | _____ |  | 0% | 0 | 0 | _____
[12 empty] | _____ |  | 0% | 0 | 0 | _____
[12 empty] | _____ |  | 0% | 0 | 0 | _____
[12 empty] | _____ |  | 0% | 0 | 0 | _____
[12 empty] | _____ |  | 0% | 0 | 0 | _____
[12 empty] | _____ |  | 0% | 0 | 0 | _____
[12 empty] | _____ |  | 0% | 0 | 0 | _____
[12 empty] | _____ |  | 0% | 0 | 0 | _____
[12 empty] | _____ |  | 0% | 0 | 0 | _____
[12 empty] | _____ |  | 0% | 0 | 0 | _____
[12 empty] | _____ |  | 0% | 0 | 0 | _____
[12 empty] | _____ |  | 0% | 0 | 0 | _____
[12 empty] | _____ |  | 0% | 0 | 0 | _____
[12 empty] | _____ |  | 0% | 0 | 0 | _____
[12 empty] | _____ |  | 0% | 0 | 0 | _____
[12 empty] | _____ |  | 0% | 0 | 0 | _____
[12 empty] | _____ |  | 0% | 0 | 0 | _____
[12 empty] | _____ |  | 0% | 0 | 0 | _____
[12 empty] | _____ |  | 0% | 0 | 0 | _____
[12 empty] | _____ |  | 0% | 0 | 0 | _____
[12 empty] | _____ |  | 0% | 0 | 0 | _____
[12 empty] | _____ |  | 0% | 0 | 0 | _____
[12 empty] | _____ |  | 0% | 0 | 0 | _____
[12 empty] | _____ |  | 0% | 0 | 0 | _____
[12 empty] | _____ |  | 0% | 0 | 0 | _____
[12 empty] | _____ |  | 0% | 0 | 0 | _____
[12 empty] | _____ |  | 0% | 0 | 0 | _____
[12 empty] | _____ |  | 0% | 0 | 0 | _____
[12 empty] | _____ |  | 0% | 0 | 0 | _____
[12 empty] | _____ |  | 0% | 0 | 0 | _____
[12 empty] | _____ |  | 0% | 0 | 0 | _____
[12 empty] | _____ |  | 0% | 0 | 0 | _____
[12 empty] | _____ |  | 0% | 0 | 0 | _____
[12 empty] | _____ |  | 0% | 0 | 0 | _____
[12 empty] | _____ |  | 0% | 0 | 0 | _____
[12 empty] | _____ |  | 0% | 0 | 0 | _____
[12 empty] | _____ |  | 0% | 0 | 0 | _____
[12 empty] | _____ |  | 0% | 0 | 0 | _____
[12 empty] | _____ |  | 0% | 0 | 0 | _____
[12 empty] | _____ |  | 0% | 0 | 0 | _____
[12 empty] | _____ |  | 0% | 0 | 0 | _____
[12 empty] | _____ |  | 0% | 0 | 0 | _____
[12 empty] | _____ |  | 0% | 0 | 0 | _____
[12 empty] | _____ |  | 0% | 0 | 0 | _____
[12 empty] | _____ |  | 0% | 0 | 0 | _____
[12 empty] | _____ |  | 0% | 0 | 0 | _____
[12 empty] | _____ |  | 0% | 0 | 0 | _____
[12 empty] | _____ |  | 0% | 0 | 0 | _____
[12 empty] | _____ |  | 0% | 0 | 0 | _____
[12 empty] | _____ |  | 0% | 0 | 0 | _____
[12 empty] | _____ |  | 0% | 0 | 0 | _____
[12 empty] | _____ |  | 0% | 0 | 0 | _____
[12 empty] | _____ |  | 0% | 0 | 0 | _____
[12 empty] | _____ |  | 0% | 0 | 0 | _____
[12 empty] | _____ |  | 0% | 0 | 0 | _____
[12 empty] | _____ |  | 0% | 0 | 0 | _____
[12 empty] | _____ |  | 0% | 0 | 0 | _____
[12 empty] | _____ |  | 0% | 0 | 0 | _____
[12 empty] | _____ |  | 0% | 0 | 0 | _____
[12 empty] | _____ |  | 0% | 0 | 0 | _____
[12 empty] | _____ |  | 0% | 0 | 0 | _____
[12 empty] | _____ |  | 0% | 0 | 0 | _____
[12 empty] | _____ |  | 0% | 0 | 0 | _____
[12 empty] | _____ |  | 0% | 0 | 0 | _____
[12 empty] | _____ |  | 0% | 0 | 0 | _____
[12 empty] | _____ |  | 0% | 0 | 0 | _____
[12 empty] | _____ |  | 0% | 0 | 0 | _____
[12 empty] | _____ |  | 0% | 0 | 0 | _____
[12 empty] | _____ |  | 0% | 0 | 0 | _____
[12 empty] | _____ |  | 0% | 0 | 0 | _____
[12 empty] | _____ |  | 0% | 0 | 0 | _____
[12 empty] | _____ |  | 0% | 0 | 0 | _____
[12 empty] | _____ |  | 0% | 0 | 0 | _____
[12 empty] | _____ |  | 0% | 0 | 0 | _____
[12 empty] | _____ |  | 0% | 0 | 0 | _____
[12 empty] | _____ |  | 0% | 0 | 0 | _____
[12 empty] | _____ |  | 0% | 0 | 0 | _____
[12 empty] | _____ |  | 0% | 0 | 0 | _____
[12 empty] | _____ |  | 0% | 0 | 0 | _____
[12 empty] | _____ |  | 0% | 0 | 0 | _____
[12 empty] | _____ |  | 0% | 0 | 0 | _____
[12 empty] | _____ |  | 0% | 0 | 0 | _____
[12 empty] | _____ |  | 0% | 0 | 0 | _____
[12 empty] | _____ |  | 0% | 0 | 0 | _____
[12 empty] | _____ |  | 0% | 0 | 0 | _____
[12 empty] | _____ |  | 0% | 0 | 0 | _____
[12 empty] | _____ |  | 0% | 0 | 0 | _____
[12 empty] | _____ |  | 0% | 0 | 0 | _____
[12 empty] | _____ |  | 0% | 0 | 0 | _____
[12 empty] | _____ |  | 0% | 0 | 0 | _____
[12 empty] | _____ |  | 0% | 0 | 0 | _____
[12 empty] | _____ |  | 0% | 0 | 0 | _____
[12 empty] | _____ |  | 0% | 0 | 0 | _____
[12 empty] | _____ |  | 0% | 0 | 0 | _____
[12 empty] | _____ |  | 0% | 0 | 0 | _____
[12 empty] | _____ |  | 0% | 0 | 0 | _____
[12 empty] | _____ |  | 0% | 0 | 0 | _____
[12 empty] | _____ |  | 0% | 0 | 0 | _____
[12 empty] | _____ |  | 0% | 0 | 0 | _____
[12 empty] | _____ |  | 0% | 0 | 0 | _____
[12 empty] | _____ |  | 0% | 0 | 0 | _____
[12 empty] | _____ |  | 0% | 0 | 0 | _____
[12 empty] | _____ |  | 0% | 0 | 0 | _____
[12 empty] | _____ |  | 0% | 0 | 0 | _____
[12 empty] | _____ |  | 0% | 0 | 0 | _____
[12 empty] | _____ |  | 0% | 0 | 0 | _____
[12 empty] | _____ |  | 0% | 0 | 0 | _____
[12 empty] | _____ |  | 0% | 0 | 0 | _____
[12 empty] | _____ |  | 0% | 0 | 0 | _____
[12 empty] | _____ |  | 0% | 0 | 0 | _____
[12 empty] | _____ |  | 0% | 0 | 0 | _____
[12 empty] | _____ |  | 0% | 0 | 0 | _____
[12 empty] | _____ |  | 0% | 0 | 0 | _____
[12 empty] | _____ |  | 0% | 0 | 0 | _____
[12 empty] | _____ |  | 0% | 0 | 0 | _____
[12 empty] | _____ |  | 0% | 0 | 0 | _____
[12 empty] | _____ |  | 0% | 0 | 0 | _____
[12 empty] | _____ |  | 0% | 0 | 0 | _____
[12 empty] | _____ |  | 0% | 0 | 0 | _____
[12 empty] | _____ |  | 0% | 0 | 0 | _____
[12 empty] | _____ |  | 0% | 0 | 0 | _____
[12 empty] | _____ |  | 0% | 0 | 0 | _____
[12 empty] | _____ |  | 0% | 0 | 0 | _____
[12 empty] | _____ |  | 0% | 0 | 0 | _____
[12 empty] | _____ |  | 0% | 0 | 0 | _____
[12 empty] | _____ |  | 0% | 0 | 0 | _____
[12 empty] | _____ |  | 0% | 0 | 0 | _____
[12 empty] | _____ |  | 0% | 0 | 0 | _____
[12 empty] | _____ |  | 0% | 0 | 0 | _____
[12 empty] | _____ |  | 0% | 0 | 0 | _____
[12 empty] | _____ |  | 0% | 0 | 0 | _____
[12 empty] | _____ |  | 0% | 0 | 0 | _____
[12 empty] | _____ |  | 0% | 0 | 0 | _____
[12 empty] | _____ |  | 0% | 0 | 0 | _____
[12 empty] | _____ |  | 0% | 0 | 0 | _____
[12 empty] | _____ |  | 0% | 0 | 0 | _____
[12 empty] | _____ |  | 0% | 0 | 0 | _____
[12 empty] | _____ |  | 0% | 0 | 0 | _____
[12 empty] | _____ |  | 0% | 0 | 0 | _____
[12 empty] | _____ |  | 0% | 0 | 0 | _____
[12 empty] | _____ |  | 0% | 0 | 0 | _____
[12 empty] | _____ |  | 0% | 0 | 0 | _____
[12 empty] | _____ |  | 0% | 0 | 0 | _____
[12 empty] | _____ |  | 0% | 0 | 0 | _____
[12 empty] | _____ |  | 0% | 0 | 0 | _____
[12 empty] | _____ |  | 0% | 0 | 0 | _____
[12 empty] | _____ |  | 0% | 0 | 0 | _____
[12 empty] | _____ |  | 0% | 0 | 0 | _____
[12 empty] | _____ |  | 0% | 0 | 0 | _____
[12 empty] | _____ |  | 0% | 0 | 0 | _____
[12 empty] | _____ |  | 0% | 0 | 0 | _____
[12 empty] | _____ |  | 0% | 0 | 0 | _____
[12 empty] | _____ |  | 0% | 0 | 0 | _____
[12 empty] | _____ |  | 0% | 0 | 0 | _____
[12 empty] | _____ |  | 0% | 0 | 0 | _____
[12 empty] | _____ |  | 0% | 0 | 0 | _____
[12 empty] | _____ |  | 0% | 0 | 0 | _____
[12 empty] | _____ |  | 0% | 0 | 0 | _____
[12 empty] | _____ |  | 0% | 0 | 0 | _____
[12 empty] | _____ |  | 0% | 0 | 0 | _____
[12 empty] | _____ |  | 0% | 0 | 0 | _____
[12 empty] | _____ |  | 0% | 0 | 0 | _____
[12 empty] | _____ |  | 0% | 0 | 0 | _____
[12 empty] | _____ |  | 0% | 0 | 0 | _____
[12 empty] | _____ |  | 0% | 0 | 0 | _____
[12 empty] | _____ |  | 0% | 0 | 0 | _____
[12 empty] | _____ |  | 0% | 0 | 0 | _____
[12 empty] | _____ |  | 0% | 0 | 0 | _____
[12 empty] | _____ |  | 0% | 0 | 0 | _____
[12 empty] | _____ |  | 0% | 0 | 0 | _____
[12 empty] | _____ |  | 0% | 0 | 0 | _____
[12 empty] | _____ |  | 0% | 0 | 0 | _____
[12 empty] | _____ |  | 0% | 0 | 0 | _____
[12 empty] | _____ |  | 0% | 0 | 0 | _____
[12 empty] | _____ |  | 0% | 0 | 0 | _____
[12 empty] | _____ |  | 0% | 0 | 0 | _____
[12 empty] | _____ |  | 0% | 0 | 0 | _____
[12 empty] | _____ |  | 0% | 0 | 0 | _____
[12 empty] | _____ |  | 0% | 0 | 0 | _____
[12 empty] | _____ |  | 0% | 0 | 0 | _____
[12 empty] | _____ |  | 0% | 0 | 0 | _____
[12 empty] | _____ |  | 0% | 0 | 0 | _____
[12 empty] | _____ |  | 0% | 0 | 0 | _____
[12 empty] | _____ |  | 0% | 0 | 0 | _____
[12 empty] | _____ |  | 0% | 0 | 0 | _____
[12 empty] | _____ |  | 0% | 0 | 0 | _____
[12 empty] | _____ |  | 0% | 0 | 0 | _____
[12 empty] | _____ |  | 0% | 0 | 0 | _____
[12 empty] | _____ |  | 0% | 0 | 0 | _____
[12 empty] | _____ |  | 0% | 0 | 0 | _____
[12 empty] | _____ |  | 0% | 0 | 0 | _____
[12 empty] | _____ |  | 0% | 0 | 0 | _____
[12 empty] | _____ |  | 0% | 0 | 0 | _____
[12 empty] | _____ |  | 0% | 0 | 0 | _____
[12 empty] | _____ |  | 0% | 0 | 0 | _____
[12 empty] | _____ |  | 0% | 0 | 0 | _____
[12 empty] | _____ |  | 0% | 0 | 0 | _____
[12 empty] | _____ |  | 0% | 0 | 0 | _____
[12 empty] | _____ |  | 0% | 0 | 0 | _____
[12 empty] | _____ |  | 0% | 0 | 0 | _____
[12 empty] | _____ |  | 0% | 0 | 0 | _____
[12 empty] | _____ |  | 0% | 0 | 0 | _____
[12 empty] | _____ |  | 0% | 0 | 0 | _____
[12 empty] | _____ |  | 0% | 0 | 0 | _____
[12 empty] | _____ |  | 0% | 0 | 0 | _____
[12 empty] | _____ |  | 0% | 0 | 0 | _____
[12 empty] | _____ |  | 0% | 0 | 0 | _____
[12 empty] | _____ |  | 0% | 0 | 0 | _____
[12 empty] | _____ |  | 0% | 0 | 0 | _____
[12 empty] | _____ |  | 0% | 0 | 0 | _____
[12 empty] | _____ |  | 0% | 0 | 0 | _____
[12 empty] | _____ |  | 0% | 0 | 0 | _____
[12 empty] | _____ |  | 0% | 0 | 0 | _____
[12 empty] | _____ |  | 0% | 0 | 0 | _____
[12 empty] | _____ |  | 0% | 0 | 0 | _____
[12 empty] | _____ |  | 0% | 0 | 0 | _____
[12 empty] | _____ |  | 0% | 0 | 0 | _____
[12 empty] | _____ |  | 0% | 0 | 0 | _____
[12 empty] | _____ |  | 0% | 0 | 0 | _____
[12 empty] | _____ |  | 0% | 0 | 0 | _____
[12 empty] | _____ |  | 0% | 0 | 0 | _____
[12 empty] | _____ |  | 0% | 0 | 0 | _____
[12 empty] | _____ |  | 0% | 0 | 0 | _____
[12 empty] | _____ |  | 0% | 0 | 0 | _____
[12 empty] | _____ |  | 0% | 0 | 0 | _____
[12 empty] | _____ |  | 0% | 0 | 0 | _____
[12 empty] | _____ |  | 0% | 0 | 0 | _____
[12 empty] | _____ |  | 0% | 0 | 0 | _____
[12 empty] | _____ |  | 0% | 0 | 0 | _____
[12 empty] | _____ |  | 0% | 0 | 0 | _____
[12 empty] | _____ |  | 0% | 0 | 0 | _____
[12 empty] | _____ |  | 0% | 0 | 0 | _____
[12 empty] | _____ |  | 0% | 0 | 0 | _____
[12 empty] | _____ |  | 0% | 0 | 0 | _____
[12 empty] | _____ |  | 0% | 0 | 0 | _____
[12 empty] | _____ |  | 0% | 0 | 0 | _____
[12 empty] | _____ |  | 0% | 0 | 0 | _____
[12 empty] | _____ |  | 0% | 0 | 0 | _____
[12 empty] | _____ |  | 0% | 0 | 0 | _____
[12 empty] | _____ |  | 0% | 0 | 0 | _____
[12 empty] | _____ |  | 0% | 0 | 0 | _____
[12 empty] | _____ |  | 0% | 0 | 0 | _____
[12 empty] | _____ |  | 0% | 0 | 0 | _____
[12 empty] | _____ |  | 0% | 0 | 0 | _____
[12 empty] | _____ |  | 0% | 0 | 0 | _____
[12 empty] | _____ |  | 0% | 0 | 0 | _____
[12 empty] | _____ |  | 0% | 0 | 0 | _____
[12 empty] | _____ |  | 0% | 0 | 0 | _____
[12 empty] | _____ |  | 0% | 0 | 0 | _____
[12 empty] | _____ |  | 0% | 0 | 0 | _____
[12 empty] | _____ |  | 0% | 0 | 0 | _____
[12 empty] | _____ |  | 0% | 0 | 0 | _____
[12 empty] | _____ |  | 0% | 0 | 0 | _____
[12 empty] | _____ |  | 0% | 0 | 0 | _____
[12 empty] | _____ |  | 0% | 0 | 0 | _____
[12 empty] | _____ |  | 0% | 0 | 0 | _____
[12 empty] | _____ |  | 0% | 0 | 0 | _____
[12 empty] | _____ |  | 0% | 0 | 0 | _____
[12 empty] | _____ |  | 0% | 0 | 0 | _____
[12 empty] | _____ |  | 0% | 0 | 0 | _____
[12 empty] | _____ |  | 0% | 0 | 0 | _____
[12 empty] | _____ |  | 0% | 0 | 0 | _____
[12 empty] | _____ |  | 0% | 0 | 0 | _____
[12 empty] | _____ |  | 0% | 0 | 0 | _____
[12 empty] | _____ |  | 0% | 0 | 0 | _____
[12 empty] | _____ |  | 0% | 0 | 0 | _____
[12 empty] | _____ |  | 0% | 0 | 0 | _____
[12 empty] | _____ |  | 0% | 0 | 0 | _____
[12 empty] | _____ |  | 0% | 0 | 0 | _____
[12 empty] | _____ |  | 0% | 0 | 0 | _____
[12 empty] | _____ |  | 0% | 0 | 0 | _____
[12 empty] | _____ |  | 0% | 0 | 0 | _____
[12 empty] | _____ |  | 0% | 0 | 0 | _____
[12 empty] | _____ |  | 0% | 0 | 0 | _____
[12 empty] | _____ |  | 0% | 0 | 0 | _____
[12 empty] | _____ |  | 0% | 0 | 0 | _____
[12 empty] | _____ |  | 0% | 0 | 0 | _____
[12 empty] | _____ |  | 0% | 0 | 0 | _____
[12 empty] | _____ |  | 0% | 0 | 0 | _____
[12 empty] | _____ |  | 0% | 0 | 0 | _____
[12 empty] | _____ |  | 0% | 0 | 0 | _____
[12 empty] | _____ |  | 0% | 0 | 0 | _____
[12 empty] | _____ |  | 0% | 0 | 0 | _____
[12 empty] | _____ |  | 0% | 0 | 0 | _____
[12 empty] | _____ |  | 0% | 0 | 0 | _____
[12 empty] | _____ |  | 0% | 0 | 0 | _____
[12 empty] | _____ |  | 0% | 0 | 0 | _____
[12 empty] | _____ |  | 0% | 0 | 0 | _____
[12 empty] | _____ |  | 0% | 0 | 0 | _____
[12 empty] | _____ |  | 0% | 0 | 0 | _____
[12 empty] | _____ |  | 0% | 0 | 0 | _____
[12 empty] | _____ |  | 0% | 0 | 0 | _____
[12 empty] | _____ |  | 0% | 0 | 0 | _____
[12 empty] | _____ |  | 0% | 0 | 0 | _____
[12 empty] | _____ |  | 0% | 0 | 0 | _____
[12 empty] | _____ |  | 0% | 0 | 0 | _____
[12 empty] | _____ |  | 0% | 0 | 0 | _____
[12 empty] | _____ |  | 0% | 0 | 0 | _____
[12 empty] | _____ |  | 0% | 0 | 0 | _____
[12 empty] | _____ |  | 0% | 0 | 0 | _____
[12 empty] | _____ |  | 0% | 0 | 0 | _____
[12 empty] | _____ |  | 0% | 0 | 0 | _____
[12 empty] | _____ |  | 0% | 0 | 0 | _____
[12 empty] | _____ |  | 0% | 0 | 0 | _____
[12 empty] | _____ |  | 0% | 0 | 0 | _____
[12 empty] | _____ |  | 0% | 0 | 0 | _____
[12 empty] | _____ |  | 0% | 0 | 0 | _____
[12 empty] | _____ |  | 0% | 0 | 0 | _____
[12 empty] | _____ |  | 0% | 0 | 0 | _____
[12 empty] | _____ |  | 0% | 0 | 0 | _____
[12 empty] | _____ |  | 0% | 0 | 0 | _____
[12 empty] | _____ |  | 0% | 0 | 0 | _____
[12 empty] | _____ |  | 0% | 0 | 0 | _____
[12 empty] | _____ |  | 0% | 0 | 0 | _____
[12 empty] | _____ |  | 0% | 0 | 0 | _____
[12 empty] | _____ |  | 0% | 0 | 0 | _____
[12 empty] | _____ |  | 0% | 0 | 0 | _____
[12 empty] | _____ |  | 0% | 0 | 0 | _____
[12 empty] | _____ |  | 0% | 0 | 0 | _____
[12 empty] | _____ |  | 0% | 0 | 0 | _____
[12 empty] | _____ |  | 0% | 0 | 0 | _____
[12 empty] | _____ |  | 0% | 0 | 0 | _____
[12 empty] | _____ |  | 0% | 0 | 0 | _____
[12 empty] | _____ |  | 0% | 0 | 0 | _____
[12 empty] | _____ |  | 0% | 0 | 0 | _____
[12 empty] | _____ |  | 0% | 0 | 0 | _____
[12 empty] | _____ |  | 0% | 0 | 0 | _____
[12 empty] | _____ |  | 0% | 0 | 0 | _____
[12 empty] | _____ |  | 0% | 0 | 0 | _____
[12 empty] | _____ |  | 0% | 0 | 0 | _____
[12 empty] | _____ |  | 0% | 0 | 0 | _____
[12 empty] | _____ |  | 0% | 0 | 0 | _____
[12 empty] | _____ |  | 0% | 0 | 0 | _____
[12 empty] | _____ |  | 0% | 0 | 0 | _____
[12 empty] | _____ |  | 0% | 0 | 0 | _____
[12 empty] | _____ |  | 0% | 0 | 0 | _____
[12 empty] | _____ |  | 0% | 0 | 0 | _____
[12 empty] | _____ |  | 0% | 0 | 0 | _____
[12 empty] | _____ |  | 0% | 0 | 0 | _____
[12 empty] | _____ |  | 0% | 0 | 0 | _____
[12 empty] | _____ |  | 0% | 0 | 0 | _____
[12 empty] | _____ |  | 0% | 0 | 0 | _____
[12 empty] | _____ |  | 0% | 0 | 0 | _____
[12 empty] | _____ |  | 0% | 0 | 0 | _____
[12 empty] | _____ |  | 0% | 0 | 0 | _____
[12 empty] | _____ |  | 0% | 0 | 0 | _____
[12 empty] | _____ |  | 0% | 0 | 0 | _____
[12 empty] | _____ |  | 0% | 0 | 0 | _____
[12 empty] | _____ |  | 0% | 0 | 0 | _____
[12 empty] | _____ |  | 0% | 0 | 0 | _____
[12 empty] | _____ |  | 0% | 0 | 0 | _____
[12 empty] | _____ |  | 0% | 0 | 0 | _____
[12 empty] | _____ |  | 0% | 0 | 0 | _____
[12 empty] | _____ |  | 0% | 0 | 0 | _____
[12 empty] | _____ |  | 0% | 0 | 0 | _____
[12 empty] | _____ |  | 0% | 0 | 0 | _____
[12 empty] | _____ |  | 0% | 0 | 0 | _____
[12 empty] | _____ |  | 0% | 0 | 0 | _____
[12 empty] | _____ |  | 0% | 0 | 0 | _____
[12 empty] | _____ |  | 0% | 0 | 0 | _____
[12 empty] | _____ |  | 0% | 0 | 0 | _____
[12 empty] | _____ |  | 0% | 0 | 0 | _____
[12 empty] | _____ |  | 0% | 0 | 0 | _____
[12 empty] | _____ |  | 0% | 0 | 0 | _____
[12 empty] | _____ |  | 0% | 0 | 0 | _____
[12 empty] | _____ |  | 0% | 0 | 0 | _____
[12 empty] | _____ |  | 0% | 0 | 0 | _____
[12 empty] | _____ |  | 0% | 0 | 0 | _____
[12 empty] | _____ |  | 0% | 0 | 0 | _____
[12 empty] | _____ |  | 0% | 0 | 0 | _____
[12 empty] | _____ |  | 0% | 0 | 0 | _____
[12 empty] | _____ |  | 0% | 0 | 0 | _____
[12 empty] | _____ |  | 0% | 0 | 0 | _____
[12 empty] | _____ |  | 0% | 0 | 0 | _____
[12 empty] | _____ |  | 0% | 0 | 0 | _____
[12 empty] | _____ |  | 0% | 0 | 0 | _____
[12 empty] | _____ |  | 0% | 0 | 0 | _____
[12 empty] | _____ |  | 0% | 0 | 0 | _____
[12 empty] | _____ |  | 0% | 0 | 0 | _____
[12 empty] | _____ |  | 0% | 0 | 0 | _____
[12 empty] | _____ |  | 0% | 0 | 0 | _____
[12 empty] | _____ |  | 0% | 0 | 0 | _____
[12 empty] | _____ |  | 0% | 0 | 0 | _____
[12 empty] | _____ |  | 0% | 0 | 0 | _____
[12 empty] | _____ |  | 0% | 0 | 0 | _____
[12 empty] | _____ |  | 0% | 0 | 0 | _____
[12 empty] | _____ |  | 0% | 0 | 0 | _____
[12 empty] | _____ |  | 0% | 0 | 0 | _____
[12 empty] | _____ |  | 0% | 0 | 0 | _____
[12 empty] | _____ |  | 0% | 0 | 0 | _____
[12 empty] | _____ |  | 0% | 0 | 0 | _____
[12 empty] | _____ |  | 0% | 0 | 0 | _____
[12 empty] | _____ |  | 0% | 0 | 0 | _____
[12 empty] | _____ |  | 0% | 0 | 0 | _____
[12 empty] | _____ |  | 0% | 0 | 0 | _____
[12 empty] | _____ |  | 0% | 0 | 0 | _____
[12 empty] | _____ |  | 0% | 0 | 0 | _____
[12 empty] | _____ |  | 0% | 0 | 0 | _____
[12 empty] | _____ |  | 0% | 0 | 0 | _____
[12 empty] | _____ |  | 0% | 0 | 0 | _____
[12 empty] | _____ |  | 0% | 0 | 0 | _____
[12 empty] | _____ |  | 0% | 0 | 0 | _____
[12 empty] | _____ |  | 0% | 0 | 0 | _____
[12 empty] | _____ |  | 0% | 0 | 0 | _____
[12 empty] | _____ |  | 0% | 0 | 0 | _____
[12 empty] | _____ |  | 0% | 0 | 0 | _____
[12 empty] | _____ |  | 0% | 0 | 0 | _____
[12 empty] | _____ |  | 0% | 0 | 0 | _____
[12 empty] | _____ |  | 0% | 0 | 0 | _____
[12 empty] | _____ |  | 0% | 0 | 0 | _____
[12 empty] | _____ |  | 0% | 0 | 0 | _____
[12 empty] | _____ |  | 0% | 0 | 0 | _____
[12 empty] | _____ |  | 0% | 0 | 0 | _____
[12 empty] | _____ |  | 0% | 0 | 0 | _____
[12 empty] | _____ |  | 0% | 0 | 0 | _____
[12 empty] | _____ |  | 0% | 0 | 0 | _____
[12 empty] | _____ |  | 0% | 0 | 0 | _____
[12 empty] | _____ |  | 0% | 0 | 0 | _____
[12 empty] | _____ |  | 0% | 0 | 0 | _____
[12 empty] | _____ |  | 0% | 0 | 0 | _____
[12 empty] | _____ |  | 0% | 0 | 0 | _____
[12 empty] | _____ |  | 0% | 0 | 0 | _____
[12 empty] | _____ |  | 0% | 0 | 0 | _____
[12 empty] | _____ |  | 0% | 0 | 0 | _____
[12 empty] | _____ |  | 0% | 0 | 0 | _____
[12 empty] | _____ |  | 0% | 0 | 0 | _____
[12 empty] | _____ |  | 0% | 0 | 0 | _____
[12 empty] | _____ |  | 0% | 0 | 0 | _____
[12 empty] | _____ |  | 0% | 0 | 0 | _____
[12 empty] | _____ |  | 0% | 0 | 0 | _____
[12 empty] | _____ |  | 0% | 0 | 0 | _____
[12 empty] | _____ |  | 0% | 0 | 0 | _____
[12 empty] | _____ |  | 0% | 0 | 0 | _____
[12 empty] | _____ |  | 0% | 0 | 0 | _____
[12 empty] | _____ |  | 0% | 0 | 0 | _____
[12 empty] | _____ |  | 0% | 0 | 0 | _____
[12 empty] | _____ |  | 0% | 0 | 0 | _____
[12 empty] | _____ |  | 0% | 0 | 0 | _____
[12 empty] | _____ |  | 0% | 0 | 0 | _____
[12 empty] | _____ |  | 0% | 0 | 0 | _____
[12 empty] | _____ |  | 0% | 0 | 0 | _____
[12 empty] | _____ |  | 0% | 0 | 0 | _____
[12 empty] | _____ |  | 0% | 0 | 0 | _____
[12 empty] | _____ |  | 0% | 0 | 0 | _____
[12 empty] | _____ |  | 0% | 0 | 0 | _____
[12 empty] | _____ |  | 0% | 0 | 0 | _____
[12 empty] | _____ |  | 0% | 0 | 0 | _____
[12 empty] | _____ |  | 0% | 0 | 0 | _____
[12 empty] | _____ |  | 0% | 0 | 0 | _____
[12 empty] | _____ |  | 0% | 0 | 0 | _____
[12 empty] | _____ |  | 0% | 0 | 0 | _____
[12 empty] | _____ |  | 0% | 0 | 0 | _____
[12 empty] | _____ |  | 0% | 0 | 0 | _____
[12 empty] | _____ |  | 0% | 0 | 0 | _____
[12 empty] | _____ |  | 0% | 0 | 0 | _____
[12 empty] | _____ |  | 0% | 0 | 0 | _____
[12 empty] | _____ |  | 0% | 0 | 0 | _____
[12 empty] | _____ |  | 0% | 0 | 0 | _____
[12 empty] | _____ |  | 0% | 0 | 0 | _____
[12 empty] | _____ |  | 0% | 0 | 0 | _____
[12 empty] | _____ |  | 0% | 0 | 0 | _____
[12 empty] | _____ |  | 0% | 0 | 0 | _____
[12 empty] | _____ |  | 0% | 0 | 0 | _____
[12 empty] | _____ |  | 0% | 0 | 0 | _____
[12 empty] | _____ |  | 0% | 0 | 0 | _____
[12 empty] | _____ |  | 0% | 0 | 0 | _____
[12 empty] | _____ |  | 0% | 0 | 0 | _____
[12 empty] | _____ |  | 0% | 0 | 0 | _____
[12 empty] | _____ |  | 0% | 0 | 0 | _____
[12 empty] | _____ |  | 0% | 0 | 0 | _____
[12 empty] | _____ |  | 0% | 0 | 0 | _____
[12 empty] | _____ |  | 0% | 0 | 0 | _____
[12 empty] | _____ |  | 0% | 0 | 0 | _____
[12 empty] | _____ |  | 0% | 0 | 0 | _____
[12 empty] | _____ |  | 0% | 0 | 0 | _____
[12 empty] | _____ |  | 0% | 0 | 0 | _____
[12 empty] | _____ |  | 0% | 0 | 0 | _____
[12 empty] | _____ |  | 0% | 0 | 0 | _____
[12 empty] | _____ |  | 0% | 0 | 0 | _____
[12 empty] | _____ |  | 0% | 0 | 0 | _____
[12 empty] | _____ |  | 0% | 0 | 0 | _____
[12 empty] | _____ |  | 0% | 0 | 0 | _____
[12 empty] | _____ |  | 0% | 0 | 0 | _____
[12 empty] | _____ |  | 0% | 0 | 0 | _____
[12 empty] | _____ |  | 0% | 0 | 0 | _____
[12 empty] | _____ |  | 0% | 0 | 0 | _____
[12 empty] | _____ |  | 0% | 0 | 0 | _____
[12 empty] | _____ |  | 0% | 0 | 0 | _____
[12 empty] | _____ |  | 0% | 0 | 0 | _____
[12 empty] | _____ |  | 0% | 0 | 0 | _____
[12 empty] | _____ |  | 0% | 0 | 0 | _____
[12 empty] | _____ |  | 0% | 0 | 0 | _____
[12 empty] | _____ |  | 0% | 0 | 0 | _____
[12 empty] | _____ |  | 0% | 0 | 0 | _____
[12 empty] | _____ |  | 0% | 0 | 0 | _____
[12 empty] | _____ |  | 0% | 0 | 0 | _____
[12 empty] | _____ |  | 0% | 0 | 0 | _____
[12 empty] | _____ |  | 0% | 0 | 0 | _____
[12 empty] | _____ |  | 0% | 0 | 0 | _____
[12 empty] | _____ |  | 0% | 0 | 0 | _____
[12 empty] | _____ |  | 0% | 0 | 0 | _____
[12 empty] | _____ |  | 0% | 0 | 0 | _____
[12 empty] | _____ |  | 0% | 0 | 0 | _____
[12 empty] | _____ |  | 0% | 0 | 0 | _____
[12 empty] | _____ |  | 0% | 0 | 0 | _____
[12 empty] | _____ |  | 0% | 0 | 0 | _____
[12 empty] | _____ |  | 0% | 0 | 0 | _____
[12 empty] | _____ |  | 0% | 0 | 0 | _____
[12 empty] | _____ |  | 0% | 0 | 0 | _____
[12 empty] | _____ |  | 0% | 0 | 0 | _____
[12 empty] | _____ |  | 0% | 0 | 0 | _____
[12 empty] | _____ |  | 0% | 0 | 0 | _____
[12 empty] | _____ |  | 0% | 0 | 0 | _____
[12 empty] | _____ |  | 0% | 0 | 0 | _____
[12 empty] | _____ |  | 0% | 0 | 0 | _____
[12 empty] | _____ |  | 0% | 0 | 0 | _____
[12 empty] | _____ |  | 0% | 0 | 0 | _____
[12 empty] | _____ |  | 0% | 0 | 0 | _____
[12 empty] | _____ |  | 0% | 0 | 0 | _____
[12 empty] | _____ |  | 0% | 0 | 0 | _____
[12 empty] | _____ |  | 0% | 0 | 0 | _____
[12 empty] | _____ |  | 0% | 0 | 0 | _____
[12 empty] | _____ |  | 0% | 0 | 0 | _____
[12 empty] | _____ |  | 0% | 0 | 0 | _____
[12 empty] | _____ |  | 0% | 0 | 0 | _____
[12 empty] | _____ |  | 0% | 0 | 0 | _____
[12 empty] | _____ |  | 0% | 0 | 0 | _____
[12 empty] | _____ |  | 0% | 0 | 0 | _____
[12 empty] | _____ |  | 0% | 0 | 0 | _____
[12 empty] | _____ |  | 0% | 0 | 0 | _____
[12 empty] | _____ |  | 0% | 0 | 0 | _____
[12 empty] | _____ |  | 0% | 0 | 0 | _____
[12 empty] | _____ |  | 0% | 0 | 0 | _____
[12 empty] | _____ |  | 0% | 0 | 0 | _____
[12 empty] | _____ |  | 0% | 0 | 0 | _____
[12 empty] | _____ |  | 0% | 0 | 0 | _____
[12 empty] | _____ |  | 0% | 0 | 0 | _____
[12 empty] | _____ |  | 0% | 0 | 0 | _____
[12 empty] | _____ |  | 0% | 0 | 0 | _____
[12 empty] | _____ |  | 0% | 0 | 0 | _____
[12 empty] | _____ |  | 0% | 0 | 0 | _____
[12 empty] | _____ |  | 0% | 0 | 0 | _____
[12 empty] | _____ |  | 0% | 0 | 0 | _____
[12 empty] | _____ |  | 0% | 0 | 0 | _____
[12 empty] | _____ |  | 0% | 0 | 0 | _____
[12 empty] | _____ |  | 0% | 0 | 0 | _____
[12 empty] | _____ |  | 0% | 0 | 0 | _____
[12 empty] | _____ |  | 0% | 0 | 0 | _____
[12 empty] | _____ |  | 0% | 0 | 0 | _____
[12 empty] | _____ |  | 0% | 0 | 0 | _____
[12 empty] | _____ |  | 0% | 0 | 0 | _____
[12 empty] | _____ |  | 0% | 0 | 0 | _____
[12 empty] | _____ |  | 0% | 0 | 0 | _____
[12 empty] | _____ |  | 0% | 0 | 0 | _____
[12 empty] | _____ |  | 0% | 0 | 0 | _____
[12 empty] | _____ |  | 0% | 0 | 0 | _____
[12 empty] | _____ |  | 0% | 0 | 0 | _____
[12 empty] | _____ |  | 0% | 0 | 0 | _____
[12 empty] | _____ |  | 0% | 0 | 0 | _____
[12 empty] | _____ |  | 0% | 0 | 0 | _____
[12 empty] | _____ |  | 0% | 0 | 0 | _____
[12 empty] | _____ |  | 0% | 0 | 0 | _____
[12 empty] | _____ |  | 0% | 0 | 0 | _____
[12 empty] | _____ |  | 0% | 0 | 0 | _____
[12 empty] | _____ |  | 0% | 0 | 0 | _____
[12 empty] | _____ |  | 0% | 0 | 0 | _____
[12 empty] | _____ |  | 0% | 0 | 0 | _____
[12 empty] | _____ |  | 0% | 0 | 0 | _____
[12 empty] | _____ |  | 0% | 0 | 0 | _____
[12 empty] | _____ |  | 0% | 0 | 0 | _____
[12 empty] | _____ |  | 0% | 0 | 0 | _____
[12 empty] | _____ |  | 0% | 0 | 0 | _____
[12 empty] | _____ |  | 0% | 0 | 0 | _____
[12 empty] | _____ |  | 0% | 0 | 0 | _____
[12 empty] | _____ |  | 0% | 0 | 0 | _____
[12 empty] | _____ |  | 0% | 0 | 0 | _____
[12 empty] | _____ |  | 0% | 0 | 0 | _____
[12 empty] | _____ |  | 0% | 0 | 0 | _____
[12 empty] | _____ |  | 0% | 0 | 0 | _____
[12 empty] | _____ |  | 0% | 0 | 0 | _____
[12 empty] | _____ |  | 0% | 0 | 0 | _____
[12 empty] | _____ |  | 0% | 0 | 0 | _____
[12 empty] | _____ |  | 0% | 0 | 0 | _____
[12 empty] | _____ |  | 0% | 0 | 0 | _____
[12 empty] | _____ |  | 0% | 0 | 0 | _____
[12 empty] | _____ |  | 0% | 0 | 0 | _____
[12 empty] | _____ |  | 0% | 0 | 0 | _____
[12 empty] | _____ |  | 0% | 0 | 0 | _____
[12 empty] | _____ |  | 0% | 0 | 0 | _____
[12 empty] | _____ |  | 0% | 0 | 0 | _____
[12 empty] | _____ |  | 0% | 0 | 0 | _____
[12 empty] | _____ |  | 0% | 0 | 0 | _____
[12 empty] | _____ |  | 0% | 0 | 0 | _____
[12 empty] | _____ |  | 0% | 0 | 0 | _____
[12 empty] | _____ |  | 0% | 0 | 0 | _____
[12 empty] | _____ |  | 0% | 0 | 0 | _____
[12 empty] | _____ |  | 0% | 0 | 0 | _____
[12 empty] | _____ |  | 0% | 0 | 0 | _____
[12 empty] | _____ |  | 0% | 0 | 0 | _____
[12 empty] | _____ |  | 0% | 0 | 0 | _____
[12 empty] | _____ |  | 0% | 0 | 0 | _____
[12 empty] | _____ |  | 0% | 0 | 0 | _____
[12 empty] | _____ |  | 0% | 0 | 0 | _____
[12 empty] | _____ |  | 0% | 0 | 0 | _____
[12 empty] | _____ |  | 0% | 0 | 0 | _____
[12 empty] | _____ |  | 0% | 0 | 0 | _____
[12 empty] | _____ |  | 0% | 0 | 0 | _____
[12 empty] | _____ |  | 0% | 0 | 0 | _____
[12 empty] | _____ |  | 0% | 0 | 0 | _____
[12 empty] | _____ |  | 0% | 0 | 0 | _____
[12 empty] | _____ |  | 0% | 0 | 0 | _____
[12 empty] | _____ |  | 0% | 0 | 0 | _____
[12 empty] | _____ |  | 0% | 0 | 0 | _____
[12 empty] | _____ |  | 0% | 0 | 0 | _____
[12 empty] | _____ |  | 0% | 0 | 0 | _____
[12 empty] | _____ |  | 0% | 0 | 0 | _____
[12 empty] | _____ |  | 0% | 0 | 0 | _____
[12 empty] | _____ |  | 0% | 0 | 0 | _____
[12 empty] | _____ |  | 0% | 0 | 0 | _____
[12 empty] | _____ |  | 0% | 0 | 0 | _____
[12 empty] | _____ |  | 0% | 0 | 0 | _____
[12 empty] | _____ |  | 0% | 0 | 0 | _____
[12 empty] | _____ |  | 0% | 0 | 0 | _____
[12 empty] | _____ |  | 0% | 0 | 0 | _____
[12 empty] | _____ |  | 0% | 0 | 0 | _____
[12 empty] | _____ |  | 0% | 0 | 0 | _____
[12 empty] | _____ |  | 0% | 0 | 0 | _____
[12 empty] | _____ |  | 0% | 0 | 0 | _____
[12 empty] | _____ |  | 0% | 0 | 0 | _____
[12 empty] | _____ |  | 0% | 0 | 0 | _____
[12 empty] | _____ |  | 0% | 0 | 0 | _____
[12 empty] | _____ |  | 0% | 0 | 0 | _____
[12 empty] | _____ |  | 0% | 0 | 0 | _____
[12 empty] | _____ |  | 0% | 0 | 0 | _____
[12 empty] | _____ |  | 0% | 0 | 0 | _____
[12 empty] | _____ |  | 0% | 0 | 0 | _____
[12 empty] | _____ |  | 0% | 0 | 0 | _____
[12 empty] | _____ |  | 0% | 0 | 0 | _____
[12 empty] | _____ |  | 0% | 0 | 0 | _____
[12 empty] | _____ |  | 0% | 0 | 0 | _____
[12 empty] | _____ |  | 0% | 0 | 0 | _____
[12 empty] | _____ |  | 0% | 0 | 0 | _____
[12 empty] | _____ |  | 0% | 0 | 0 | _____
[12 empty] | _____ |  | 0% | 0 | 0 | _____
[12 empty] | _____ |  | 0% | 0 | 0 | _____
[12 empty] | _____ |  | 0% | 0 | 0 | _____
[12 empty] | _____ |  | 0% | 0 | 0 | _____
[12 empty] | _____ |  | 0% | 0 | 0 | _____
[12 empty] | _____ |  | 0% | 0 | 0 | _____
[12 empty] | _____ |  | 0% | 0 | 0 | _____
[12 empty] | _____ |  | 0% | 0 | 0 | _____
[12 empty] | _____ |  | 0% | 0 | 0 | _____
[12 empty] | _____ |  | 0% | 0 | 0 | _____
[12 empty] | _____ |  | 0% | 0 | 0 | _____
[12 empty] | _____ |  | 0% | 0 | 0 | _____
[12 empty] | _____ |  | 0% | 0 | 0 | _____
[12 empty] | _____ |  | 0% | 0 | 0 | _____
[12 empty] | _____ |  | 0% | 0 | 0 | _____
[12 empty] | _____ |  | 0% | 0 | 0 | _____
[12 empty] | _____ |  | 0% | 0 | 0 | _____
[12 empty] | _____ |  | 0% | 0 | 0 | _____
[12 empty] | _____ |  | 0% | 0 | 0 | _____
[12 empty] | _____ |  | 0% | 0 | 0 | _____
[12 empty] | _____ |  | 0% | 0 | 0 | _____
[12 empty] | _____ |  | 0% | 0 | 0 | _____
[12 empty] | _____ |  | 0% | 0 | 0 | _____
[12 empty] | _____ |  | 0% | 0 | 0 | _____
[12 empty] | _____ |  | 0% | 0 | 0 | _____
[12 empty] | _____ |  | 0% | 0 | 0 | _____
[12 empty] | _____ |  | 0% | 0 | 0 | _____
[12 empty] | _____ |  | 0% | 0 | 0 | _____
[12 empty] | _____ |  | 0% | 0 | 0 | _____
[12 empty] | _____ |  | 0% | 0 | 0 | _____
[12 empty] | _____ |  | 0% | 0 | 0 | _____
[12 empty] | _____ |  | 0% | 0 | 0 | _____
[12 empty] | _____ |  | 0% | 0 | 0 | _____
[12 empty] | _____ |  | 0% | 0 | 0 | _____
[12 empty] | _____ |  | 0% | 0 | 0 | _____
[12 empty] | _____ |  | 0% | 0 | 0 | _____
[12 empty] | _____ |  | 0% | 0 | 0 | _____
[12 empty] | _____ |  | 0% | 0 | 0 | _____
[12 empty] | _____ |  | 0% | 0 | 0 | _____
[12 empty] | _____ |  | 0% | 0 | 0 | _____
[12 empty] | _____ |  | 0% | 0 | 0 | _____
[12 empty] | _____ |  | 0% | 0 | 0 | _____
[12 empty] | _____ |  | 0% | 0 | 0 | _____
[12 empty] | _____ |  | 0% | 0 | 0 | _____
[12 empty] | _____ |  | 0% | 0 | 0 | _____
[12 empty] | _____ |  | 0% | 0 | 0 | _____
[12 empty] | _____ |  | 0% | 0 | 0 | _____
[12 empty] | _____ |  | 0% | 0 | 0 | _____
[12 empty] | _____ |  | 0% | 0 | 0 | _____
[12 empty] | _____ |  | 0% | 0 | 0 | _____
[12 empty] | _____ |  | 0% | 0 | 0 | _____
[12 empty] | _____ |  | 0% | 0 | 0 | _____
[12 empty] | _____ |  | 0% | 0 | 0 | _____
[12 empty] | _____ |  | 0% | 0 | 0 | _____
[12 empty] | _____ |  | 0% | 0 | 0 | _____
[12 empty] | _____ |  | 0% | 0 | 0 | _____
[12 empty] | _____ |  | 0% | 0 | 0 | _____
[12 empty] | _____ |  | 0% | 0 | 0 | _____
[12 empty] | _____ |  | 0% | 0 | 0 | _____
[12 empty] | _____ |  | 0% | 0 | 0 | _____
[12 empty] | _____ |  | 0% | 0 | 0 | _____
[12 empty] | _____ |  | 0% | 0 | 0 | _____
[12 empty] | _____ |  | 0% | 0 | 0 | _____
[12 empty] | _____ |  | 0% | 0 | 0 | _____
[12 empty] | _____ |  | 0% | 0 | 0 | _____
[12 empty] | _____ |  | 0% | 0 | 0 | _____
[12 empty] | _____ |  | 0% | 0 | 0 | _____
[12 empty] | _____ |  | 0% | 0 | 0 | _____
[12 empty] | _____ |  | 0% | 0 | 0 | _____
[12 empty] | _____ |  | 0% | 0 | 0 | _____
[12 empty] | _____ |  | 0% | 0 | 0 | _____
[12 empty] | _____ |  | 0% | 0 | 0 | _____
[12 empty] | _____ |  | 0% | 0 | 0 | _____
[12 empty] | _____ |  | 0% | 0 | 0 | _____
[12 empty] | _____ |  | 0% | 0 | 0 | _____
[12 empty] | _____ |  | 0% | 0 | 0 | _____
[12 empty] | _____ |  | 0% | 0 | 0 | _____
[12 empty] | _____ |  | 0% | 0 | 0 | _____
[12 empty] | _____ |  | 0% | 0 | 0 | _____
[12 empty] | _____ |  | 0% | 0 | 0 | _____
[12 empty] | _____ |  | 0% | 0 | 0 | _____
[12 empty] | _____ |  | 0% | 0 | 0 | _____
[12 empty] | _____ |  | 0% | 0 | 0 | _____
[12 empty] | _____ |  | 0% | 0 | 0 | _____
[12 empty] | _____ |  | 0% | 0 | 0 | _____
[12 empty] | _____ |  | 0% | 0 | 0 | _____
[12 empty] | _____ |  | 0% | 0 | 0 | _____
[12 empty] | _____ |  | 0% | 0 | 0 | _____
[12 empty] | _____ |  | 0% | 0 | 0 | _____
[12 empty] | _____ |  | 0% | 0 | 0 | _____
[12 empty] | _____ |  | 0% | 0 | 0 | _____
[12 empty] | _____ |  | 0% | 0 | 0 | _____
[12 empty] | _____ |  | 0% | 0 | 0 | _____
[12 empty] | _____ |  | 0% | 0 | 0 | _____
[12 empty] | _____ |  | 0% | 0 | 0 | _____
[12 empty] | _____ |  | 0% | 0 | 0 | _____
[12 empty] | _____ |  | 0% | 0 | 0 | _____
[12 empty] | _____ |  | 0% | 0 | 0 | _____
[12 empty] | _____ |  | 0% | 0 | 0 | _____
[12 empty] | _____ |  | 0% | 0 | 0 | _____
[12 empty] | _____ |  | 0% | 0 | 0 | _____
[12 empty] | _____ |  | 0% | 0 | 0 | _____
[12 empty] | _____ |  | 0% | 0 | 0 | _____
[12 empty] | _____ |  | 0% | 0 | 0 | _____
[12 empty] | _____ |  | 0% | 0 | 0 | _____
[12 empty] | _____ |  | 0% | 0 | 0 | _____
[12 empty] | _____ |  | 0% | 0 | 0 | _____
[12 empty] | _____ |  | 0% | 0 | 0 | _____
[12 empty] | _____ |  | 0% | 0 | 0 | _____
[12 empty] | _____ |  | 0% | 0 | 0 | _____
[12 empty] | _____ |  | 0% | 0 | 0 | _____
[12 empty] | _____ |  | 0% | 0 | 0 | _____
[12 empty] | _____ |  | 0% | 0 | 0 | _____
[12 empty] | _____ |  | 0% | 0 | 0 | _____
[12 empty] | _____ |  | 0% | 0 | 0 | _____
[12 empty] | _____ |  | 0% | 0 | 0 | _____
[12 empty] | _____ |  | 0% | 0 | 0 | _____
[12 empty] | _____ |  | 0% | 0 | 0 | _____
[12 empty] | _____ |  | 0% | 0 | 0 | _____
[12 empty] | _____ |  | 0% | 0 | 0 | _____
[12 empty] | _____ |  | 0% | 0 | 0 | _____
[12 empty] | _____ |  | 0% | 0 | 0 | _____
[12 empty] | _____ |  | 0% | 0 | 0 | _____
[12 empty] | _____ |  | 0% | 0 | 0 | _____
[12 empty] | _____ |  | 0% | 0 | 0 | _____
[12 empty] | _____ |  | 0% | 0 | 0 | _____
[12 empty] | _____ |  | 0% | 0 | 0 | _____
[12 empty] | _____ |  | 0% | 0 | 0 | _____
[12 empty] | _____ |  | 0% | 0 | 0 | _____
[12 empty] | _____ |  | 0% | 0 | 0 | _____
[12 empty] | _____ |  | 0% | 0 | 0 | _____
[12 empty] | _____ |  | 0% | 0 | 0 | _____
[12 empty] | _____ |  | 0% | 0 | 0 | _____
[12 empty] | _____ |  | 0% | 0 | 0 | _____
[12 empty] | _____ |  | 0% | 0 | 0 | _____
[12 empty] | _____ |  | 0% | 0 | 0 | _____
[12 empty] | _____ |  | 0% | 0 | 0 | _____
[12 empty] | _____ |  | 0% | 0 | 0 | _____
[12 empty] | _____ |  | 0% | 0 | 0 | _____
[12 empty] | _____ |  | 0% | 0 | 0 | _____
[12 empty] | _____ |  | 0% | 0 | 0 | _____
[12 empty] | _____ |  | 0% | 0 | 0 | _____
[12 empty] | _____ |  | 0% | 0 | 0 | _____
[12 empty] | _____ |  | 0% | 0 | 0 | _____
[12 empty] | _____ |  | 0% | 0 | 0 | _____
[12 empty] | _____ |  | 0% | 0 | 0 | _____
[12 empty] | _____ |  | 0% | 0 | 0 | _____
[12 empty] | _____ |  | 0% | 0 | 0 | _____
[12 empty] | _____ |  | 0% | 0 | 0 | _____
[12 empty] | _____ |  | 0% | 0 | 0 | _____
[12 empty] | _____ |  | 0% | 0 | 0 | _____
[12 empty] | _____ |  | 0% | 0 | 0 | _____
[12 empty] | _____ |  | 0% | 0 | 0 | _____
[12 empty] | _____ |  | 0% | 0 | 0 | _____
[12 empty] | _____ |  | 0% | 0 | 0 | _____
[12 empty] | _____ |  | 0% | 0 | 0 | _____
[12 empty] | _____ |  | 0% | 0 | 0 | _____
[12 empty] | _____ |  | 0% | 0 | 0 | _____
[12 empty] | _____ |  | 0% | 0 | 0 | _____
[12 empty] | _____ |  | 0% | 0 | 0 | _____
[12 empty] | _____ |  | 0% | 0 | 0 | _____
[12 empty] | _____ |  | 0% | 0 | 0 | _____
[12 empty] | _____ |  | 0% | 0 | 0 | _____
[12 empty] | _____ |  | 0% | 0 | 0 | _____
[12 empty] | _____ |  | 0% | 0 | 0 | _____
[12 empty] | _____ |  | 0% | 0 | 0 | _____
[12 empty] | _____ |  | 0% | 0 | 0 | _____
[12 empty] | _____ |  | 0% | 0 | 0 | _____
[12 empty] | _____ |  | 0% | 0 | 0 | _____
[12 empty] | _____ |  | 0% | 0 | 0 | _____
[12 empty] | _____ |  | 0% | 0 | 0 | _____
[12 empty] | _____ |  | 0% | 0 | 0 | _____
[12 empty] | _____ |  | 0% | 0 | 0 | _____
[12 empty] | _____ |  | 0% | 0 | 0 | _____
[12 empty] | _____ |  | 0% | 0 | 0 | _____
[12 empty] | _____ |  | 0% | 0 | 0 | _____
[12 empty] | _____ |  | 0% | 0 | 0 | _____
[12 empty] | _____ |  | 0% | 0 | 0 | _____
[12 empty] | _____ |  | 0% | 0 | 0 | _____
[12 empty] | _____ |  | 0% | 0 | 0 | _____
[12 empty] | _____ |  | 0% | 0 | 0 | _____
[12 empty] | _____ |  | 0% | 0 | 0 | _____
[12 empty] | _____ |  | 0% | 0 | 0 | _____
[12 empty] | _____ |  | 0% | 0 | 0 | _____
[12 empty] | _____ |  | 0% | 0 | 0 | _____
[12 empty] | _____ |  | 0% | 0 | 0 | _____
[12 empty] | _____ |  | 0% | 0 | 0 | _____
[12 empty] | _____ |  | 0% | 0 | 0 | _____
[12 empty] | _____ |  | 0% | 0 | 0 | _____
[12 empty] | _____ |  | 0% | 0 | 0 | _____
[12 empty] | _____ |  | 0% | 0 | 0 | _____
[12 empty] | _____ |  | 0% | 0 | 0 | _____
[12 empty] | _____ |  | 0% | 0 | 0 | _____
[12 empty] | _____ |  | 0% | 0 | 0 | _____
[12 empty] | _____ |  | 0% | 0 | 0 | _____
[12 empty] | _____ |  | 0% | 0 | 0 | _____
[12 empty] | _____ |  | 0% | 0 | 0 | _____
[12 empty] | _____ |  | 0% | 0 | 0 | _____
[12 empty] | _____ |  | 0% | 0 | 0 | _____
[12 empty] | _____ |  | 0% | 0 | 0 | _____
[12 empty] | _____ |  | 0% | 0 | 0 | _____
[12 empty] | _____ |  | 0% | 0 | 0 | _____
[12 empty] | _____ |  | 0% | 0 | 0 | _____
[12 empty] | _____ |  | 0% | 0 | 0 | _____
[12 empty] | _____ |  | 0% | 0 | 0 | _____
[12 empty] | _____ |  | 0% | 0 | 0 | _____
[12 empty] | _____ |  | 0% | 0 | 0 | _____
[12 empty] | _____ |  | 0% | 0 | 0 | _____
[12 empty] | _____ |  | 0% | 0 | 0 | _____
[12 empty] | _____ |  | 0% | 0 | 0 | _____
[12 empty] | _____ |  | 0% | 0 | 0 | _____
[12 empty] | _____ |  | 0% | 0 | 0 | _____
[12 empty] | _____ |  | 0% | 0 | 0 | _____
[12 empty] | _____ |  | 0% | 0 | 0 | _____
[12 empty] | _____ |  | 0% | 0 | 0 | _____
[12 empty] | _____ |  | 0% | 0 | 0 | _____
[12 empty] | _____ |  | 0% | 0 | 0 | _____
[12 empty] | _____ |  | 0% | 0 | 0 | _____
[12 empty] | _____ |  | 0% | 0 | 0 | _____
[12 empty] | _____ |  | 0% | 0 | 0 | _____
[12 empty] | _____ |  | 0% | 0 | 0 | _____
[12 empty] | _____ |  | 0% | 0 | 0 | _____
[12 empty] | _____ |  | 0% | 0 | 0 | _____
[12 empty] | _____ |  | 0% | 0 | 0 | _____
[12 empty] | _____ |  | 0% | 0 | 0 | _____
[12 empty] | _____ |  | 0% | 0 | 0 | _____
[12 empty] | _____ |  | 0% | 0 | 0 | _____
[12 empty] | _____ |  | 0% | 0 | 0 | _____
[12 empty] | _____ |  | 0% | 0 | 0 | _____
[12 empty] | _____ |  | 0% | 0 | 0 | _____
[12 empty] | _____ |  | 0% | 0 | 0 | _____
[12 empty] | _____ |  | 0% | 0 | 0 | _____
[12 empty] | _____ |  | 0% | 0 | 0 | _____
[12 empty] | _____ |  | 0% | 0 | 0 | _____
[12 empty] | _____ |  | 0% | 0 | 0 | _____
[12 empty] | _____ |  | 0% | 0 | 0 | _____
[12 empty] | _____ |  | 0% | 0 | 0 | _____
[12 empty] | _____ |  | 0% | 0 | 0 | _____
[12 empty] | _____ |  | 0% | 0 | 0 | _____
[12 empty] | _____ |  | 0% | 0 | 0 | _____
[12 empty] | _____ |  | 0% | 0 | 0 | _____
[12 empty] | _____ |  | 0% | 0 | 0 | _____
[12 empty] | _____ |  | 0% | 0 | 0 | _____
[12 empty] | _____ |  | 0% | 0 | 0 | _____
[12 empty] | _____ |  | 0% | 0 | 0 | _____
[12 empty] | _____ |  | 0% | 0 | 0 | _____
[12 empty] | _____ |  | 0% | 0 | 0 | _____
[12 empty] | _____ |  | 0% | 0 | 0 | _____
[12 empty] | _____ |  | 0% | 0 | 0 | _____
[12 empty] | _____ |  | 0% | 0 | 0 | _____
[12 empty] | _____ |  | 0% | 0 | 0 | _____
[12 empty] | _____ |  | 0% | 0 | 0 | _____
[12 empty] | _____ |  | 0% | 0 | 0 | _____
[12 empty] | _____ |  | 0% | 0 | 0 | _____
[12 empty] | _____ |  | 0% | 0 | 0 | _____
[12 empty] | _____ |  | 0% | 0 | 0 | _____
[12 empty] | _____ |  | 0% | 0 | 0 | _____
[12 empty] | _____ |  | 0% | 0 | 0 | _____
[12 empty] | _____ |  | 0% | 0 | 0 | _____
[12 empty] | _____ |  | 0% | 0 | 0 | _____
[12 empty] | _____ |  | 0% | 0 | 0 | _____
[12 empty] | _____ |  | 0% | 0 | 0 | _____
[12 empty] | _____ |  | 0% | 0 | 0 | _____
[12 empty] | _____ |  | 0% | 0 | 0 | _____
[12 empty] | _____ |  | 0% | 0 | 0 | _____
[12 empty] | _____ |  | 0% | 0 | 0 | _____
[12 empty] | _____ |  | 0% | 0 | 0 | _____
[12 empty] | _____ |  | 0% | 0 | 0 | _____
[12 empty] | _____ |  | 0% | 0 | 0 | _____
[12 empty] | _____ |  | 0% | 0 | 0 | _____
[12 empty] | _____ |  | 0% | 0 | 0 | _____
[12 empty] | _____ |  | 0% | 0 | 0 | _____
[12 empty] | _____ |  | 0% | 0 | 0 | _____
[12 empty] | _____ |  | 0% | 0 | 0 | _____
[12 empty] | _____ |  | 0% | 0 | 0 | _____
[12 empty] | _____ |  | 0% | 0 | 0 | _____
[12 empty] | _____ |  | 0% | 0 | 0 | _____
[12 empty] | _____ |  | 0% | 0 | 0 | _____
[12 empty] | _____ |  | 0% | 0 | 0 | _____
[12 empty] | _____ |  | 0% | 0 | 0 | _____
[12 empty] | _____ |  | 0% | 0 | 0 | _____
[12 empty] | _____ |  | 0% | 0 | 0 | _____
[12 empty] | _____ |  | 0% | 0 | 0 | _____
[12 empty] | _____ |  | 0% | 0 | 0 | _____
[12 empty] | _____ |  | 0% | 0 | 0 | _____
[12 empty] | _____ |  | 0% | 0 | 0 | _____
[12 empty] | _____ |  | 0% | 0 | 0 | _____
[12 empty] | _____ |  | 0% | 0 | 0 | _____
[12 empty] | _____ |  | 0% | 0 | 0 | _____
[12 empty] | _____ |  | 0% | 0 | 0 | _____
[12 empty] | _____ |  | 0% | 0 | 0 | _____
[12 empty] | _____ |  | 0% | 0 | 0 | _____
[12 empty] | _____ |  | 0% | 0 | 0 | _____
[12 empty] | _____ |  | 0% | 0 | 0 | _____
[12 empty] | _____ |  | 0% | 0 | 0 | _____
[12 empty] | _____ |  | 0% | 0 | 0 | _____
[12 empty] | _____ |  | 0% | 0 | 0 | _____
[12 empty] | _____ |  | 0% | 0 | 0 | _____
[12 empty] | _____ |  | 0% | 0 | 0 | _____
[12 empty] | _____ |  | 0% | 0 | 0 | _____
[12 empty] | _____ |  | 0% | 0 | 0 | _____
[12 empty] | _____ |  | 0% | 0 | 0 | _____
[12 empty] | _____ |  | 0% | 0 | 0 | _____
[12 empty] | _____ |  | 0% | 0 | 0 | _____
[12 empty] | _____ |  | 0% | 0 | 0 | _____
[12 empty] | _____ |  | 0% | 0 | 0 | _____
[12 empty] | _____ |  | 0% | 0 | 0 | _____
[12 empty] | _____ |  | 0% | 0 | 0 | _____
[12 empty] | _____ |  | 0% | 0 | 0 | _____
[12 empty] | _____ |  | 0% | 0 | 0 | _____
[12 empty] | _____ |  | 0% | 0 | 0 | _____
[12 empty] | _____ |  | 0% | 0 | 0 | _____
[12 empty] | _____ |  | 0% | 0 | 0 | _____
[12 empty] | _____ |  | 0% | 0 | 0 | _____
[12 empty] | _____ |  | 0% | 0 | 0 | _____
[12 empty] | _____ |  | 0% | 0 | 0 | _____
[12 empty] | _____ |  | 0% | 0 | 0 | _____
[12 empty] | _____ |  | 0% | 0 | 0 | _____
[12 empty] | _____ |  | 0% | 0 | 0 | _____
[12 empty] | _____ |  | 0% | 0 | 0 | _____
[12 empty] | _____ |  | 0% | 0 | 0 | _____
[12 empty] | _____ |  | 0% | 0 | 0 | _____
[12 empty] | _____ |  | 0% | 0 | 0 | _____
[12 empty] | _____ |  | 0% | 0 | 0 | _____
[12 empty] | _____ |  | 0% | 0 | 0 | _____
[12 empty] | _____ |  | 0% | 0 | 0 | _____
[12 empty] | _____ |  | 0% | 0 | 0 | _____
[12 empty] | _____ |  | 0% | 0 | 0 | _____
[12 empty] | _____ |  | 0% | 0 | 0 | _____
[12 empty] | _____ |  | 0% | 0 | 0 | _____
[12 empty] | _____ |  | 0% | 0 | 0 | _____
[12 empty] | _____ |  | 0% | 0 | 0 | _____
[12 empty] | _____ |  | 0% | 0 | 0 | _____
[12 empty] | _____ |  | 0% | 0 | 0 | _____
[12 empty] | _____ |  | 0% | 0 | 0 | _____
[12 empty] | _____ |  | 0% | 0 | 0 | _____
[12 empty] | _____ |  | 0% | 0 | 0 | _____
[12 empty] | _____ |  | 0% | 0 | 0 | _____
[12 empty] | _____ |  | 0% | 0 | 0 | _____
[12 empty] | _____ |  | 0% | 0 | 0 | _____
[12 empty] | _____ |  | 0% | 0 | 0 | _____
[12 empty] | _____ |  | 0% | 0 | 0 | _____
[12 empty] | _____ |  | 0% | 0 | 0 | _____
[12 empty] | _____ |  | 0% | 0 | 0 | _____
[12 empty] | _____ |  | 0% | 0 | 0 | _____
[12 empty] | _____ |  | 0% | 0 | 0 | _____
[12 empty] | _____ |  | 0% | 0 | 0 | _____
[12 empty] | _____ |  | 0% | 0 | 0 | _____
[12 empty] | _____ |  | 0% | 0 | 0 | _____
[12 empty] | _____ |  | 0% | 0 | 0 | _____
[12 empty] | _____ |  | 0% | 0 | 0 | _____
[12 empty] | _____ |  | 0% | 0 | 0 | _____
[12 empty] | _____ |  | 0% | 0 | 0 | _____
[12 empty] | _____ |  | 0% | 0 | 0 | _____
[12 empty] | _____ |  | 0% | 0 | 0 | _____
[12 empty] | _____ |  | 0% | 0 | 0 | _____
[12 empty] | _____ |  | 0% | 0 | 0 | _____
[12 empty] | _____ |  | 0% | 0 | 0 | _____
[12 empty] | _____ |  | 0% | 0 | 0 | _____
[12 empty] | _____ |  | 0% | 0 | 0 | _____
[12 empty] | _____ |  | 0% | 0 | 0 | _____
[12 empty] | _____ |  | 0% | 0 | 0 | _____
[12 empty] | _____ |  | 0% | 0 | 0 | _____
[12 empty] | _____ |  | 0% | 0 | 0 | _____
[12 empty] | _____ |  | 0% | 0 | 0 | _____
[12 empty] | _____ |  | 0% | 0 | 0 | _____
[12 empty] | _____ |  | 0% | 0 | 0 | _____
[12 empty] | _____ |  | 0% | 0 | 0 | _____
[12 empty] | _____ |  | 0% | 0 | 0 | _____
[12 empty] | _____ |  | 0% | 0 | 0 | _____
[12 empty] | _____ |  | 0% | 0 | 0 | _____
[12 empty] | _____ |  | 0% | 0 | 0 | _____
[12 empty] | _____ |  | 0% | 0 | 0 | _____
[12 empty] | _____ |  | 0% | 0 | 0 | _____
[12 empty] | _____ |  | 0% | 0 | 0 | _____
[12 empty] | _____ |  | 0% | 0 | 0 | _____
[12 empty] | _____ |  | 0% | 0 | 0 | _____
[12 empty] | _____ |  | 0% | 0 | 0 | _____
[12 empty] | _____ |  | 0% | 0 | 0 | _____
[12 empty] | _____ |  | 0% | 0 | 0 | _____
[12 empty] | _____ |  | 0% | 0 | 0 | _____
[12 empty] | _____ |  | 0% | 0 | 0 | _____
[12 empty] | _____ |  | 0% | 0 | 0 | _____
[12 empty] | _____ |  | 0% | 0 | 0 | _____
[12 empty] | _____ |  | 0% | 0 | 0 | _____
[12 empty] | _____ |  | 0% | 0 | 0 | _____
[12 empty] | _____ |  | 0% | 0 | 0 | _____
[12 empty] | _____ |  | 0% | 0 | 0 | _____
[12 empty] | _____ |  | 0% | 0 | 0 | _____
[12 empty] | _____ |  | 0% | 0 | 0 | _____
[12 empty] | _____ |  | 0% | 0 | 0 | _____
[12 empty] | _____ |  | 0% | 0 | 0 | _____
[12 empty] | _____ |  | 0% | 0 | 0 | _____
[12 empty] | _____ |  | 0% | 0 | 0 | _____
[12 empty] | _____ |  | 0% | 0 | 0 | _____
[12 empty] | _____ |  | 0% | 0 | 0 | _____
[12 empty] | _____ |  | 0% | 0 | 0 | _____
[12 empty] | _____ |  | 0% | 0 | 0 | _____
[12 empty] | _____ |  | 0% | 0 | 0 | _____
[12 empty] | _____ |  | 0% | 0 | 0 | _____
[12 empty] | _____ |  | 0% | 0 | 0 | _____
[12 empty] | _____ |  | 0% | 0 | 0 | _____
[12 empty] | _____ |  | 0% | 0 | 0 | _____
[12 empty] | _____ |  | 0% | 0 | 0 | _____
[12 empty] | _____ |  | 0% | 0 | 0 | _____
[12 empty] | _____ |  | 0% | 0 | 0 | _____
[12 empty] | _____ |  | 0% | 0 | 0 | _____
[12 empty] | _____ |  | 0% | 0 | 0 | _____
[12 empty] | _____ |  | 0% | 0 | 0 | _____
[12 empty] | _____ |  | 0% | 0 | 0 | _____
[12 empty] | _____ |  | 0% | 0 | 0 | _____
[12 empty] | _____ |  | 0% | 0 | 0 | _____
[12 empty] | _____ |  | 0% | 0 | 0 | _____
[12 empty] | _____ |  | 0% | 0 | 0 | _____
[12 empty] | _____ |  | 0% | 0 | 0 | _____
[12 empty] | _____ |  | 0% | 0 | 0 | _____
[12 empty] | _____ |  | 0% | 0 | 0 | _____
[12 empty] | _____ |  | 0% | 0 | 0 | _____
[12 empty] | _____ |  | 0% | 0 | 0 | _____
[12 empty] | _____ |  | 0% | 0 | 0 | _____
[12 empty] | _____ |  | 0% | 0 | 0 | _____
[12 empty] | _____ |  | 0% | 0 | 0 | _____
[12 empty] | _____ |  | 0% | 0 | 0 | _____
[12 empty] | _____ |  | 0% | 0 | 0 | _____
[12 empty] | _____ |  | 0% | 0 | 0 | _____
[12 empty] | _____ |  | 0% | 0 | 0 | _____
[12 empty] | _____ |  | 0% | 0 | 0 | _____
[12 empty] | _____ |  | 0% | 0 | 0 | _____
[12 empty] | _____ |  | 0% | 0 | 0 | _____
[12 empty] | _____ |  | 0% | 0 | 0 | _____
[12 empty] | _____ |  | 0% | 0 | 0 | _____
[12 empty] | _____ |  | 0% | 0 | 0 | _____
[12 empty] | _____ |  | 0% | 0 | 0 | _____
[12 empty] | _____ |  | 0% | 0 | 0 | _____
[12 empty] | _____ |  | 0% | 0 | 0 | _____
[12 empty] | _____ |  | 0% | 0 | 0 | _____
[12 empty] | _____ |  | 0% | 0 | 0 | _____
[12 empty] | _____ |  | 0% | 0 | 0 | _____
[12 empty] | _____ |  | 0% | 0 | 0 | _____
[12 empty] | _____ |  | 0% | 0 | 0 | _____
[12 empty] | _____ |  | 0% | 0 | 0 | _____
[12 empty] | _____ |  | 0% | 0 | 0 | _____
[12 empty] | _____ |  | 0% | 0 | 0 | _____
[12 empty] | _____ |  | 0% | 0 | 0 | _____
[12 empty] | _____ |  | 0% | 0 | 0 | _____
[12 empty] | _____ |  | 0% | 0 | 0 | _____
[12 empty] | _____ |  | 0% | 0 | 0 | _____
[12 empty] | _____ |  | 0% | 0 | 0 | _____
[12 empty] | _____ |  | 0% | 0 | 0 | _____
[12 empty] | _____ |  | 0% | 0 | 0 | _____
[12 empty] | _____ |  | 0% | 0 | 0 | _____
[12 empty] | _____ |  | 0% | 0 | 0 | _____
[12 empty] | _____ |  | 0% | 0 | 0 | _____
[12 empty] | _____ |  | 0% | 0 | 0 | _____
[12 empty] | _____ |  | 0% | 0 | 0 | _____
[12 empty] | _____ |  | 0% | 0 | 0 | _____
[12 empty] | _____ |  | 0% | 0 | 0 | _____
[12 empty] | _____ |  | 0% | 0 | 0 | _____
[12 empty] | _____ |  | 0% | 0 | 0 | _____
[12 empty] | _____ |  | 0% | 0 | 0 | _____
[12 empty] | _____ |  | 0% | 0 | 0 | _____
[12 empty] | _____ |  | 0% | 0 | 0 | _____
[12 empty] | _____ |  | 0% | 0 | 0 | _____
[12 empty] | _____ |  | 0% | 0 | 0 | _____
[12 empty] | _____ |  | 0% | 0 | 0 | _____
[12 empty] | _____ |  | 0% | 0 | 0 | _____
[12 empty] | _____ |  | 0% | 0 | 0 | _____
[12 empty] | _____ |  | 0% | 0 | 0 | _____
[12 empty] | _____ |  | 0% | 0 | 0 | _____
[12 empty] | _____ |  | 0% | 0 | 0 | _____
[12 empty] | _____ |  | 0% | 0 | 0 | _____
[12 empty] | _____ |  | 0% | 0 | 0 | _____
[12 empty] | _____ |  | 0% | 0 | 0 | _____
[12 empty] | _____ |  | 0% | 0 | 0 | _____
[12 empty] | _____ |  | 0% | 0 | 0 | _____
[12 empty] | _____ |  | 0% | 0 | 0 | _____
[12 empty] | _____ |  | 0% | 0 | 0 | _____
[12 empty] | _____ |  | 0% | 0 | 0 | _____
[12 empty] | _____ |  | 0% | 0 | 0 | _____
[12 empty] | _____ |  | 0% | 0 | 0 | _____
[12 empty] | _____ |  | 0% | 0 | 0 | _____
[12 empty] | _____ |  | 0% | 0 | 0 | _____
[12 empty] | _____ |  | 0% | 0 | 0 | _____
[12 empty] | _____ |  | 0% | 0 | 0 | _____
[12 empty] | _____ |  | 0% | 0 | 0 | _____
[12 empty] | _____ |  | 0% | 0 | 0 | _____
[12 empty] | _____ |  | 0% | 0 | 0 | _____
[12 empty] | _____ |  | 0% | 0 | 0 | _____
[12 empty] | _____ |  | 0% | 0 | 0 | _____
[12 empty] | _____ |  | 0% | 0 | 0 | _____
[12 empty] | _____ |  | 0% | 0 | 0 | _____
[12 empty] | _____ |  | 0% | 0 | 0 | _____
[12 empty] | _____ |  | 0% | 0 | 0 | _____
[12 empty] | _____ |  | 0% | 0 | 0 | _____
[12 empty] | _____ |  | 0% | 0 | 0 | _____
[12 empty] | _____ |  | 0% | 0 | 0 | _____
[12 empty] | _____ |  | 0% | 0 | 0 | _____
[12 empty] | _____ |  | 0% | 0 | 0 | _____
[12 empty] | _____ |  | 0% | 0 | 0 | _____
[12 empty] | _____ |  | 0% | 0 | 0 | _____
[12 empty] | _____ |  | 0% | 0 | 0 | _____
[12 empty] | _____ |  | 0% | 0 | 0 | _____
[12 empty] | _____ |  | 0% | 0 | 0 | _____
[12 empty] | _____ |  | 0% | 0 | 0 | _____
[12 empty] | _____ |  | 0% | 0 | 0 | _____
[12 empty] | _____ |  | 0% | 0 | 0 | _____
[12 empty] | _____ |  | 0% | 0 | 0 | _____
[12 empty] | _____ |  | 0% | 0 | 0 | _____
[12 empty] | _____ |  | 0% | 0 | 0 | _____
[12 empty] | _____ |  | 0% | 0 | 0 | _____
[12 empty] | _____ |  | 0% | 0 | 0 | _____
[12 empty] | _____ |  | 0% | 0 | 0 | _____
[12 empty] | _____ |  | 0% | 0 | 0 | _____
[12 empty] | _____ |  | 0% | 0 | 0 | _____
[12 empty] | _____ |  | 0% | 0 | 0 | _____
[12 empty] | _____ |  | 0% | 0 | 0 | _____
[12 empty] | _____ |  | 0% | 0 | 0 | _____
[12 empty] | _____ |  | 0% | 0 | 0 | _____
[12 empty] | _____ |  | 0% | 0 | 0 | _____
[12 empty] | _____ |  | 0% | 0 | 0 | _____
[12 empty] | _____ |  | 0% | 0 | 0 | _____
[12 empty] | _____ |  | 0% | 0 | 0 | _____
[12 empty] | _____ |  | 0% | 0 | 0 | _____
[12 empty] | _____ |  | 0% | 0 | 0 | _____
[12 empty] | _____ |  | 0% | 0 | 0 | _____
[12 empty] | _____ |  | 0% | 0 | 0 | _____
[12 empty] | _____ |  | 0% | 0 | 0 | _____
[12 empty] | _____ |  | 0% | 0 | 0 | _____
[12 empty] | _____ |  | 0% | 0 | 0 | _____
[12 empty] | _____ |  | 0% | 0 | 0 | _____
[12 empty] | _____ |  | 0% | 0 | 0 | _____
[12 empty] | _____ |  | 0% | 0 | 0 | _____
[12 empty] | _____ |  | 0% | 0 | 0 | _____
[12 empty] | _____ |  | 0% | 0 | 0 | _____
[12 empty] | _____ |  | 0% | 0 | 0 | _____
[12 empty] | _____ |  | 0% | 0 | 0 | _____
[12 empty] | _____ |  | 0% | 0 | 0 | _____
[12 empty] | _____ |  | 0% | 0 | 0 | _____
[12 empty] | _____ |  | 0% | 0 | 0 | _____
[12 empty] | _____ |  | 0% | 0 | 0 | _____
[12 empty] | _____ |  | 0% | 0 | 0 | _____
[12 empty] | _____ |  | 0% | 0 | 0 | _____
[12 empty] | _____ |  | 0% | 0 | 0 | _____
[12 empty] | _____ |  | 0% | 0 | 0 | _____
[12 empty] | _____ |  | 0% | 0 | 0 | _____
[12 empty] | _____ |  | 0% | 0 | 0 | _____
[12 empty] | _____ |  | 0% | 0 | 0 | _____
[12 empty] | _____ |  | 0% | 0 | 0 | _____
[12 empty] | _____ |  | 0% | 0 | 0 | _____
[12 empty] | _____ |  | 0% | 0 | 0 | _____
[12 empty] | _____ |  | 0% | 0 | 0 | _____
[12 empty] | _____ |  | 0% | 0 | 0 | _____
[12 empty] | _____ |  | 0% | 0 | 0 | _____
[12 empty] | _____ |  | 0% | 0 | 0 | _____
[12 empty] | _____ |  | 0% | 0 | 0 | _____
[12 empty] | _____ |  | 0% | 0 | 0 | _____
[12 empty] | _____ |  | 0% | 0 | 0 | _____
[12 empty] | _____ |  | 0% | 0 | 0 | _____
[12 empty] | _____ |  | 0% | 0 | 0 | _____
[12 empty] | _____ |  | 0% | 0 | 0 | _____
[12 empty] | _____ |  | 0% | 0 | 0 | _____
[12 empty] | _____ |  | 0% | 0 | 0 | _____
[12 empty] | _____ |  | 0% | 0 | 0 | _____
[12 empty] | _____ |  | 0% | 0 | 0 | _____
[12 empty] | _____ |  | 0% | 0 | 0 | _____
[12 empty] | _____ |  | 0% | 0 | 0 | _____
[12 empty] | _____ |  | 0% | 0 | 0 | _____
[12 empty] | _____ |  | 0% | 0 | 0 | _____
[12 empty] | _____ |  | 0% | 0 | 0 | _____
[12 empty] | _____ |  | 0% | 0 | 0 | _____
[12 empty] | _____ |  | 0% | 0 | 0 | _____
[12 empty] | _____ |  | 0% | 0 | 0 | _____
[12 empty] | _____ |  | 0% | 0 | 0 | _____
[12 empty] | _____ |  | 0% | 0 | 0 | _____
[12 empty] | _____ |  | 0% | 0 | 0 | _____
[12 empty] | _____ |  | 0% | 0 | 0 | _____
[12 empty] | _____ |  | 0% | 0 | 0 | _____
[12 empty] | _____ |  | 0% | 0 | 0 | _____
[12 empty] | _____ |  | 0% | 0 | 0 | _____
[12 empty] | _____ |  | 0% | 0 | 0 | _____
[12 empty] | _____ |  | 0% | 0 | 0 | _____
[12 empty] | _____ |  | 0% | 0 | 0 | _____
[12 empty] | _____ |  | 0% | 0 | 0 | _____
[12 empty] | _____ |  | 0% | 0 | 0 | _____
[12 empty] | _____ |  | 0% | 0 | 0 | _____
[12 empty] | _____ |  | 0% | 0 | 0 | _____
[12 empty] | _____ |  | 0% | 0 | 0 | _____
[12 empty] | _____ |  | 0% | 0 | 0 | _____
[12 empty] | _____ |  | 0% | 0 | 0 | _____
[12 empty] | _____ |  | 0% | 0 | 0 | _____
[12 empty] | _____ |  | 0% | 0 | 0 | _____
[12 empty] | _____ |  | 0% | 0 | 0 | _____
[12 empty] | _____ |  | 0% | 0 | 0 | _____
[12 empty] | _____ |  | 0% | 0 | 0 | _____
[12 empty] | _____ |  | 0% | 0 | 0 | _____
[12 empty] | _____ |  | 0% | 0 | 0 | _____
[12 empty] | _____ |  | 0% | 0 | 0 | _____
[12 empty] | _____ |  | 0% | 0 | 0 | _____
[12 empty] | _____ |  | 0% | 0 | 0 | _____
[12 empty] | _____ |  | 0% | 0 | 0 | _____
[12 empty] | _____ |  | 0% | 0 | 0 | _____
[12 empty] | _____ |  | 0% | 0 | 0 | _____
[12 empty] | _____ |  | 0% | 0 | 0 | _____
[12 empty] | _____ |  | 0% | 0 | 0 | _____
[12 empty] | _____ |  | 0% | 0 | 0 | _____
[12 empty] | _____ |  | 0% | 0 | 0 | _____
[12 empty] | _____ |  | 0% | 0 | 0 | _____
[12 empty] | _____ |  | 0% | 0 | 0 | _____
[12 empty] | _____ |  | 0% | 0 | 0 | _____
[12 empty] | _____ |  | 0% | 0 | 0 | _____
[12 empty] | _____ |  | 0% | 0 | 0 | _____
[12 empty] | _____ |  | 0% | 0 | 0 | _____
[12 empty] | _____ |  | 0% | 0 | 0 | _____
[12 empty] | _____ |  | 0% | 0 | 0 | _____
[12 empty] | _____ |  | 0% | 0 | 0 | _____
[12 empty] | _____ |  | 0% | 0 | 0 | _____
[12 empty] | _____ |  | 0% | 0 | 0 | _____
[12 empty] | _____ |  | 0% | 0 | 0 | _____
[12 empty] | _____ |  | 0% | 0 | 0 | _____
[12 empty] | _____ |  | 0% | 0 | 0 | _____
[12 empty] | _____ |  | 0% | 0 | 0 | _____
[12 empty] | _____ |  | 0% | 0 | 0 | _____
[12 empty] | _____ |  | 0% | 0 | 0 | _____
[12 empty] | _____ |  | 0% | 0 | 0 | _____
[12 empty] | _____ |  | 0% | 0 | 0 | _____
[12 empty] | _____ |  | 0% | 0 | 0 | _____
[12 empty] | _____ |  | 0% | 0 | 0 | _____
[12 empty] | _____ |  | 0% | 0 | 0 | _____
[12 empty] | _____ |  | 0% | 0 | 0 | _____
[12 empty] | _____ |  | 0% | 0 | 0 | _____
[12 empty] | _____ |  | 0% | 0 | 0 | _____
[12 empty] | _____ |  | 0% | 0 | 0 | _____
[12 empty] | _____ |  | 0% | 0 | 0 | _____
[12 empty] | _____ |  | 0% | 0 | 0 | _____
[12 empty] | _____ |  | 0% | 0 | 0 | _____
[12 empty] | _____ |  | 0% | 0 | 0 | _____
[12 empty] | _____ |  | 0% | 0 | 0 | _____
[12 empty] | _____ |  | 0% | 0 | 0 | _____
[12 empty] | _____ |  | 0% | 0 | 0 | _____
[12 empty] | _____ |  | 0% | 0 | 0 | _____
[12 empty] | _____ |  | 0% | 0 | 0 | _____
[12 empty] | _____ |  | 0% | 0 | 0 | _____
[12 empty] | _____ |  | 0% | 0 | 0 | _____
[12 empty] | _____ |  | 0% | 0 | 0 | _____
[12 empty] | _____ |  | 0% | 0 | 0 | _____
[12 empty] | _____ |  | 0% | 0 | 0 | _____
[12 empty] | _____ |  | 0% | 0 | 0 | _____
[12 empty] | _____ |  | 0% | 0 | 0 | _____
[12 empty] | _____ |  | 0% | 0 | 0 | _____
[12 empty] | _____ |  | 0% | 0 | 0 | _____
[12 empty] | _____ |  | 0% | 0 | 0 | _____
[12 empty] | _____ |  | 0% | 0 | 0 | _____
[12 empty] | _____ |  | 0% | 0 | 0 | _____
[12 empty] | _____ |  | 0% | 0 | 0 | _____
[12 empty] | _____ |  | 0% | 0 | 0 | _____
[12 empty] | _____ |  | 0% | 0 | 0 | _____
[12 empty] | _____ |  | 0% | 0 | 0 | _____
[12 empty] | _____ |  | 0% | 0 | 0 | _____
[12 empty] | _____ |  | 0% | 0 | 0 | _____
[12 empty] | _____ |  | 0% | 0 | 0 | _____
[12 empty] | _____ |  | 0% | 0 | 0 | _____
[12 empty] | _____ |  | 0% | 0 | 0 | _____
[12 empty] | _____ |  | 0% | 0 | 0 | _____
[12 empty] | _____ |  | 0% | 0 | 0 | _____
[12 empty] | _____ |  | 0% | 0 | 0 | _____
[12 empty] | _____ |  | 0% | 0 | 0 | _____
[12 empty] | _____ |  | 0% | 0 | 0 | _____
[12 empty] | _____ |  | 0% | 0 | 0 | _____
[12 empty] | _____ |  | 0% | 0 | 0 | _____
[12 empty] | _____ |  | 0% | 0 | 0 | _____
[12 empty] | _____ |  | 0% | 0 | 0 | _____
[12 empty] | _____ |  | 0% | 0 | 0 | _____
[12 empty] | _____ |  | 0% | 0 | 0 | _____
[12 empty] | _____ |  | 0% | 0 | 0 | _____
[12 empty] | _____ |  | 0% | 0 | 0 | _____
[12 empty] | _____ |  | 0% | 0 | 0 | _____
[12 empty] | _____ |  | 0% | 0 | 0 | _____
[12 empty] | _____ |  | 0% | 0 | 0 | _____
[12 empty] | _____ |  | 0% | 0 | 0 | _____
[12 empty] | _____ |  | 0% | 0 | 0 | _____
[12 empty] | _____ |  | 0% | 0 | 0 | _____
[12 empty] | _____ |  | 0% | 0 | 0 | _____
[12 empty] | _____ |  | 0% | 0 | 0 | _____
[12 empty] | _____ |  | 0% | 0 | 0 | _____
[12 empty] | _____ |  | 0% | 0 | 0 | _____
[12 empty] | _____ |  | 0% | 0 | 0 | _____
[12 empty] | _____ |  | 0% | 0 | 0 | _____
[12 empty] | _____ |  | 0% | 0 | 0 | _____
[12 empty] | _____ |  | 0% | 0 | 0 | _____
[12 empty] | _____ |  | 0% | 0 | 0 | _____
[12 empty] | _____ |  | 0% | 0 | 0 | _____
[12 empty] | _____ |  | 0% | 0 | 0 | _____
[12 empty] | _____ |  | 0% | 0 | 0 | _____
[12 empty] | _____ |  | 0% | 0 | 0 | _____
[12 empty] | _____ |  | 0% | 0 | 0 | _____
[12 empty] | _____ |  | 0% | 0 | 0 | _____
[12 empty] | _____ |  | 0% | 0 | 0 | _____
[12 empty] | _____ |  | 0% | 0 | 0 | _____
[12 empty] | _____ |  | 0% | 0 | 0 | _____
[12 empty] | _____ |  | 0% | 0 | 0 | _____
[12 empty] | _____ |  | 0% | 0 | 0 | _____
[12 empty] | _____ |  | 0% | 0 | 0 | _____
[12 empty] | _____ |  | 0% | 0 | 0 | _____
[12 empty] | _____ |  | 0% | 0 | 0 | _____
[12 empty] | _____ |  | 0% | 0 | 0 | _____
[12 empty] | _____ |  | 0% | 0 | 0 | _____
[12 empty] | _____ |  | 0% | 0 | 0 | _____
[12 empty] | _____ |  | 0% | 0 | 0 | _____
[12 empty] | _____ |  | 0% | 0 | 0 | _____
[12 empty] | _____ |  | 0% | 0 | 0 | _____
[12 empty] | _____ |  | 0% | 0 | 0 | _____
[12 empty] | _____ |  | 0% | 0 | 0 | _____
[12 empty] | _____ |  | 0% | 0 | 0 | _____
[12 empty] | _____ |  | 0% | 0 | 0 | _____
[12 empty] | _____ |  | 0% | 0 | 0 | _____
[12 empty] | _____ |  | 0% | 0 | 0 | _____
[12 empty] | _____ |  | 0% | 0 | 0 | _____
[12 empty] | _____ |  | 0% | 0 | 0 | _____
[12 empty] | _____ |  | 0% | 0 | 0 | _____
[12 empty] | _____ |  | 0% | 0 | 0 | _____
[12 empty] | _____ |  | 0% | 0 | 0 | _____
[12 empty] | _____ |  | 0% | 0 | 0 | _____
[12 empty] | _____ |  | 0% | 0 | 0 | _____
[12 empty] | _____ |  | 0% | 0 | 0 | _____
[12 empty] | _____ |  | 0% | 0 | 0 | _____
[12 empty] | _____ |  | 0% | 0 | 0 | _____
[12 empty] | _____ |  | 0% | 0 | 0 | _____
[12 empty] | _____ |  | 0% | 0 | 0 | _____
[12 empty] | _____ |  | 0% | 0 | 0 | _____
[12 empty] | _____ |  | 0% | 0 | 0 | _____
[12 empty] | _____ |  | 0% | 0 | 0 | _____
[12 empty] | _____ |  | 0% | 0 | 0 | _____
[12 empty] | _____ |  | 0% | 0 | 0 | _____
[12 empty] | _____ |  | 0% | 0 | 0 | _____
[12 empty] | _____ |  | 0% | 0 | 0 | _____
[12 empty] | _____ |  | 0% | 0 | 0 | _____
[12 empty] | _____ |  | 0% | 0 | 0 | _____
[12 empty] | _____ |  | 0% | 0 | 0 | _____
[12 empty] | _____ |  | 0% | 0 | 0 | _____
[12 empty] | _____ |  | 0% | 0 | 0 | _____
[12 empty] | _____ |  | 0% | 0 | 0 | _____
[12 empty] | _____ |  | 0% | 0 | 0 | _____
[12 empty] | _____ |  | 0% | 0 | 0 | _____
[12 empty] | _____ |  | 0% | 0 | 0 | _____
[12 empty] | _____ |  | 0% | 0 | 0 | _____
[12 empty] | _____ |  | 0% | 0 | 0 | _____
[12 empty] | _____ |  | 0% | 0 | 0 | _____
[12 empty] | _____ |  | 0% | 0 | 0 | _____
[12 empty] | _____ |  | 0% | 0 | 0 | _____
[12 empty] | _____ |  | 0% | 0 | 0 | _____
[12 empty] | _____ |  | 0% | 0 | 0 | _____
[12 empty] | _____ |  | 0% | 0 | 0 | _____
[12 empty] | _____ |  | 0% | 0 | 0 | _____
[12 empty] | _____ |  | 0% | 0 | 0 | _____
[12 empty] | _____ |  | 0% | 0 | 0 | _____
[12 empty] | _____ |  | 0% | 0 | 0 | _____
[12 empty] | _____ |  | 0% | 0 | 0 | _____
[12 empty] | _____ |  | 0% | 0 | 0 | _____
[12 empty] | _____ |  | 0% | 0 | 0 | _____
[12 empty] | _____ |  | 0% | 0 | 0 | _____
[12 empty] | _____ |  | 0% | 0 | 0 | _____
[12 empty] | _____ |  | 0% | 0 | 0 | _____
[12 empty] | _____ |  | 0% | 0 | 0 | _____
[12 empty] | _____ |  | 0% | 0 | 0 | _____
[12 empty] | _____ |  | 0% | 0 | 0 | _____
[12 empty] | _____ |  | 0% | 0 | 0 | _____
[12 empty] | _____ |  | 0% | 0 | 0 | _____
[12 empty] | _____ |  | 0% | 0 | 0 | _____
[12 empty] | _____ |  | 0% | 0 | 0 | _____
[12 empty] | _____ |  | 0% | 0 | 0 | _____
[12 empty] | _____ |  | 0% | 0 | 0 | _____
[12 empty] | _____ |  | 0% | 0 | 0 | _____
[12 empty] | _____ |  | 0% | 0 | 0 | _____
[12 empty] | _____ |  | 0% | 0 | 0 | _____
[12 empty] | _____ |  | 0% | 0 | 0 | _____
[12 empty] | _____ |  | 0% | 0 | 0 | _____
[12 empty] | _____ |  | 0% | 0 | 0 | _____
[12 empty] | _____ |  | 0% | 0 | 0 | _____
[12 empty] | _____ |  | 0% | 0 | 0 | _____
[12 empty] | _____ |  | 0% | 0 | 0 | _____
[12 empty] | _____ |  | 0% | 0 | 0 | _____
[12 empty] | _____ |  | 0% | 0 | 0 | _____
[12 empty] | _____ |  | 0% | 0 | 0 | _____
[12 empty] | _____ |  | 0% | 0 | 0 | _____
[12 empty] | _____ |  | 0% | 0 | 0 | _____
[12 empty] | _____ |  | 0% | 0 | 0 | _____
[12 empty] | _____ |  | 0% | 0 | 0 | _____
[12 empty] | _____ |  | 0% | 0 | 0 | _____
[12 empty] | _____ |  | 0% | 0 | 0 | _____
[12 empty] | _____ |  | 0% | 0 | 0 | _____
[12 empty] | _____ |  | 0% | 0 | 0 | _____
[12 empty] | _____ |  | 0% | 0 | 0 | _____
[12 empty] | _____ |  | 0% | 0 | 0 | _____
[12 empty] | _____ |  | 0% | 0 | 0 | _____
[12 empty] | _____ |  | 0% | 0 | 0 | _____
[12 empty] | _____ |  | 0% | 0 | 0 | _____
[12 empty] | _____ |  | 0% | 0 | 0 | _____
[12 empty] | _____ |  | 0% | 0 | 0 | _____
[12 empty] | _____ |  | 0% | 0 | 0 | _____
[12 empty] | _____ |  | 0% | 0 | 0 | _____
[12 empty] | _____ |  | 0% | 0 | 0 | _____
[12 empty] | _____ |  | 0% | 0 | 0 | _____
[12 empty] | _____ |  | 0% | 0 | 0 | _____
[12 empty] | _____ |  | 0% | 0 | 0 | _____
[12 empty] | _____ |  | 0% | 0 | 0 | _____
[12 empty] | _____ |  | 0% | 0 | 0 | _____
[12 empty] | _____ |  | 0% | 0 | 0 | _____
[12 empty] | _____ |  | 0% | 0 | 0 | _____
[12 empty] | _____ |  | 0% | 0 | 0 | _____
[12 empty] | _____ |  | 0% | 0 | 0 | _____
[12 empty] | _____ |  | 0% | 0 | 0 | _____
[12 empty] | _____ |  | 0% | 0 | 0 | _____
[12 empty] | _____ |  | 0% | 0 | 0 | _____
[12 empty] | _____ |  | 0% | 0 | 0 | _____
[12 empty] | _____ |  | 0% | 0 | 0 | _____
[12 empty] | _____ |  | 0% | 0 | 0 | _____
[12 empty] | _____ |  | 0% | 0 | 0 | _____
[12 empty] | _____ |  | 0% | 0 | 0 | _____
[12 empty] | _____ |  | 0% | 0 | 0 | _____
[12 empty] | _____ |  | 0% | 0 | 0 | _____
[12 empty] | _____ |  | 0% | 0 | 0 | _____
[12 empty] | _____ |  | 0% | 0 | 0 | _____
[12 empty] | _____ |  | 0% | 0 | 0 | _____
[12 empty] | _____ |  | 0% | 0 | 0 | _____
[12 empty] | _____ |  | 0% | 0 | 0 | _____
[12 empty] | _____ |  | 0% | 0 | 0 | _____
[12 empty] | _____ |  | 0% | 0 | 0 | _____
[12 empty] | _____ |  | 0% | 0 | 0 | _____
[12 empty] | _____ |  | 0% | 0 | 0 | _____
[12 empty] | _____ |  | 0% | 0 | 0 | _____
[12 empty] | _____ |  | 0% | 0 | 0 | _____
[12 empty] | _____ |  | 0% | 0 | 0 | _____
[12 empty] | _____ |  | 0% | 0 | 0 | _____
[12 empty] | _____ |  | 0% | 0 | 0 | _____
[12 empty] | _____ |  | 0% | 0 | 0 | _____
[12 empty] | _____ |  | 0% | 0 | 0 | _____
[12 empty] | _____ |  | 0% | 0 | 0 | _____
[12 empty] | _____ |  | 0% | 0 | 0 | _____
[12 empty] | _____ |  | 0% | 0 | 0 | _____
[12 empty] | _____ |  | 0% | 0 | 0 | _____
[12 empty] | _____ |  | 0% | 0 | 0 | _____
[12 empty] | _____ |  | 0% | 0 | 0 | _____
[12 empty] | _____ |  | 0% | 0 | 0 | _____
[12 empty] | _____ |  | 0% | 0 | 0 | _____
[12 empty] | _____ |  | 0% | 0 | 0 | _____
[12 empty] | _____ |  | 0% | 0 | 0 | _____
[12 empty] | _____ |  | 0% | 0 | 0 | _____
[12 empty] | _____ |  | 0% | 0 | 0 | _____
[12 empty] | _____ |  | 0% | 0 | 0 | _____
[12 empty] | _____ |  | 0% | 0 | 0 | _____
[12 empty] | _____ |  | 0% | 0 | 0 | _____
[12 empty] | _____ |  | 0% | 0 | 0 | _____
[12 empty] | _____ |  | 0% | 0 | 0 | _____
[12 empty] | _____ |  | 0% | 0 | 0 | _____
[12 empty] | _____ |  | 0% | 0 | 0 | _____
[12 empty] | _____ |  | 0% | 0 | 0 | _____
[12 empty] | _____ |  | 0% | 0 | 0 | _____
[12 empty] | _____ |  | 0% | 0 | 0 | _____
[12 empty] | _____ |  | 0% | 0 | 0 | _____
[12 empty] | _____ |  | 0% | 0 | 0 | _____
[12 empty] | _____ |  | 0% | 0 | 0 | _____
[12 empty] | _____ |  | 0% | 0 | 0 | _____
[12 empty] | _____ |  | 0% | 0 | 0 | _____
[12 empty] | _____ |  | 0% | 0 | 0 | _____
[12 empty] | _____ |  | 0% | 0 | 0 | _____
[12 empty] | _____ |  | 0% | 0 | 0 | _____
[12 empty] | _____ |  | 0% | 0 | 0 | _____
[12 empty] | _____ |  | 0% | 0 | 0 | _____
[12 empty] | _____ |  | 0% | 0 | 0 | _____
[12 empty] | _____ |  | 0% | 0 | 0 | _____
[12 empty] | _____ |  | 0% | 0 | 0 | _____
[12 empty] | _____ |  | 0% | 0 | 0 | _____
[12 empty] | _____ |  | 0% | 0 | 0 | _____
[12 empty] | _____ |  | 0% | 0 | 0 | _____
[12 empty] | _____ |  | 0% | 0 | 0 | _____
[12 empty] | _____ |  | 0% | 0 | 0 | _____
[12 empty] | _____ |  | 0% | 0 | 0 | _____
[12 empty] | _____ |  | 0% | 0 | 0 | _____
[12 empty] | _____ |  | 0% | 0 | 0 | _____
[12 empty] | _____ |  | 0% | 0 | 0 | _____
[12 empty] | _____ |  | 0% | 0 | 0 | _____
[12 empty] | _____ |  | 0% | 0 | 0 | _____
[12 empty] | _____ |  | 0% | 0 | 0 | _____
[12 empty] | _____ |  | 0% | 0 | 0 | _____
[12 empty] | _____ |  | 0% | 0 | 0 | _____
[12 empty] | _____ |  | 0% | 0 | 0 | _____
[12 empty] | _____ |  | 0% | 0 | 0 | _____
[12 empty] | _____ |  | 0% | 0 | 0 | _____
[12 empty] | _____ |  | 0% | 0 | 0 | _____
[12 empty] | _____ |  | 0% | 0 | 0 | _____
[12 empty] | _____ |  | 0% | 0 | 0 | _____
[12 empty] | _____ |  | 0% | 0 | 0 | _____
[12 empty] | _____ |  | 0% | 0 | 0 | _____
[12 empty] | _____ |  | 0% | 0 | 0 | _____
[12 empty] | _____ |  | 0% | 0 | 0 | _____
[12 empty] | _____ |  | 0% | 0 | 0 | _____
[12 empty] | _____ |  | 0% | 0 | 0 | _____
[12 empty] | _____ |  | 0% | 0 | 0 | _____
[12 empty] | _____ |  | 0% | 0 | 0 | _____
[12 empty] | _____ |  | 0% | 0 | 0 | _____
[12 empty] | _____ |  | 0% | 0 | 0 | _____
[12 empty] | _____ |  | 0% | 0 | 0 | _____
[12 empty] | _____ |  | 0% | 0 | 0 | _____
[12 empty] | _____ |  | 0% | 0 | 0 | _____
[12 empty] | _____ |  | 0% | 0 | 0 | _____
[12 empty] | _____ |  | 0% | 0 | 0 | _____
[12 empty] | _____ |  | 0% | 0 | 0 | _____
[12 empty] | _____ |  | 0% | 0 | 0 | _____
[12 empty] | _____ |  | 0% | 0 | 0 | _____
[12 empty] | _____ |  | 0% | 0 | 0 | _____
[12 empty] | _____ |  | 0% | 0 | 0 | _____
[12 empty] | _____ |  | 0% | 0 | 0 | _____
[12 empty] | _____ |  | 0% | 0 | 0 | _____
[12 empty] | _____ |  | 0% | 0 | 0 | _____
[12 empty] | _____ |  | 0% | 0 | 0 | _____
[12 empty] | _____ |  | 0% | 0 | 0 | _____
[12 empty] | _____ |  | 0% | 0 | 0 | _____
[12 empty] | _____ |  | 0% | 0 | 0 | _____
[12 empty] | _____ |  | 0% | 0 | 0 | _____
[12 empty] | _____ |  | 0% | 0 | 0 | _____
[12 empty] | _____ |  | 0% | 0 | 0 | _____
[12 empty] | _____ |  | 0% | 0 | 0 | _____
[12 empty] | _____ |  | 0% | 0 | 0 | _____
[12 empty] | _____ |  | 0% | 0 | 0 | _____
[12 empty] | _____ |  | 0% | 0 | 0 | _____
[12 empty] | _____ |  | 0% | 0 | 0 | _____
[12 empty] | _____ |  | 0% | 0 | 0 | _____
[12 empty] | _____ |  | 0% | 0 | 0 | _____
[12 empty] | _____ |  | 0% | 0 | 0 | _____
[12 empty] | _____ |  | 0% | 0 | 0 | _____
[12 empty] | _____ |  | 0% | 0 | 0 | _____
[12 empty] | _____ |  | 0% | 0 | 0 | _____
[12 empty] | _____ |  | 0% | 0 | 0 | _____
[12 empty] | _____ |  | 0% | 0 | 0 | _____
[12 empty] | _____ |  | 0% | 0 | 0 | _____
[12 empty] | _____ |  | 0% | 0 | 0 | _____
[12 empty] | _____ |  | 0% | 0 | 0 | _____
[12 empty] | _____ |  | 0% | 0 | 0 | _____
[12 empty] | _____ |  | 0% | 0 | 0 | _____
[12 empty] | _____ |  | 0% | 0 | 0 | _____
[12 empty] | _____ |  | 0% | 0 | 0 | _____
[12 empty] | _____ |  | 0% | 0 | 0 | _____
[12 empty] | _____ |  | 0% | 0 | 0 | _____
[12 empty] | _____ |  | 0% | 0 | 0 | _____
[12 empty] | _____ |  | 0% | 0 | 0 | _____
[12 empty] | _____ |  | 0% | 0 | 0 | _____
[12 empty] | _____ |  | 0% | 0 | 0 | _____
[12 empty] | _____ |  | 0% | 0 | 0 | _____
[12 empty] | _____ |  | 0% | 0 | 0 | _____
[12 empty] | _____ |  | 0% | 0 | 0 | _____
[12 empty] | _____ |  | 0% | 0 | 0 | _____
[12 empty] | _____ |  | 0% | 0 | 0 | _____
[12 empty] | _____ |  | 0% | 0 | 0 | _____
[12 empty] | _____ |  | 0% | 0 | 0 | _____
[12 empty] | _____ |  | 0% | 0 | 0 | _____
[12 empty] | _____ |  | 0% | 0 | 0 | _____
[12 empty] | _____ |  | 0% | 0 | 0 | _____
[12 empty] | _____ |  | 0% | 0 | 0 | _____
[12 empty] | _____ |  | 0% | 0 | 0 | _____
[12 empty] | _____ |  | 0% | 0 | 0 | _____
[12 empty] | _____ |  | 0% | 0 | 0 | _____
[12 empty] | _____ |  | 0% | 0 | 0 | _____
[12 empty] | _____ |  | 0% | 0 | 0 | _____
[12 empty] | _____ |  | 0% | 0 | 0 | _____
[12 empty] | _____ |  | 0% | 0 | 0 | _____
[12 empty] | _____ |  | 0% | 0 | 0 | _____
[12 empty] | _____ |  | 0% | 0 | 0 | _____
[12 empty] | _____ |  | 0% | 0 | 0 | _____
[12 empty] | _____ |  | 0% | 0 | 0 | _____
[12 empty] | _____ |  | 0% | 0 | 0 | _____
[12 empty] | _____ |  | 0% | 0 | 0 | _____
[12 empty] | _____ |  | 0% | 0 | 0 | _____
[12 empty] | _____ |  | 0% | 0 | 0 | _____
[12 empty] | _____ |  | 0% | 0 | 0 | _____
[12 empty] | _____ |  | 0% | 0 | 0 | _____
[12 empty] | _____ |  | 0% | 0 | 0 | _____
[12 empty] | _____ |  | 0% | 0 | 0 | _____
[12 empty] | _____ |  | 0% | 0 | 0 | _____
[12 empty] | _____ |  | 0% | 0 | 0 | _____
[12 empty] | _____ |  | 0% | 0 | 0 | _____
[12 empty] | _____ |  | 0% | 0 | 0 | _____
[12 empty] | _____ |  | 0% | 0 | 0 | _____
[12 empty] | _____ |  | 0% | 0 | 0 | _____
[12 empty] | _____ |  | 0% | 0 | 0 | _____
[12 empty] | _____ |  | 0% | 0 | 0 | _____
[12 empty] | _____ |  | 0% | 0 | 0 | _____
[12 empty] | _____ |  | 0% | 0 | 0 | _____
[12 empty] | _____ |  | 0% | 0 | 0 | _____
[12 empty] | _____ |  | 0% | 0 | 0 | _____
[12 empty] | _____ |  | 0% | 0 | 0 | _____
[12 empty] | _____ |  | 0% | 0 | 0 | _____
[12 empty] | _____ |  | 0% | 0 | 0 | _____
[12 empty] | _____ |  | 0% | 0 | 0 | _____
[12 empty] | _____ |  | 0% | 0 | 0 | _____
[12 empty] | _____ |  | 0% | 0 | 0 | _____
[12 empty] | _____ |  | 0% | 0 | 0 | _____
[12 empty] | _____ |  | 0% | 0 | 0 | _____
[12 empty] | _____ |  | 0% | 0 | 0 | _____
[12 empty] | _____ |  | 0% | 0 | 0 | _____
[12 empty] | _____ |  | 0% | 0 | 0 | _____
[12 empty] | _____ |  | 0% | 0 | 0 | _____
[12 empty] | _____ |  | 0% | 0 | 0 | _____
[12 empty] | _____ |  | 0% | 0 | 0 | _____
[12 empty] | _____ |  | 0% | 0 | 0 | _____
[12 empty] | _____ |  | 0% | 0 | 0 | _____
[12 empty] | _____ |  | 0% | 0 | 0 | _____
[12 empty] | _____ |  | 0% | 0 | 0 | _____
[12 empty] | _____ |  | 0% | 0 | 0 | _____
[12 empty] | _____ |  | 0% | 0 | 0 | _____
[12 empty] | _____ |  | 0% | 0 | 0 | _____
[12 empty] | _____ |  | 0% | 0 | 0 | _____
[12 empty] | _____ |  | 0% | 0 | 0 | _____
[12 empty] | _____ |  | 0% | 0 | 0 | _____
[12 empty] | _____ |  | 0% | 0 | 0 | _____
[12 empty] | _____ |  | 0% | 0 | 0 | _____
[12 empty] | _____ |  | 0% | 0 | 0 | _____
[12 empty] | _____ |  | 0% | 0 | 0 | _____
[12 empty] | _____ |  | 0% | 0 | 0 | _____
[12 empty] | _____ |  | 0% | 0 | 0 | _____
[12 empty] | _____ |  | 0% | 0 | 0 | _____
[12 empty] | _____ |  | 0% | 0 | 0 | _____
[12 empty] | _____ |  | 0% | 0 | 0 | _____
[12 empty] | _____ |  | 0% | 0 | 0 | _____
[12 empty] | _____ |  | 0% | 0 | 0 | _____
[12 empty] | _____ |  | 0% | 0 | 0 | _____
[12 empty] | _____ |  | 0% | 0 | 0 | _____
[12 empty] | _____ |  | 0% | 0 | 0 | _____
[12 empty] | _____ |  | 0% | 0 | 0 | _____
[12 empty] | _____ |  | 0% | 0 | 0 | _____
[12 empty] | _____ |  | 0% | 0 | 0 | _____
[12 empty] | _____ |  | 0% | 0 | 0 | _____
[12 empty] | _____ |  | 0% | 0 | 0 | _____
[12 empty] | _____ |  | 0% | 0 | 0 | _____
[12 empty] | _____ |  | 0% | 0 | 0 | _____
[12 empty] | _____ |  | 0% | 0 | 0 | _____
[12 empty] | _____ |  | 0% | 0 | 0 | _____
[12 empty] | _____ |  | 0% | 0 | 0 | _____
[12 empty] | _____ |  | 0% | 0 | 0 | _____
[12 empty] | _____ |  | 0% | 0 | 0 | _____
[12 empty] | _____ |  | 0% | 0 | 0 | _____
[12 empty] | _____ |  | 0% | 0 | 0 | _____
[12 empty] | _____ |  | 0% | 0 | 0 | _____
[12 empty] | _____ |  | 0% | 0 | 0 | _____
[12 empty] | _____ |  | 0% | 0 | 0 | _____
[12 empty] | _____ |  | 0% | 0 | 0 | _____
[12 empty] | _____ |  | 0% | 0 | 0 | _____
[12 empty] | _____ |  | 0% | 0 | 0 | _____
[12 empty] | _____ |  | 0% | 0 | 0 | _____
[12 empty] | _____ |  | 0% | 0 | 0 | _____
[12 empty] | _____ |  | 0% | 0 | 0 | _____
[12 empty] | _____ |  | 0% | 0 | 0 | _____
[12 empty] | _____ |  | 0% | 0 | 0 | _____
[12 empty] | _____ |  | 0% | 0 | 0 | _____
[12 empty] | _____ |  | 0% | 0 | 0 | _____
[12 empty] | _____ |  | 0% | 0 | 0 | _____
[12 empty] | _____ |  | 0% | 0 | 0 | _____
[12 empty] | _____ |  | 0% | 0 | 0 | _____
[12 empty] | _____ |  | 0% | 0 | 0 | _____
[12 empty] | _____ |  | 0% | 0 | 0 | _____
[12 empty] | _____ |  | 0% | 0 | 0 | _____
[12 empty] | _____ |  | 0% | 0 | 0 | _____
[12 empty] | _____ |  | 0% | 0 | 0 | _____
[12 empty] | _____ |  | 0% | 0 | 0 | _____
[12 empty] | _____ |  | 0% | 0 | 0 | _____
[12 empty] | _____ |  | 0% | 0 | 0 | _____
[12 empty] | _____ |  | 0% | 0 | 0 | _____
[12 empty] | _____ |  | 0% | 0 | 0 | _____
[12 empty] | _____ |  | 0% | 0 | 0 | _____
[12 empty] | _____ |  | 0% | 0 | 0 | _____
[12 empty] | _____ |  | 0% | 0 | 0 | _____
[12 empty] | _____ |  | 0% | 0 | 0 | _____
[12 empty] | _____ |  | 0% | 0 | 0 | _____
[12 empty] | _____ |  | 0% | 0 | 0 | _____
[12 empty] | _____ |  | 0% | 0 | 0 | _____
[12 empty] | _____ |  | 0% | 0 | 0 | _____
[12 empty] | _____ |  | 0% | 0 | 0 | _____
[12 empty] | _____ |  | 0% | 0 | 0 | _____
[12 empty] | _____ |  | 0% | 0 | 0 | _____
[12 empty] | _____ |  | 0% | 0 | 0 | _____
[12 empty] | _____ |  | 0% | 0 | 0 | _____
[12 empty] | _____ |  | 0% | 0 | 0 | _____
[12 empty] | _____ |  | 0% | 0 | 0 | _____
[12 empty] | _____ |  | 0% | 0 | 0 | _____
[12 empty] | _____ |  | 0% | 0 | 0 | _____
[12 empty] | _____ |  | 0% | 0 | 0 | _____
[12 empty] | _____ |  | 0% | 0 | 0 | _____
[12 empty] | _____ |  | 0% | 0 | 0 | _____
[12 empty] | _____ |  | 0% | 0 | 0 | _____
[12 empty] | _____ |  | 0% | 0 | 0 | _____
[12 empty] | _____ |  | 0% | 0 | 0 | _____
[12 empty] | _____ |  | 0% | 0 | 0 | _____
[12 empty] | _____ |  | 0% | 0 | 0 | _____
[12 empty] | _____ |  | 0% | 0 | 0 | _____
[12 empty] | _____ |  | 0% | 0 | 0 | _____
[12 empty] | _____ |  | 0% | 0 | 0 | _____
[12 empty] | _____ |  | 0% | 0 | 0 | _____
[12 empty] | _____ |  | 0% | 0 | 0 | _____
[12 empty] | _____ |  | 0% | 0 | 0 | _____
[12 empty] | _____ |  | 0% | 0 | 0 | _____
[12 empty] | _____ |  | 0% | 0 | 0 | _____
[12 empty] | _____ |  | 0% | 0 | 0 | _____
[12 empty] | _____ |  | 0% | 0 | 0 | _____
[12 empty] | _____ |  | 0% | 0 | 0 | _____
[12 empty] | _____ |  | 0% | 0 | 0 | _____
[12 empty] | _____ |  | 0% | 0 | 0 | _____
[12 empty] | _____ |  | 0% | 0 | 0 | _____
[12 empty] | _____ |  | 0% | 0 | 0 | _____
[12 empty] | _____ |  | 0% | 0 | 0 | _____
[12 empty] | _____ |  | 0% | 0 | 0 | _____
[12 empty] | _____ |  | 0% | 0 | 0 | _____
[12 empty] | _____ |  | 0% | 0 | 0 | _____
[12 empty] | _____ |  | 0% | 0 | 0 | _____
[12 empty] | _____ |  | 0% | 0 | 0 | _____
[12 empty] | _____ |  | 0% | 0 | 0 | _____
[12 empty] | _____ |  | 0% | 0 | 0 | _____
[12 empty] | _____ |  | 0% | 0 | 0 | _____
[12 empty] | _____ |  | 0% | 0 | 0 | _____
[12 empty] | _____ |  | 0% | 0 | 0 | _____
[12 empty] | _____ |  | 0% | 0 | 0 | _____
[12 empty] | _____ |  | 0% | 0 | 0 | _____
[12 empty] | _____ |  | 0% | 0 | 0 | _____
[12 empty] | _____ |  | 0% | 0 | 0 | _____
[12 empty] | _____ |  | 0% | 0 | 0 | _____
[12 empty] | _____ |  | 0% | 0 | 0 | _____
[12 empty] | _____ |  | 0% | 0 | 0 | _____
[12 empty] | _____ |  | 0% | 0 | 0 | _____
[12 empty] | _____ |  | 0% | 0 | 0 | _____
[12 empty] | _____ |  | 0% | 0 | 0 | _____
[12 empty] | _____ |  | 0% | 0 | 0 | _____
[12 empty] | _____ |  | 0% | 0 | 0 | _____
[12 empty] | _____ |  | 0% | 0 | 0 | _____
[12 empty] | _____ |  | 0% | 0 | 0 | _____
[12 empty] | _____ |  | 0% | 0 | 0 | _____
[12 empty] | _____ |  | 0% | 0 | 0 | _____
[12 empty] | _____ |  | 0% | 0 | 0 | _____
[12 empty] | _____ |  | 0% | 0 | 0 | _____
[12 empty] | _____ |  | 0% | 0 | 0 | _____
[12 empty] | _____ |  | 0% | 0 | 0 | _____
[12 empty] | _____ |  | 0% | 0 | 0 | _____
[12 empty] | _____ |  | 0% | 0 | 0 | _____
[12 empty] | _____ |  | 0% | 0 | 0 | _____
[12 empty] | _____ |  | 0% | 0 | 0 | _____
[12 empty] | _____ |  | 0% | 0 | 0 | _____
[12 empty] | _____ |  | 0% | 0 | 0 | _____
[12 empty] | _____ |  | 0% | 0 | 0 | _____
[12 empty] | _____ |  | 0% | 0 | 0 | _____
[12 empty] | _____ |  | 0% | 0 | 0 | _____
[12 empty] | _____ |  | 0% | 0 | 0 | _____
[12 empty] | _____ |  | 0% | 0 | 0 | _____
[12 empty] | _____ |  | 0% | 0 | 0 | _____
[12 empty] | _____ |  | 0% | 0 | 0 | _____
[12 empty] | _____ |  | 0% | 0 | 0 | _____
[12 empty] | _____ |  | 0% | 0 | 0 | _____
[12 empty] | _____ |  | 0% | 0 | 0 | _____
[12 empty] | _____ |  | 0% | 0 | 0 | _____
[12 empty] | _____ |  | 0% | 0 | 0 | _____
[12 empty] | _____ |  | 0% | 0 | 0 | _____
[12 empty] | _____ |  | 0% | 0 | 0 | _____
[12 empty] | _____ |  | 0% | 0 | 0 | _____
[12 empty] | _____ |  | 0% | 0 | 0 | _____
[12 empty] | _____ |  | 0% | 0 | 0 | _____
[12 empty] | _____ |  | 0% | 0 | 0 | _____
[12 empty] | _____ |  | 0% | 0 | 0 | _____
[12 empty] | _____ |  | 0% | 0 | 0 | _____
[12 empty] | _____ |  | 0% | 0 | 0 | _____
[12 empty] | _____ |  | 0% | 0 | 0 | _____
[12 empty] | _____ |  | 0% | 0 | 0 | _____
[12 empty] | _____ |  | 0% | 0 | 0 | _____
[12 empty] | _____ |  | 0% | 0 | 0 | _____
[12 empty] | _____ |  | 0% | 0 | 0 | _____
[12 empty] | _____ |  | 0% | 0 | 0 | _____
[12 empty] | _____ |  | 0% | 0 | 0 | _____
[12 empty] | _____ |  | 0% | 0 | 0 | _____
[12 empty] | _____ |  | 0% | 0 | 0 | _____
[12 empty] | _____ |  | 0% | 0 | 0 | _____
[12 empty] | _____ |  | 0% | 0 | 0 | _____
[12 empty] | _____ |  | 0% | 0 | 0 | _____
[12 empty] | _____ |  | 0% | 0 | 0 | _____
[12 empty] | _____ |  | 0% | 0 | 0 | _____
[12 empty] | _____ |  | 0% | 0 | 0 | _____
[12 empty] | _____ |  | 0% | 0 | 0 | _____
[12 empty] | _____ |  | 0% | 0 | 0 | _____
[12 empty] | _____ |  | 0% | 0 | 0 | _____
[12 empty] | _____ |  | 0% | 0 | 0 | _____
[12 empty] | _____ |  | 0% | 0 | 0 | _____
[12 empty] | _____ |  | 0% | 0 | 0 | _____
[12 empty] | _____ |  | 0% | 0 | 0 | _____
[12 empty] | _____ |  | 0% | 0 | 0 | _____
[12 empty] | _____ |  | 0% | 0 | 0 | _____
[12 empty] | _____ |  | 0% | 0 | 0 | _____
[12 empty] | _____ |  | 0% | 0 | 0 | _____
[12 empty] | _____ |  | 0% | 0 | 0 | _____
[12 empty] | _____ |  | 0% | 0 | 0 | _____
[12 empty] | _____ |  | 0% | 0 | 0 | _____
[12 empty] | _____ |  | 0% | 0 | 0 | _____
[12 empty] | _____ |  | 0% | 0 | 0 | _____
[12 empty] | _____ |  | 0% | 0 | 0 | _____
[12 empty] | _____ |  | 0% | 0 | 0 | _____
[12 empty] | _____ |  | 0% | 0 | 0 | _____
[12 empty] | _____ |  | 0% | 0 | 0 | _____
[12 empty] | _____ |  | 0% | 0 | 0 | _____
[12 empty] | _____ |  | 0% | 0 | 0 | _____
[12 empty] | _____ |  | 0% | 0 | 0 | _____
[12 empty] | _____ |  | 0% | 0 | 0 | _____
[12 empty] | _____ |  | 0% | 0 | 0 | _____
[12 empty] | _____ |  | 0% | 0 | 0 | _____
[12 empty] | _____ |  | 0% | 0 | 0 | _____
[12 empty] | _____ |  | 0% | 0 | 0 | _____
[12 empty] | _____ |  | 0% | 0 | 0 | _____
[12 empty] | _____ |  | 0% | 0 | 0 | _____
[12 empty] | _____ |  | 0% | 0 | 0 | _____
[12 empty] | _____ |  | 0% | 0 | 0 | _____
[12 empty] | _____ |  | 0% | 0 | 0 | _____
[12 empty] | _____ |  | 0% | 0 | 0 | _____
[12 empty] | _____ |  | 0% | 0 | 0 | _____
[12 empty] | _____ |  | 0% | 0 | 0 | _____
[12 empty] | _____ |  | 0% | 0 | 0 | _____
[12 empty] | _____ |  | 0% | 0 | 0 | _____
[12 empty] | _____ |  | 0% | 0 | 0 | _____
[12 empty] | _____ |  | 0% | 0 | 0 | _____
[12 empty] | _____ |  | 0% | 0 | 0 | _____
[12 empty] | _____ |  | 0% | 0 | 0 | _____
[12 empty] | _____ |  | 0% | 0 | 0 | _____
[12 empty] | _____ |  | 0% | 0 | 0 | _____
[12 empty] | _____ |  | 0% | 0 | 0 | _____
[12 empty] | _____ |  | 0% | 0 | 0 | _____
[12 empty] | _____ |  | 0% | 0 | 0 | _____
[12 empty] | _____ |  | 0% | 0 | 0 | _____
[12 empty] | _____ |  | 0% | 0 | 0 | _____
[12 empty] | _____ |  | 0% | 0 | 0 | _____
[12 empty] | _____ |  | 0% | 0 | 0 | _____
[12 empty] | _____ |  | 0% | 0 | 0 | _____
[12 empty] | _____ |  | 0% | 0 | 0 | _____
[12 empty] | _____ |  | 0% | 0 | 0 | _____
[12 empty] | _____ |  | 0% | 0 | 0 | _____
[12 empty] | _____ |  | 0% | 0 | 0 | _____
[12 empty] | _____ |  | 0% | 0 | 0 | _____
[12 empty] | _____ |  | 0% | 0 | 0 | _____
[12 empty] | _____ |  | 0% | 0 | 0 | _____
[12 empty] | _____ |  | 0% | 0 | 0 | _____
[12 empty] | _____ |  | 0% | 0 | 0 | _____
[12 empty] | _____ |  | 0% | 0 | 0 | _____
[12 empty] | _____ |  | 0% | 0 | 0 | _____
[12 empty] | _____ |  | 0% | 0 | 0 | _____
[12 empty] | _____ |  | 0% | 0 | 0 | _____
[12 empty] | _____ |  | 0% | 0 | 0 | _____
[12 empty] | _____ |  | 0% | 0 | 0 | _____
[12 empty] | _____ |  | 0% | 0 | 0 | _____
[12 empty] | _____ |  | 0% | 0 | 0 | _____
[12 empty] | _____ |  | 0% | 0 | 0 | _____
[12 empty] | _____ |  | 0% | 0 | 0 | _____
[12 empty] | _____ |  | 0% | 0 | 0 | _____
[12 empty] | _____ |  | 0% | 0 | 0 | _____
[12 empty] | _____ |  | 0% | 0 | 0 | _____
[12 empty] | _____ |  | 0% | 0 | 0 | _____
[12 empty] | _____ |  | 0% | 0 | 0 | _____
[12 empty] | _____ |  | 0% | 0 | 0 | _____
[12 empty] | _____ |  | 0% | 0 | 0 | _____
[12 empty] | _____ |  | 0% | 0 | 0 | _____
[12 empty] | _____ |  | 0% | 0 | 0 | _____
[12 empty] | _____ |  | 0% | 0 | 0 | _____
[12 empty] | _____ |  | 0% | 0 | 0 | _____
[12 empty] | _____ |  | 0% | 0 | 0 | _____
[12 empty] | _____ |  | 0% | 0 | 0 | _____
[12 empty] | _____ |  | 0% | 0 | 0 | _____
[12 empty] | _____ |  | 0% | 0 | 0 | _____
[12 empty] | _____ |  | 0% | 0 | 0 | _____
[12 empty] | _____ |  | 0% | 0 | 0 | _____
[12 empty] | _____ |  | 0% | 0 | 0 | _____
[12 empty] | _____ |  | 0% | 0 | 0 | _____
[12 empty] | _____ |  | 0% | 0 | 0 | _____
[12 empty] | _____ |  | 0% | 0 | 0 | _____
[12 empty] | _____ |  | 0% | 0 | 0 | _____
[12 empty] | _____ |  | 0% | 0 | 0 | _____
[12 empty] | _____ |  | 0% | 0 | 0 | _____
[12 empty] | _____ |  | 0% | 0 | 0 | _____
[12 empty] | _____ |  | 0% | 0 | 0 | _____
[12 empty] | _____ |  | 0% | 0 | 0 | _____
[12 empty] | _____ |  | 0% | 0 | 0 | _____
[12 empty] | _____ |  | 0% | 0 | 0 | _____
[12 empty] | _____ |  | 0% | 0 | 0 | _____
[12 empty] | _____ |  | 0% | 0 | 0 | _____
[12 empty] | _____ |  | 0% | 0 | 0 | _____
[12 empty] | _____ |  | 0% | 0 | 0 | _____
[12 empty] | _____ |  | 0% | 0 | 0 | _____
[12 empty] | _____ |  | 0% | 0 | 0 | _____
[12 empty] | _____ |  | 0% | 0 | 0 | _____
[12 empty] | _____ |  | 0% | 0 | 0 | _____
[12 empty] | _____ |  | 0% | 0 | 0 | _____
[12 empty] | _____ |  | 0% | 0 | 0 | _____
[12 empty] | _____ |  | 0% | 0 | 0 | _____
[12 empty] | _____ |  | 0% | 0 | 0 | _____
[12 empty] | _____ |  | 0% | 0 | 0 | _____
[12 empty] | _____ |  | 0% | 0 | 0 | _____
[12 empty] | _____ |  | 0% | 0 | 0 | _____
[12 empty] | _____ |  | 0% | 0 | 0 | _____
[12 empty] | _____ |  | 0% | 0 | 0 | _____
[12 empty] | _____ |  | 0% | 0 | 0 | _____
[12 empty] | _____ |  | 0% | 0 | 0 | _____
[12 empty] | _____ |  | 0% | 0 | 0 | _____
[12 empty] | _____ |  | 0% | 0 | 0 | _____
[12 empty] | _____ |  | 0% | 0 | 0 | _____
[12 empty] | _____ |  | 0% | 0 | 0 | _____
[12 empty] | _____ |  | 0% | 0 | 0 | _____
[12 empty] | _____ |  | 0% | 0 | 0 | _____
[12 empty] | _____ |  | 0% | 0 | 0 | _____
[12 empty] | _____ |  | 0% | 0 | 0 | _____
[12 empty] | _____ |  | 0% | 0 | 0 | _____
[12 empty] | _____ |  | 0% | 0 | 0 | _____
[12 empty] | _____ |  | 0% | 0 | 0 | _____
[12 empty] | _____ |  | 0% | 0 | 0 | _____
[12 empty] | _____ |  | 0% | 0 | 0 | _____
[12 empty] | _____ |  | 0% | 0 | 0 | _____
[12 empty] | _____ |  | 0% | 0 | 0 | _____
[12 empty] | _____ |  | 0% | 0 | 0 | _____
[12 empty] | _____ |  | 0% | 0 | 0 | _____
[12 empty] | _____ |  | 0% | 0 | 0 | _____
[12 empty] | _____ |  | 0% | 0 | 0 | _____
[12 empty] | _____ |  | 0% | 0 | 0 | _____
[12 empty] | _____ |  | 0% | 0 | 0 | _____
[12 empty] | _____ |  | 0% | 0 | 0 | _____
[12 empty] | _____ |  | 0% | 0 | 0 | _____
[12 empty] | _____ |  | 0% | 0 | 0 | _____
[12 empty] | _____ |  | 0% | 0 | 0 | _____
[12 empty] | _____ |  | 0% | 0 | 0 | _____
[12 empty] | _____ |  | 0% | 0 | 0 | _____
[12 empty] | _____ |  | 0% | 0 | 0 | _____
[12 empty] | _____ |  | 0% | 0 | 0 | _____
[12 empty] | _____ |  | 0% | 0 | 0 | _____
[12 empty] | _____ |  | 0% | 0 | 0 | _____
[12 empty] | _____ |  | 0% | 0 | 0 | _____
[12 empty] | _____ |  | 0% | 0 | 0 | _____
[12 empty] | _____ |  | 0% | 0 | 0 | _____
[12 empty] | _____ |  | 0% | 0 | 0 | _____
[12 empty] | _____ |  | 0% | 0 | 0 | _____
[12 empty] | _____ |  | 0% | 0 | 0 | _____
[12 empty] | _____ |  | 0% | 0 | 0 | _____
[12 empty] | _____ |  | 0% | 0 | 0 | _____
[12 empty] | _____ |  | 0% | 0 | 0 | _____
[12 empty] | _____ |  | 0% | 0 | 0 | _____
[12 empty] | _____ |  | 0% | 0 | 0 | _____
[12 empty] | _____ |  | 0% | 0 | 0 | _____
[12 empty] | _____ |  | 0% | 0 | 0 | _____
[12 empty] | _____ |  | 0% | 0 | 0 | _____
[12 empty] | _____ |  | 0% | 0 | 0 | _____
[12 empty] | _____ |  | 0% | 0 | 0 | _____
[12 empty] | _____ |  | 0% | 0 | 0 | _____
[12 empty] | _____ |  | 0% | 0 | 0 | _____
[12 empty] | _____ |  | 0% | 0 | 0 | _____
[12 empty] | _____ |  | 0% | 0 | 0 | _____
[12 empty] | _____ |  | 0% | 0 | 0 | _____
[12 empty] | _____ |  | 0% | 0 | 0 | _____
[12 empty] | _____ |  | 0% | 0 | 0 | _____
[12 empty] | _____ |  | 0% | 0 | 0 | _____
[12 empty] | _____ |  | 0% | 0 | 0 | _____
[12 empty] | _____ |  | 0% | 0 | 0 | _____
[12 empty] | _____ |  | 0% | 0 | 0 | _____
[12 empty] | _____ |  | 0% | 0 | 0 | _____
[12 empty] | _____ |  | 0% | 0 | 0 | _____
[12 empty] | _____ |  | 0% | 0 | 0 | _____
[12 empty] | _____ |  | 0% | 0 | 0 | _____
[12 empty] | _____ |  | 0% | 0 | 0 | _____
[12 empty] | _____ |  | 0% | 0 | 0 | _____
[12 empty] | _____ |  | 0% | 0 | 0 | _____
[12 empty] | _____ |  | 0% | 0 | 0 | _____
[12 empty] | _____ |  | 0% | 0 | 0 | _____
[12 empty] | _____ |  | 0% | 0 | 0 | _____
[12 empty] | _____ |  | 0% | 0 | 0 | _____
[12 empty] | _____ |  | 0% | 0 | 0 | _____
[12 empty] | _____ |  | 0% | 0 | 0 | _____
[12 empty] | _____ |  | 0% | 0 | 0 | _____
[12 empty] | _____ |  | 0% | 0 | 0 | _____
[12 empty] | _____ |  | 0% | 0 | 0 | _____
[12 empty] | _____ |  | 0% | 0 | 0 | _____
[12 empty] | _____ |  | 0% | 0 | 0 | _____
[12 empty] | _____ |  | 0% | 0 | 0 | _____
[12 empty] | _____ |  | 0% | 0 | 0 | _____
[12 empty] | _____ |  | 0% | 0 | 0 | _____
[12 empty] | _____ |  | 0% | 0 | 0 | _____
[12 empty] | _____ |  | 0% | 0 | 0 | _____
[12 empty] | _____ |  | 0% | 0 | 0 | _____
[12 empty] | _____ |  | 0% | 0 | 0 | _____
[12 empty] | _____ |  | 0% | 0 | 0 | _____
[12 empty] | _____ |  | 0% | 0 | 0 | _____
[12 empty] | _____ |  | 0% | 0 | 0 | _____
[12 empty] | _____ |  | 0% | 0 | 0 | _____
[12 empty] | _____ |  | 0% | 0 | 0 | _____
[12 empty] | _____ |  | 0% | 0 | 0 | _____
[12 empty] | _____ |  | 0% | 0 | 0 | _____
[12 empty] | _____ |  | 0% | 0 | 0 | _____
[12 empty] | _____ |  | 0% | 0 | 0 | _____
[12 empty] | _____ |  | 0% | 0 | 0 | _____
[12 empty] | _____ |  | 0% | 0 | 0 | _____
[12 empty] | _____ |  | 0% | 0 | 0 | _____
[12 empty] | _____ |  | 0% | 0 | 0 | _____
[12 empty] | _____ |  | 0% | 0 | 0 | _____
[12 empty] | _____ |  | 0% | 0 | 0 | _____
[12 empty] | _____ |  | 0% | 0 | 0 | _____
[12 empty] | _____ |  | 0% | 0 | 0 | _____
[12 empty] | _____ |  | 0% | 0 | 0 | _____
[12 empty] | _____ |  | 0% | 0 | 0 | _____
[12 empty] | _____ |  | 0% | 0 | 0 | _____
[12 empty] | _____ |  | 0% | 0 | 0 | _____
[12 empty] | _____ |  | 0% | 0 | 0 | _____
[12 empty] | _____ |  | 0% | 0 | 0 | _____
[12 empty] | _____ |  | 0% | 0 | 0 | _____
[12 empty] | _____ |  | 0% | 0 | 0 | _____
[12 empty] | _____ |  | 0% | 0 | 0 | _____
[12 empty] | _____ |  | 0% | 0 | 0 | _____
[12 empty] | _____ |  | 0% | 0 | 0 | _____
[12 empty] | _____ |  | 0% | 0 | 0 | _____
[12 empty] | _____ |  | 0% | 0 | 0 | _____
[12 empty] | _____ |  | 0% | 0 | 0 | _____
[12 empty] | _____ |  | 0% | 0 | 0 | _____
[12 empty] | _____ |  | 0% | 0 | 0 | _____
[12 empty] | _____ |  | 0% | 0 | 0 | _____
[12 empty] | _____ |  | 0% | 0 | 0 | _____
[12 empty] | _____ |  | 0% | 0 | 0 | _____
[12 empty] | _____ |  | 0% | 0 | 0 | _____
[12 empty] | _____ |  | 0% | 0 | 0 | _____
[12 empty] | _____ |  | 0% | 0 | 0 | _____
[12 empty] | _____ |  | 0% | 0 | 0 | _____
[12 empty] | _____ |  | 0% | 0 | 0 | _____
[12 empty] | _____ |  | 0% | 0 | 0 | _____
[12 empty] | _____ |  | 0% | 0 | 0 | _____
[12 empty] | _____ |  | 0% | 0 | 0 | _____
[12 empty] | _____ |  | 0% | 0 | 0 | _____
[12 empty] | _____ |  | 0% | 0 | 0 | _____
[12 empty] | _____ |  | 0% | 0 | 0 | _____
[12 empty] | _____ |  | 0% | 0 | 0 | _____
[12 empty] | _____ |  | 0% | 0 | 0 | _____
[12 empty] | _____ |  | 0% | 0 | 0 | _____
[12 empty] | _____ |  | 0% | 0 | 0 | _____
[12 empty] | _____ |  | 0% | 0 | 0 | _____
[12 empty] | _____ |  | 0% | 0 | 0 | _____
[12 empty] | _____ |  | 0% | 0 | 0 | _____
[12 empty] | _____ |  | 0% | 0 | 0 | _____
[12 empty] | _____ |  | 0% | 0 | 0 | _____
[12 empty] | _____ |  | 0% | 0 | 0 | _____
[12 empty] | _____ |  | 0% | 0 | 0 | _____
[12 empty] | _____ |  | 0% | 0 | 0 | _____
[12 empty] | _____ |  | 0% | 0 | 0 | _____
[12 empty] | _____ |  | 0% | 0 | 0 | _____
[12 empty] | _____ |  | 0% | 0 | 0 | _____
[12 empty] | _____ |  | 0% | 0 | 0 | _____
[12 empty] | _____ |  | 0% | 0 | 0 | _____
[12 empty] | _____ |  | 0% | 0 | 0 | _____
[12 empty] | _____ |  | 0% | 0 | 0 | _____
[12 empty] | _____ |  | 0% | 0 | 0 | _____
[12 empty] | _____ |  | 0% | 0 | 0 | _____
[12 empty] | _____ |  | 0% | 0 | 0 | _____
[12 empty] | _____ |  | 0% | 0 | 0 | _____
[12 empty] | _____ |  | 0% | 0 | 0 | _____
[12 empty] | _____ |  | 0% | 0 | 0 | _____
[12 empty] | _____ |  | 0% | 0 | 0 | _____
[12 empty] | _____ |  | 0% | 0 | 0 | _____
[12 empty] | _____ |  | 0% | 0 | 0 | _____
[12 empty] | _____ |  | 0% | 0 | 0 | _____
[12 empty] | _____ |  | 0% | 0 | 0 | _____
[12 empty] | _____ |  | 0% | 0 | 0 | _____
[12 empty] | _____ |  | 0% | 0 | 0 | _____
[12 empty] | _____ |  | 0% | 0 | 0 | _____
[12 empty] | _____ |  | 0% | 0 | 0 | _____
[12 empty] | _____ |  | 0% | 0 | 0 | _____
[12 empty] | _____ |  | 0% | 0 | 0 | _____
[12 empty] | _____ |  | 0% | 0 | 0 | _____
[12 empty] | _____ |  | 0% | 0 | 0 | _____
[12 empty] | _____ |  | 0% | 0 | 0 | _____
[12 empty] | _____ |  | 0% | 0 | 0 | _____
[12 empty] | _____ |  | 0% | 0 | 0 | _____
[12 empty] | _____ |  | 0% | 0 | 0 | _____
[12 empty] | _____ |  | 0% | 0 | 0 | _____
[12 empty] | _____ |  | 0% | 0 | 0 | _____
[12 empty] | _____ |  | 0% | 0 | 0 | _____
[12 empty] | _____ |  | 0% | 0 | 0 | _____
[12 empty] | _____ |  | 0% | 0 | 0 | _____
[12 empty] | _____ |  | 0% | 0 | 0 | _____
[12 empty] | _____ |  | 0% | 0 | 0 | _____
[12 empty] | _____ |  | 0% | 0 | 0 | _____
[12 empty] | _____ |  | 0% | 0 | 0 | _____
[12 empty] | _____ |  | 0% | 0 | 0 | _____
[12 empty] | _____ |  | 0% | 0 | 0 | _____
[12 empty] | _____ |  | 0% | 0 | 0 | _____
[12 empty] | _____ |  | 0% | 0 | 0 | _____
[12 empty] | _____ |  | 0% | 0 | 0 | _____
[12 empty] | _____ |  | 0% | 0 | 0 | _____
[12 empty] | _____ |  | 0% | 0 | 0 | _____
[12 empty] | _____ |  | 0% | 0 | 0 | _____
[12 empty] | _____ |  | 0% | 0 | 0 | _____
[12 empty] | _____ |  | 0% | 0 | 0 | _____
[12 empty] | _____ |  | 0% | 0 | 0 | _____
[12 empty] | _____ |  | 0% | 0 | 0 | _____
[12 empty] | _____ |  | 0% | 0 | 0 | _____
[12 empty] | _____ |  | 0% | 0 | 0 | _____
[12 empty] | _____ |  | 0% | 0 | 0 | _____
[12 empty] | _____ |  | 0% | 0 | 0 | _____
[12 empty] | _____ |  | 0% | 0 | 0 | _____
[12 empty] | _____ |  | 0% | 0 | 0 | _____
[12 empty] | _____ |  | 0% | 0 | 0 | _____
[12 empty] | _____ |  | 0% | 0 | 0 | _____
[12 empty] | _____ |  | 0% | 0 | 0 | _____
[12 empty] | _____ |  | 0% | 0 | 0 | _____
[12 empty] | _____ |  | 0% | 0 | 0 | _____
[12 empty] | _____ |  | 0% | 0 | 0 | _____
[12 empty] | _____ |  | 0% | 0 | 0 | _____
[12 empty] | _____ |  | 0% | 0 | 0 | _____
[12 empty] | _____ |  | 0% | 0 | 0 | _____
[12 empty] | _____ |  | 0% | 0 | 0 | _____
[12 empty] | _____ |  | 0% | 0 | 0 | _____
[12 empty] | _____ |  | 0% | 0 | 0 | _____
[12 empty] | _____ |  | 0% | 0 | 0 | _____
[12 empty] | _____ |  | 0% | 0 | 0 | _____
[12 empty] | _____ |  | 0% | 0 | 0 | _____
[12 empty] | _____ |  | 0% | 0 | 0 | _____
[12 empty] | _____ |  | 0% | 0 | 0 | _____
[12 empty] | _____ |  | 0% | 0 | 0 | _____
[12 empty] | _____ |  | 0% | 0 | 0 | _____
[12 empty] | _____ |  | 0% | 0 | 0 | _____
[12 empty] | _____ |  | 0% | 0 | 0 | _____
[12 empty] | _____ |  | 0% | 0 | 0 | _____
[12 empty] | _____ |  | 0% | 0 | 0 | _____
[12 empty] | _____ |  | 0% | 0 | 0 | _____
[12 empty] | _____ |  | 0% | 0 | 0 | _____
[12 empty] | _____ |  | 0% | 0 | 0 | _____
[12 empty] | _____ |  | 0% | 0 | 0 | _____
[12 empty] | _____ |  | 0% | 0 | 0 | _____
[12 empty] | _____ |  | 0% | 0 | 0 | _____
[12 empty] | _____ |  | 0% | 0 | 0 | _____
[12 empty] | _____ |  | 0% | 0 | 0 | _____
[12 empty] | _____ |  | 0% | 0 | 0 | _____
[12 empty] | _____ |  | 0% | 0 | 0 | _____
[12 empty] | _____ |  | 0% | 0 | 0 | _____
[12 empty] | _____ |  | 0% | 0 | 0 | _____
[12 empty] | _____ |  | 0% | 0 | 0 | _____
[12 empty] | _____ |  | 0% | 0 | 0 | _____
[12 empty] | _____ |  | 0% | 0 | 0 | _____
[12 empty] | _____ |  | 0% | 0 | 0 | _____
[12 empty] | _____ |  | 0% | 0 | 0 | _____
[12 empty] | _____ |  | 0% | 0 | 0 | _____
[12 empty] | _____ |  | 0% | 0 | 0 | _____
[12 empty] | _____ |  | 0% | 0 | 0 | _____
[12 empty] | _____ |  | 0% | 0 | 0 | _____
[12 empty] | _____ |  | 0% | 0 | 0 | _____
[12 empty] | _____ |  | 0% | 0 | 0 | _____
[12 empty] | _____ |  | 0% | 0 | 0 | _____
[12 empty] | _____ |  | 0% | 0 | 0 | _____
[12 empty] | _____ |  | 0% | 0 | 0 | _____
[12 empty] | _____ |  | 0% | 0 | 0 | _____
[12 empty] | _____ |  | 0% | 0 | 0 | _____
[12 empty] | _____ |  | 0% | 0 | 0 | _____
[12 empty] | _____ |  | 0% | 0 | 0 | _____
[12 empty] | _____ |  | 0% | 0 | 0 | _____
[12 empty] | _____ |  | 0% | 0 | 0 | _____
[12 empty] | _____ |  | 0% | 0 | 0 | _____
[12 empty] | _____ |  | 0% | 0 | 0 | _____
[12 empty] | _____ |  | 0% | 0 | 0 | _____
[12 empty] | _____ |  | 0% | 0 | 0 | _____
[12 empty] | _____ |  | 0% | 0 | 0 | _____
[12 empty] | _____ |  | 0% | 0 | 0 | _____
[12 empty] | _____ |  | 0% | 0 | 0 | _____
[12 empty] | _____ |  | 0% | 0 | 0 | _____
[12 empty] | _____ |  | 0% | 0 | 0 | _____
[12 empty] | _____ |  | 0% | 0 | 0 | _____
[12 empty] | _____ |  | 0% | 0 | 0 | _____
[12 empty] | _____ |  | 0% | 0 | 0 | _____
[12 empty] | _____ |  | 0% | 0 | 0 | _____
[12 empty] | _____ |  | 0% | 0 | 0 | _____
[12 empty] | _____ |  | 0% | 0 | 0 | _____
[12 empty] | _____ |  | 0% | 0 | 0 | _____
[12 empty] | _____ |  | 0% | 0 | 0 | _____
[12 empty] | _____ |  | 0% | 0 | 0 | _____
[12 empty] | _____ |  | 0% | 0 | 0 | _____
[12 empty] | _____ |  | 0% | 0 | 0 | _____
[12 empty] | _____ |  | 0% | 0 | 0 | _____
[12 empty] | _____ |  | 0% | 0 | 0 | _____
[12 empty] | _____ |  | 0% | 0 | 0 | _____
[12 empty] | _____ |  | 0% | 0 | 0 | _____
[12 empty] | _____ |  | 0% | 0 | 0 | _____
[12 empty] | _____ |  | 0% | 0 | 0 | _____
[12 empty] | _____ |  | 0% | 0 | 0 | _____
[12 empty] | _____ |  | 0% | 0 | 0 | _____
[12 empty] | _____ |  | 0% | 0 | 0 | _____
[12 empty] | _____ |  | 0% | 0 | 0 | _____
[12 empty] | _____ |  | 0% | 0 | 0 | _____
[12 empty] | _____ |  | 0% | 0 | 0 | _____
[12 empty] | _____ |  | 0% | 0 | 0 | _____
[12 empty] | _____ |  | 0% | 0 | 0 | _____
[12 empty] | _____ |  | 0% | 0 | 0 | _____
[12 empty] | _____ |  | 0% | 0 | 0 | _____
[12 empty] | _____ |  | 0% | 0 | 0 | _____
[12 empty] | _____ |  | 0% | 0 | 0 | _____
[12 empty] | _____ |  | 0% | 0 | 0 | _____
[12 empty] | _____ |  | 0% | 0 | 0 | _____
[12 empty] | _____ |  | 0% | 0 | 0 | _____
[12 empty] | _____ |  | 0% | 0 | 0 | _____
[12 empty] | _____ |  | 0% | 0 | 0 | _____
[12 empty] | _____ |  | 0% | 0 | 0 | _____
[12 empty] | _____ |  | 0% | 0 | 0 | _____
[12 empty] | _____ |  | 0% | 0 | 0 | _____
[12 empty] | _____ |  | 0% | 0 | 0 | _____
[12 empty] | _____ |  | 0% | 0 | 0 | _____
[12 empty] | _____ |  | 0% | 0 | 0 | _____
[12 empty] | _____ |  | 0% | 0 | 0 | _____
[12 empty] | _____ |  | 0% | 0 | 0 | _____
[12 empty] | _____ |  | 0% | 0 | 0 | _____
[12 empty] | _____ |  | 0% | 0 | 0 | _____
[12 empty] | _____ |  | 0% | 0 | 0 | _____
[12 empty] | _____ |  | 0% | 0 | 0 | _____
[12 empty] | _____ |  | 0% | 0 | 0 | _____
[12 empty] | _____ |  | 0% | 0 | 0 | _____
[12 empty] | _____ |  | 0% | 0 | 0 | _____
[12 empty] | _____ |  | 0% | 0 | 0 | _____
[12 empty] | _____ |  | 0% | 0 | 0 | _____
[12 empty] | _____ |  | 0% | 0 | 0 | _____
[12 empty] | _____ |  | 0% | 0 | 0 | _____
[12 empty] | _____ |  | 0% | 0 | 0 | _____
[12 empty] | _____ |  | 0% | 0 | 0 | _____
[12 empty] | _____ |  | 0% | 0 | 0 | _____
[12 empty] | _____ |  | 0% | 0 | 0 | _____
[12 empty] | _____ |  | 0% | 0 | 0 | _____
[12 empty] | _____ |  | 0% | 0 | 0 | _____
[12 empty] | _____ |  | 0% | 0 | 0 | _____
[12 empty] | _____ |  | 0% | 0 | 0 | _____
[12 empty] | _____ |  | 0% | 0 | 0 | _____
[12 empty] | _____ |  | 0% | 0 | 0 | _____
[12 empty] | _____ |  | 0% | 0 | 0 | _____
[12 empty] | _____ |  | 0% | 0 | 0 | _____
[12 empty] | _____ |  | 0% | 0 | 0 | _____
[12 empty] | _____ |  | 0% | 0 | 0 | _____
[12 empty] | _____ |  | 0% | 0 | 0 | _____
[12 empty] | _____ |  | 0% | 0 | 0 | _____
[12 empty] | _____ |  | 0% | 0 | 0 | _____
[12 empty] | _____ |  | 0% | 0 | 0 | _____
[12 empty] | _____ |  | 0% | 0 | 0 | _____
[12 empty] | _____ |  | 0% | 0 | 0 | _____
[12 empty] | _____ |  | 0% | 0 | 0 | _____
[12 empty] | _____ |  | 0% | 0 | 0 | _____
[12 empty] | _____ |  | 0% | 0 | 0 | _____
[12 empty] | _____ |  | 0% | 0 | 0 | _____
[12 empty] | _____ |  | 0% | 0 | 0 | _____
[12 empty] | _____ |  | 0% | 0 | 0 | _____
[12 empty] | _____ |  | 0% | 0 | 0 | _____
[12 empty] | _____ |  | 0% | 0 | 0 | _____
[12 empty] | _____ |  | 0% | 0 | 0 | _____
[12 empty] | _____ |  | 0% | 0 | 0 | _____
[12 empty] | _____ |  | 0% | 0 | 0 | _____
[12 empty] | _____ |  | 0% | 0 | 0 | _____
[12 empty] | _____ |  | 0% | 0 | 0 | _____
[12 empty] | _____ |  | 0% | 0 | 0 | _____
[12 empty] | _____ |  | 0% | 0 | 0 | _____
[12 empty] | _____ |  | 0% | 0 | 0 | _____
[12 empty] | _____ |  | 0% | 0 | 0 | _____
[12 empty] | _____ |  | 0% | 0 | 0 | _____
[12 empty] | _____ |  | 0% | 0 | 0 | _____
[12 empty] | _____ |  | 0% | 0 | 0 | _____
[12 empty] | _____ |  | 0% | 0 | 0 | _____
[12 empty] | _____ |  | 0% | 0 | 0 | _____
[12 empty] | _____ |  | 0% | 0 | 0 | _____
[12 empty] | _____ |  | 0% | 0 | 0 | _____
[12 empty] | _____ |  | 0% | 0 | 0 | _____
[12 empty] | _____ |  | 0% | 0 | 0 | _____
[12 empty] | _____ |  | 0% | 0 | 0 | _____
[12 empty] | _____ |  | 0% | 0 | 0 | _____
[12 empty] | _____ |  | 0% | 0 | 0 | _____
[12 empty] | _____ |  | 0% | 0 | 0 | _____
[12 empty] | _____ |  | 0% | 0 | 0 | _____
[12 empty] | _____ |  | 0% | 0 | 0 | _____
[12 empty] | _____ |  | 0% | 0 | 0 | _____
[12 empty] | _____ |  | 0% | 0 | 0 | _____
[12 empty] | _____ |  | 0% | 0 | 0 | _____
[12 empty] | _____ |  | 0% | 0 | 0 | _____
[12 empty] | _____ |  | 0% | 0 | 0 | _____
[12 empty] | _____ |  | 0% | 0 | 0 | _____
[12 empty] | _____ |  | 0% | 0 | 0 | _____
[12 empty] | _____ |  | 0% | 0 | 0 | _____
[12 empty] | _____ |  | 0% | 0 | 0 | _____
[12 empty] | _____ |  | 0% | 0 | 0 | _____
[12 empty] | _____ |  | 0% | 0 | 0 | _____
[12 empty] | _____ |  | 0% | 0 | 0 | _____
[12 empty] | _____ |  | 0% | 0 | 0 | _____
[12 empty] | _____ |  | 0% | 0 | 0 | _____
[12 empty] | _____ |  | 0% | 0 | 0 | _____
[12 empty] | _____ |  | 0% | 0 | 0 | _____
[12 empty] | _____ |  | 0% | 0 | 0 | _____
[12 empty] | _____ |  | 0% | 0 | 0 | _____
[12 empty] | _____ |  | 0% | 0 | 0 | _____
[12 empty] | _____ |  | 0% | 0 | 0 | _____
[12 empty] | _____ |  | 0% | 0 | 0 | _____
[12 empty] | _____ |  | 0% | 0 | 0 | _____
[12 empty] | _____ |  | 0% | 0 | 0 | _____
[12 empty] | _____ |  | 0% | 0 | 0 | _____
[12 empty] | _____ |  | 0% | 0 | 0 | _____
[12 empty] | _____ |  | 0% | 0 | 0 | _____
[12 empty] | _____ |  | 0% | 0 | 0 | _____
[12 empty] | _____ |  | 0% | 0 | 0 | _____
[12 empty] | _____ |  | 0% | 0 | 0 | _____
[12 empty] | _____ |  | 0% | 0 | 0 | _____
[12 empty] | _____ |  | 0% | 0 | 0 | _____
[12 empty] | _____ |  | 0% | 0 | 0 | _____
[12 empty] | _____ |  | 0% | 0 | 0 | _____
[12 empty] | _____ |  | 0% | 0 | 0 | _____
[12 empty] | _____ |  | 0% | 0 | 0 | _____
[12 empty] | _____ |  | 0% | 0 | 0 | _____
[12 empty] | _____ |  | 0% | 0 | 0 | _____
[12 empty] | _____ |  | 0% | 0 | 0 | _____
[12 empty] | _____ |  | 0% | 0 | 0 | _____
[12 empty] | _____ |  | 0% | 0 | 0 | _____
[12 empty] | _____ |  | 0% | 0 | 0 | _____
[12 empty] | _____ |  | 0% | 0 | 0 | _____
[12 empty] | _____ |  | 0% | 0 | 0 | _____
[12 empty] | _____ |  | 0% | 0 | 0 | _____
[12 empty] | _____ |  | 0% | 0 | 0 | _____
[12 empty] | _____ |  | 0% | 0 | 0 | _____
[12 empty] | _____ |  | 0% | 0 | 0 | _____
[12 empty] | _____ |  | 0% | 0 | 0 | _____
[12 empty] | _____ |  | 0% | 0 | 0 | _____
[12 empty] | _____ |  | 0% | 0 | 0 | _____
[12 empty] | _____ |  | 0% | 0 | 0 | _____
[12 empty] | _____ |  | 0% | 0 | 0 | _____
[12 empty] | _____ |  | 0% | 0 | 0 | _____
[12 empty] | _____ |  | 0% | 0 | 0 | _____
[12 empty] | _____ |  | 0% | 0 | 0 | _____
[12 empty] | _____ |  | 0% | 0 | 0 | _____
[12 empty] | _____ |  | 0% | 0 | 0 | _____
[12 empty] | _____ |  | 0% | 0 | 0 | _____
[12 empty] | _____ |  | 0% | 0 | 0 | _____
[12 empty] | _____ |  | 0% | 0 | 0 | _____
[12 empty] | _____ |  | 0% | 0 | 0 | _____
[12 empty] | _____ |  | 0% | 0 | 0 | _____
[12 empty] | _____ |  | 0% | 0 | 0 | _____
[12 empty] | _____ |  | 0% | 0 | 0 | _____
[12 empty] | _____ |  | 0% | 0 | 0 | _____
[12 empty] | _____ |  | 0% | 0 | 0 | _____
[12 empty] | _____ |  | 0% | 0 | 0 | _____
[12 empty] | _____ |  | 0% | 0 | 0 | _____
[12 empty] | _____ |  | 0% | 0 | 0 | _____
[12 empty] | _____ |  | 0% | 0 | 0 | _____
[12 empty] | _____ |  | 0% | 0 | 0 | _____
[12 empty] | _____ |  | 0% | 0 | 0 | _____
[12 empty] | _____ |  | 0% | 0 | 0 | _____
[12 empty] | _____ |  | 0% | 0 | 0 | _____
[12 empty] | _____ |  | 0% | 0 | 0 | _____
[12 empty] | _____ |  | 0% | 0 | 0 | _____
[12 empty] | _____ |  | 0% | 0 | 0 | _____
[12 empty] | _____ |  | 0% | 0 | 0 | _____
[12 empty] | _____ |  | 0% | 0 | 0 | _____
[12 empty] | _____ |  | 0% | 0 | 0 | _____
[12 empty] | _____ |  | 0% | 0 | 0 | _____
[12 empty] | _____ |  | 0% | 0 | 0 | _____
[12 empty] | _____ |  | 0% | 0 | 0 | _____
[12 empty] | _____ |  | 0% | 0 | 0 | _____
[12 empty] | _____ |  | 0% | 0 | 0 | _____
[12 empty] | _____ |  | 0% | 0 | 0 | _____
[12 empty] | _____ |  | 0% | 0 | 0 | _____
[12 empty] | _____ |  | 0% | 0 | 0 | _____
[12 empty] | _____ |  | 0% | 0 | 0 | _____
[12 empty] | _____ |  | 0% | 0 | 0 | _____
[12 empty] | _____ |  | 0% | 0 | 0 | _____
[12 empty] | _____ |  | 0% | 0 | 0 | _____
[12 empty] | _____ |  | 0% | 0 | 0 | _____
[12 empty] | _____ |  | 0% | 0 | 0 | _____
[12 empty] | _____ |  | 0% | 0 | 0 | _____
[12 empty] | _____ |  | 0% | 0 | 0 | _____
[12 empty] | _____ |  | 0% | 0 | 0 | _____
[12 empty] | _____ |  | 0% | 0 | 0 | _____
[12 empty] | _____ |  | 0% | 0 | 0 | _____
[12 empty] | _____ |  | 0% | 0 | 0 | _____
[12 empty] | _____ |  | 0% | 0 | 0 | _____
[12 empty] | _____ |  | 0% | 0 | 0 | _____
[12 empty] | _____ |  | 0% | 0 | 0 | _____
[12 empty] | _____ |  | 0% | 0 | 0 | _____
[12 empty] | _____ |  | 0% | 0 | 0 | _____
[12 empty] | _____ |  | 0% | 0 | 0 | _____
[12 empty] | _____ |  | 0% | 0 | 0 | _____
[12 empty] | _____ |  | 0% | 0 | 0 | _____
[12 empty] | _____ |  | 0% | 0 | 0 | _____
[12 empty] | _____ |  | 0% | 0 | 0 | _____
[12 empty] | _____ |  | 0% | 0 | 0 | _____
[12 empty] | _____ |  | 0% | 0 | 0 | _____
[12 empty] | _____ |  | 0% | 0 | 0 | _____
[12 empty] | _____ |  | 0% | 0 | 0 | _____
[12 empty] | _____ |  | 0% | 0 | 0 | _____
[12 empty] | _____ |  | 0% | 0 | 0 | _____
[12 empty] | _____ |  | 0% | 0 | 0 | _____
[12 empty] | _____ |  | 0% | 0 | 0 | _____
[12 empty] | _____ |  | 0% | 0 | 0 | _____
[12 empty] | _____ |  | 0% | 0 | 0 | _____
[12 empty] | _____ |  | 0% | 0 | 0 | _____
[12 empty] | _____ |  | 0% | 0 | 0 | _____
[12 empty] | _____ |  | 0% | 0 | 0 | _____
[12 empty] | _____ |  | 0% | 0 | 0 | _____
[12 empty] | _____ |  | 0% | 0 | 0 | _____
[12 empty] | _____ |  | 0% | 0 | 0 | _____
[12 empty] | _____ |  | 0% | 0 | 0 | _____
[12 empty] | _____ |  | 0% | 0 | 0 | _____
[12 empty] | _____ |  | 0% | 0 | 0 | _____
[12 empty] | _____ |  | 0% | 0 | 0 | _____
[12 empty] | _____ |  | 0% | 0 | 0 | _____
[12 empty] | _____ |  | 0% | 0 | 0 | _____
[12 empty] | _____ |  | 0% | 0 | 0 | _____
[12 empty] | _____ |  | 0% | 0 | 0 | _____
[12 empty] | _____ |  | 0% | 0 | 0 | _____
[12 empty] | _____ |  | 0% | 0 | 0 | _____
[12 empty] | _____ |  | 0% | 0 | 0 | _____
[12 empty] | _____ |  | 0% | 0 | 0 | _____
[12 empty] | _____ |  | 0% | 0 | 0 | _____
[12 empty] | _____ |  | 0% | 0 | 0 | _____
[12 empty] | _____ |  | 0% | 0 | 0 | _____
[12 empty] | _____ |  | 0% | 0 | 0 | _____
[12 empty] | _____ |  | 0% | 0 | 0 | _____
[12 empty] | _____ |  | 0% | 0 | 0 | _____
[12 empty] | _____ |  | 0% | 0 | 0 | _____
[12 empty] | _____ |  | 0% | 0 | 0 | _____
[12 empty] | _____ |  | 0% | 0 | 0 | _____
[12 empty] | _____ |  | 0% | 0 | 0 | _____
[12 empty] | _____ |  | 0% | 0 | 0 | _____
[12 empty] | _____ |  | 0% | 0 | 0 | _____
[12 empty] | _____ |  | 0% | 0 | 0 | _____
[12 empty] | _____ |  | 0% | 0 | 0 | _____
[12 empty] | _____ |  | 0% | 0 | 0 | _____
[12 empty] | _____ |  | 0% | 0 | 0 | _____
[12 empty] | _____ |  | 0% | 0 | 0 | _____
[12 empty] | _____ |  | 0% | 0 | 0 | _____
[12 empty] | _____ |  | 0% | 0 | 0 | _____
[12 empty] | _____ |  | 0% | 0 | 0 | _____
[12 empty] | _____ |  | 0% | 0 | 0 | _____
[12 empty] | _____ |  | 0% | 0 | 0 | _____
[12 empty] | _____ |  | 0% | 0 | 0 | _____
[12 empty] | _____ |  | 0% | 0 | 0 | _____
[12 empty] | _____ |  | 0% | 0 | 0 | _____
[12 empty] | _____ |  | 0% | 0 | 0 | _____
[12 empty] | _____ |  | 0% | 0 | 0 | _____
[12 empty] | _____ |  | 0% | 0 | 0 | _____
[12 empty] | _____ |  | 0% | 0 | 0 | _____
[12 empty] | _____ |  | 0% | 0 | 0 | _____
[12 empty] | _____ |  | 0% | 0 | 0 | _____
[12 empty] | _____ |  | 0% | 0 | 0 | _____
[12 empty] | _____ |  | 0% | 0 | 0 | _____
[12 empty] | _____ |  | 0% | 0 | 0 | _____
[12 empty] | _____ |  | 0% | 0 | 0 | _____
[12 empty] | _____ |  | 0% | 0 | 0 | _____
[12 empty] | _____ |  | 0% | 0 | 0 | _____
[12 empty] | _____ |  | 0% | 0 | 0 | _____
[12 empty] | _____ |  | 0% | 0 | 0 | _____
[12 empty] | _____ |  | 0% | 0 | 0 | _____
[12 empty] | _____ |  | 0% | 0 | 0 | _____
[12 empty] | _____ |  | 0% | 0 | 0 | _____
[12 empty] | _____ |  | 0% | 0 | 0 | _____
[12 empty] | _____ |  | 0% | 0 | 0 | _____
[12 empty] | _____ |  | 0% | 0 | 0 | _____
[12 empty] | _____ |  | 0% | 0 | 0 | _____
[12 empty] | _____ |  | 0% | 0 | 0 | _____
[12 empty] | _____ |  | 0% | 0 | 0 | _____
[12 empty] | _____ |  | 0% | 0 | 0 | _____
[12 empty] | _____ |  | 0% | 0 | 0 | _____
[12 empty] | _____ |  | 0% | 0 | 0 | _____
[12 empty] | _____ |  | 0% | 0 | 0 | _____
[12 empty] | _____ |  | 0% | 0 | 0 | _____
[12 empty] | _____ |  | 0% | 0 | 0 | _____
[12 empty] | _____ |  | 0% | 0 | 0 | _____
[12 empty] | _____ |  | 0% | 0 | 0 | _____
[12 empty] | _____ |  | 0% | 0 | 0 | _____
[12 empty] | _____ |  | 0% | 0 | 0 | _____
[12 empty] | _____ |  | 0% | 0 | 0 | _____
[12 empty] | _____ |  | 0% | 0 | 0 | _____
[12 empty] | _____ |  | 0% | 0 | 0 | _____
[12 empty] | _____ |  | 0% | 0 | 0 | _____
[12 empty] | _____ |  | 0% | 0 | 0 | _____
[12 empty] | _____ |  | 0% | 0 | 0 | _____
[12 empty] | _____ |  | 0% | 0 | 0 | _____
[12 empty] | _____ |  | 0% | 0 | 0 | _____
[12 empty] | _____ |  | 0% | 0 | 0 | _____
[12 empty] | _____ |  | 0% | 0 | 0 | _____
[12 empty] | _____ |  | 0% | 0 | 0 | _____
[12 empty] | _____ |  | 0% | 0 | 0 | _____
[12 empty] | _____ |  | 0% | 0 | 0 | _____
[12 empty] | _____ |  | 0% | 0 | 0 | _____
[12 empty] | _____ |  | 0% | 0 | 0 | _____
[12 empty] | _____ |  | 0% | 0 | 0 | _____
[12 empty] | _____ |  | 0% | 0 | 0 | _____
[12 empty] | _____ |  | 0% | 0 | 0 | _____
[12 empty] | _____ |  | 0% | 0 | 0 | _____
[12 empty] | _____ |  | 0% | 0 | 0 | _____
[12 empty] | _____ |  | 0% | 0 | 0 | _____
[12 empty] | _____ |  | 0% | 0 | 0 | _____
[12 empty] | _____ |  | 0% | 0 | 0 | _____
[12 empty] | _____ |  | 0% | 0 | 0 | _____
[12 empty] | _____ |  | 0% | 0 | 0 | _____
[12 empty] | _____ |  | 0% | 0 | 0 | _____
[12 empty] | _____ |  | 0% | 0 | 0 | _____
[12 empty] | _____ |  | 0% | 0 | 0 | _____
[12 empty] | _____ |  | 0% | 0 | 0 | _____
[12 empty] | _____ |  | 0% | 0 | 0 | _____
[12 empty] | _____ |  | 0% | 0 | 0 | _____
[12 empty] | _____ |  | 0% | 0 | 0 | _____
[12 empty] | _____ |  | 0% | 0 | 0 | _____
[12 empty] | _____ |  | 0% | 0 | 0 | _____
[12 empty] | _____ |  | 0% | 0 | 0 | _____
[12 empty] | _____ |  | 0% | 0 | 0 | _____
[12 empty] | _____ |  | 0% | 0 | 0 | _____
[12 empty] | _____ |  | 0% | 0 | 0 | _____
[12 empty] | _____ |  | 0% | 0 | 0 | _____
[12 empty] | _____ |  | 0% | 0 | 0 | _____
[12 empty] | _____ |  | 0% | 0 | 0 | _____
[12 empty] | _____ |  | 0% | 0 | 0 | _____
[12 empty] | _____ |  | 0% | 0 | 0 | _____
[12 empty] | _____ |  | 0% | 0 | 0 | _____
[12 empty] | _____ |  | 0% | 0 | 0 | _____
[12 empty] | _____ |  | 0% | 0 | 0 | _____
[12 empty] | _____ |  | 0% | 0 | 0 | _____
[12 empty] | _____ |  | 0% | 0 | 0 | _____
[12 empty] | _____ |  | 0% | 0 | 0 | _____
[12 empty] | _____ |  | 0% | 0 | 0 | _____
[12 empty] | _____ |  | 0% | 0 | 0 | _____
[12 empty] | _____ |  | 0% | 0 | 0 | _____
[12 empty] | _____ |  | 0% | 0 | 0 | _____
[12 empty] | _____ |  | 0% | 0 | 0 | _____
[12 empty] | _____ |  | 0% | 0 | 0 | _____
[12 empty] | _____ |  | 0% | 0 | 0 | _____
[12 empty] | _____ |  | 0% | 0 | 0 | _____
[12 empty] | _____ |  | 0% | 0 | 0 | _____
[12 empty] | _____ |  | 0% | 0 | 0 | _____
[12 empty] | _____ |  | 0% | 0 | 0 | _____
[12 empty] | _____ |  | 0% | 0 | 0 | _____
[12 empty] | _____ |  | 0% | 0 | 0 | _____
[12 empty] | _____ |  | 0% | 0 | 0 | _____
[12 empty] | _____ |  | 0% | 0 | 0 | _____
[12 empty] | _____ |  | 0% | 0 | 0 | _____
[12 empty] | _____ |  | 0% | 0 | 0 | _____
[12 empty] | _____ |  | 0% | 0 | 0 | _____
[12 empty] | _____ |  | 0% | 0 | 0 | _____
[12 empty] | _____ |  | 0% | 0 | 0 | _____
[12 empty] | _____ |  | 0% | 0 | 0 | _____
[12 empty] | _____ |  | 0% | 0 | 0 | _____
[12 empty] | _____ |  | 0% | 0 | 0 | _____
[12 empty] | _____ |  | 0% | 0 | 0 | _____
[12 empty] | _____ |  | 0% | 0 | 0 | _____
[12 empty] | _____ |  | 0% | 0 | 0 | _____
[12 empty] | _____ |  | 0% | 0 | 0 | _____
[12 empty] | _____ |  | 0% | 0 | 0 | _____
[12 empty] | _____ |  | 0% | 0 | 0 | _____
[12 empty] | _____ |  | 0% | 0 | 0 | _____
[12 empty] | _____ |  | 0% | 0 | 0 | _____
[12 empty] | _____ |  | 0% | 0 | 0 | _____
[12 empty] | _____ |  | 0% | 0 | 0 | _____
[12 empty] | _____ |  | 0% | 0 | 0 | _____
[12 empty] | _____ |  | 0% | 0 | 0 | _____
[12 empty] | _____ |  | 0% | 0 | 0 | _____
[12 empty] | _____ |  | 0% | 0 | 0 | _____
[12 empty] | _____ |  | 0% | 0 | 0 | _____
[12 empty] | _____ |  | 0% | 0 | 0 | _____
[12 empty] | _____ |  | 0% | 0 | 0 | _____
[12 empty] | _____ |  | 0% | 0 | 0 | _____
[12 empty] | _____ |  | 0% | 0 | 0 | _____
[12 empty] | _____ |  | 0% | 0 | 0 | _____
[12 empty] | _____ |  | 0% | 0 | 0 | _____
[12 empty] | _____ |  | 0% | 0 | 0 | _____
[12 empty] | _____ |  | 0% | 0 | 0 | _____
[12 empty] | _____ |  | 0% | 0 | 0 | _____
[12 empty] | _____ |  | 0% | 0 | 0 | _____
[12 empty] | _____ |  | 0% | 0 | 0 | _____
[12 empty] | _____ |  | 0% | 0 | 0 | _____
[12 empty] | _____ |  | 0% | 0 | 0 | _____
[12 empty] | _____ |  | 0% | 0 | 0 | _____
[12 empty] | _____ |  | 0% | 0 | 0 | _____
[12 empty] | _____ |  | 0% | 0 | 0 | _____
[12 empty] | _____ |  | 0% | 0 | 0 | _____
[12 empty] | _____ |  | 0% | 0 | 0 | _____
[12 empty] | _____ |  | 0% | 0 | 0 | _____
[12 empty] | _____ |  | 0% | 0 | 0 | _____
[12 empty] | _____ |  | 0% | 0 | 0 | _____
[12 empty] | _____ |  | 0% | 0 | 0 | _____
[12 empty] | _____ |  | 0% | 0 | 0 | _____
[12 empty] | _____ |  | 0% | 0 | 0 | _____
[12 empty] | _____ |  | 0% | 0 | 0 | _____
[12 empty] | _____ |  | 0% | 0 | 0 | _____
[12 empty] | _____ |  | 0% | 0 | 0 | _____
[12 empty] | _____ |  | 0% | 0 | 0 | _____
[12 empty] | _____ |  | 0% | 0 | 0 | _____
[12 empty] | _____ |  | 0% | 0 | 0 | _____
[12 empty] | _____ |  | 0% | 0 | 0 | _____
[12 empty] | _____ |  | 0% | 0 | 0 | _____
[12 empty] | _____ |  | 0% | 0 | 0 | _____
[12 empty] | _____ |  | 0% | 0 | 0 | _____
[12 empty] | _____ |  | 0% | 0 | 0 | _____
[12 empty] | _____ |  | 0% | 0 | 0 | _____
[12 empty] | _____ |  | 0% | 0 | 0 | _____
[12 empty] | _____ |  | 0% | 0 | 0 | _____
[12 empty] | _____ |  | 0% | 0 | 0 | _____
[12 empty] | _____ |  | 0% | 0 | 0 | _____
[12 empty] | _____ |  | 0% | 0 | 0 | _____
[12 empty] | _____ |  | 0% | 0 | 0 | _____
[12 empty] | _____ |  | 0% | 0 | 0 | _____
[12 empty] | _____ |  | 0% | 0 | 0 | _____
[12 empty] | _____ |  | 0% | 0 | 0 | _____
[12 empty] | _____ |  | 0% | 0 | 0 | _____
[12 empty] | _____ |  | 0% | 0 | 0 | _____
[12 empty] | _____ |  | 0% | 0 | 0 | _____
[12 empty] | _____ |  | 0% | 0 | 0 | _____
[12 empty] | _____ |  | 0% | 0 | 0 | _____
[12 empty] | _____ |  | 0% | 0 | 0 | _____
[12 empty] | _____ |  | 0% | 0 | 0 | _____
[12 empty] | _____ |  | 0% | 0 | 0 | _____
[12 empty] | _____ |  | 0% | 0 | 0 | _____
[12 empty] | _____ |  | 0% | 0 | 0 | _____
[12 empty] | _____ |  | 0% | 0 | 0 | _____
[12 empty] | _____ |  | 0% | 0 | 0 | _____
[12 empty] | _____ |  | 0% | 0 | 0 | _____
[12 empty] | _____ |  | 0% | 0 | 0 | _____
[12 empty] | _____ |  | 0% | 0 | 0 | _____
[12 empty] | _____ |  | 0% | 0 | 0 | _____
[12 empty] | _____ |  | 0% | 0 | 0 | _____
[12 empty] | _____ |  | 0% | 0 | 0 | _____
[12 empty] | _____ |  | 0% | 0 | 0 | _____
[12 empty] | _____ |  | 0% | 0 | 0 | _____
[12 empty] | _____ |  | 0% | 0 | 0 | _____
[12 empty] | _____ |  | 0% | 0 | 0 | _____
[12 empty] | _____ |  | 0% | 0 | 0 | _____
[12 empty] | _____ |  | 0% | 0 | 0 | _____
[12 empty] | _____ |  | 0% | 0 | 0 | _____
[12 empty] | _____ |  | 0% | 0 | 0 | _____
[12 empty] | _____ |  | 0% | 0 | 0 | _____
[12 empty] | _____ |  | 0% | 0 | 0 | _____
[12 empty] | _____ |  | 0% | 0 | 0 | _____
[12 empty] | _____ |  | 0% | 0 | 0 | _____
[12 empty] | _____ |  | 0% | 0 | 0 | _____
[12 empty] | _____ |  | 0% | 0 | 0 | _____
[12 empty] | _____ |  | 0% | 0 | 0 | _____
[12 empty] | _____ |  | 0% | 0 | 0 | _____
[12 empty] | _____ |  | 0% | 0 | 0 | _____
[12 empty] | _____ |  | 0% | 0 | 0 | _____
[12 empty] | _____ |  | 0% | 0 | 0 | _____
[12 empty] | _____ |  | 0% | 0 | 0 | _____
[12 empty] | _____ |  | 0% | 0 | 0 | _____
[12 empty] | _____ |  | 0% | 0 | 0 | _____
[12 empty] | _____ |  | 0% | 0 | 0 | _____
[12 empty] | _____ |  | 0% | 0 | 0 | _____
[12 empty] | _____ |  | 0% | 0 | 0 | _____
[12 empty] | _____ |  | 0% | 0 | 0 | _____
[12 empty] | _____ |  | 0% | 0 | 0 | _____
[12 empty] | _____ |  | 0% | 0 | 0 | _____
[12 empty] | _____ |  | 0% | 0 | 0 | _____
[12 empty] | _____ |  | 0% | 0 | 0 | _____
[12 empty] | _____ |  | 0% | 0 | 0 | _____
[12 empty] | _____ |  | 0% | 0 | 0 | _____
[12 empty] | _____ |  | 0% | 0 | 0 | _____
[12 empty] | _____ |  | 0% | 0 | 0 | _____
[12 empty] | _____ |  | 0% | 0 | 0 | _____
[12 empty] | _____ |  | 0% | 0 | 0 | _____
[12 empty] | _____ |  | 0% | 0 | 0 | _____
[12 empty] | _____ |  | 0% | 0 | 0 | _____
[12 empty] | _____ |  | 0% | 0 | 0 | _____
[12 empty] | _____ |  | 0% | 0 | 0 | _____
[12 empty] | _____ |  | 0% | 0 | 0 | _____
[12 empty] | _____ |  | 0% | 0 | 0 | _____
[12 empty] | _____ |  | 0% | 0 | 0 | _____
[12 empty] | _____ |  | 0% | 0 | 0 | _____
[12 empty] | _____ |  | 0% | 0 | 0 | _____
[12 empty] | _____ |  | 0% | 0 | 0 | _____
[12 empty] | _____ |  | 0% | 0 | 0 | _____
[12 empty] | _____ |  | 0% | 0 | 0 | _____
[12 empty] | _____ |  | 0% | 0 | 0 | _____
[12 empty] | _____ |  | 0% | 0 | 0 | _____
[12 empty] | _____ |  | 0% | 0 | 0 | _____
[12 empty] | _____ |  | 0% | 0 | 0 | _____
[12 empty] | _____ |  | 0% | 0 | 0 | _____
[12 empty] | _____ |  | 0% | 0 | 0 | _____
[12 empty] | _____ |  | 0% | 0 | 0 | _____
[12 empty] | _____ |  | 0% | 0 | 0 | _____
[12 empty] | _____ |  | 0% | 0 | 0 | _____
[12 empty] | _____ |  | 0% | 0 | 0 | _____
[12 empty] | _____ |  | 0% | 0 | 0 | _____
[12 empty] | _____ |  | 0% | 0 | 0 | _____
[12 empty] | _____ |  | 0% | 0 | 0 | _____
[12 empty] | _____ |  | 0% | 0 | 0 | _____
[12 empty] | _____ |  | 0% | 0 | 0 | _____
[12 empty] | _____ |  | 0% | 0 | 0 | _____
[12 empty] | _____ |  | 0% | 0 | 0 | _____
[12 empty] | _____ |  | 0% | 0 | 0 | _____
[12 empty] | _____ |  | 0% | 0 | 0 | _____
[12 empty] | _____ |  | 0% | 0 | 0 | _____
[12 empty] | _____ |  | 0% | 0 | 0 | _____
[12 empty] | _____ |  | 0% | 0 | 0 | _____
[12 empty] | _____ |  | 0% | 0 | 0 | _____
[12 empty] | _____ |  | 0% | 0 | 0 | _____
[12 empty] | _____ |  | 0% | 0 | 0 | _____
[12 empty] | _____ |  | 0% | 0 | 0 | _____
[12 empty] | _____ |  | 0% | 0 | 0 | _____
[12 empty] | _____ |  | 0% | 0 | 0 | _____
[12 empty] | _____ |  | 0% | 0 | 0 | _____
[12 empty] | _____ |  | 0% | 0 | 0 | _____
[12 empty] | _____ |  | 0% | 0 | 0 | _____
[12 empty] | _____ |  | 0% | 0 | 0 | _____
[12 empty] | _____ |  | 0% | 0 | 0 | _____
[12 empty] | _____ |  | 0% | 0 | 0 | _____
[12 empty] | _____ |  | 0% | 0 | 0 | _____
[12 empty] | _____ |  | 0% | 0 | 0 | _____
[12 empty] | _____ |  | 0% | 0 | 0 | _____
[12 empty] | _____ |  | 0% | 0 | 0 | _____
[12 empty] | _____ |  | 0% | 0 | 0 | _____
[12 empty] | _____ |  | 0% | 0 | 0 | _____
[12 empty] | _____ |  | 0% | 0 | 0 | _____
[12 empty] | _____ |  | 0% | 0 | 0 | _____
[12 empty] | _____ |  | 0% | 0 | 0 | _____
[12 empty] | _____ |  | 0% | 0 | 0 | _____
[12 empty] | _____ |  | 0% | 0 | 0 | _____
[12 empty] | _____ |  | 0% | 0 | 0 | _____
[12 empty] | _____ |  | 0% | 0 | 0 | _____
[12 empty] | _____ |  | 0% | 0 | 0 | _____
[12 empty] | _____ |  | 0% | 0 | 0 | _____
[12 empty] | _____ |  | 0% | 0 | 0 | _____
[12 empty] | _____ |  | 0% | 0 | 0 | _____
[12 empty] | _____ |  | 0% | 0 | 0 | _____
[12 empty] | _____ |  | 0% | 0 | 0 | _____
[12 empty] | _____ |  | 0% | 0 | 0 | _____
[12 empty] | _____ |  | 0% | 0 | 0 | _____
[12 empty] | _____ |  | 0% | 0 | 0 | _____
[12 empty] | _____ |  | 0% | 0 | 0 | _____
[12 empty] | _____ |  | 0% | 0 | 0 | _____
[12 empty] | _____ |  | 0% | 0 | 0 | _____
[12 empty] | _____ |  | 0% | 0 | 0 | _____
[12 empty] | _____ |  | 0% | 0 | 0 | _____
[12 empty] | _____ |  | 0% | 0 | 0 | _____
[12 empty] | _____ |  | 0% | 0 | 0 | _____
[12 empty] | _____ |  | 0% | 0 | 0 | _____
[12 empty] | _____ |  | 0% | 0 | 0 | _____
[12 empty] | _____ |  | 0% | 0 | 0 | _____
[12 empty] | _____ |  | 0% | 0 | 0 | _____
[12 empty] | _____ |  | 0% | 0 | 0 | _____
[12 empty] | _____ |  | 0% | 0 | 0 | _____
[12 empty] | _____ |  | 0% | 0 | 0 | _____
[12 empty] | _____ |  | 0% | 0 | 0 | _____
[12 empty] | _____ |  | 0% | 0 | 0 | _____
[12 empty] | _____ |  | 0% | 0 | 0 | _____
[12 empty] | _____ |  | 0% | 0 | 0 | _____
[12 empty] | _____ |  | 0% | 0 | 0 | _____
[12 empty] | _____ |  | 0% | 0 | 0 | _____
[12 empty] | _____ |  | 0% | 0 | 0 | _____
[12 empty] | _____ |  | 0% | 0 | 0 | _____
[12 empty] | _____ |  | 0% | 0 | 0 | _____
[12 empty] | _____ |  | 0% | 0 | 0 | _____
[12 empty] | _____ |  | 0% | 0 | 0 | _____
[12 empty] | _____ |  | 0% | 0 | 0 | _____
[12 empty] | _____ |  | 0% | 0 | 0 | _____
[12 empty] | _____ |  | 0% | 0 | 0 | _____
[12 empty] | _____ |  | 0% | 0 | 0 | _____
[12 empty] | _____ |  | 0% | 0 | 0 | _____
[12 empty] | _____ |  | 0% | 0 | 0 | _____
[12 empty] | _____ |  | 0% | 0 | 0 | _____
[12 empty] | _____ |  | 0% | 0 | 0 | _____
[12 empty] | _____ |  | 0% | 0 | 0 | _____
[12 empty] | _____ |  | 0% | 0 | 0 | _____
[12 empty] | _____ |  | 0% | 0 | 0 | _____
[12 empty] | _____ |  | 0% | 0 | 0 | _____
[12 empty] | _____ |  | 0% | 0 | 0 | _____
[12 empty] | _____ |  | 0% | 0 | 0 | _____
[12 empty] | _____ |  | 0% | 0 | 0 | _____
[12 empty] | _____ |  | 0% | 0 | 0 | _____
[12 empty] | _____ |  | 0% | 0 | 0 | _____
[12 empty] | _____ |  | 0% | 0 | 0 | _____
[12 empty] | _____ |  | 0% | 0 | 0 | _____
[12 empty] | _____ |  | 0% | 0 | 0 | _____
[12 empty] | _____ |  | 0% | 0 | 0 | _____
[12 empty] | _____ |  | 0% | 0 | 0 | _____
[12 empty] | _____ |  | 0% | 0 | 0 | _____
[12 empty] | _____ |  | 0% | 0 | 0 | _____
[12 empty] | _____ |  | 0% | 0 | 0 | _____
[12 empty] | _____ |  | 0% | 0 | 0 | _____
[12 empty] | _____ |  | 0% | 0 | 0 | _____
[12 empty] | _____ |  | 0% | 0 | 0 | _____
[12 empty] | _____ |  | 0% | 0 | 0 | _____
[12 empty] | _____ |  | 0% | 0 | 0 | _____
[12 empty] | _____ |  | 0% | 0 | 0 | _____
[12 empty] | _____ |  | 0% | 0 | 0 | _____
[12 empty] | _____ |  | 0% | 0 | 0 | _____
[12 empty] | _____ |  | 0% | 0 | 0 | _____
[12 empty] | _____ |  | 0% | 0 | 0 | _____
[12 empty] | _____ |  | 0% | 0 | 0 | _____
[12 empty] | _____ |  | 0% | 0 | 0 | _____
[12 empty] | _____ |  | 0% | 0 | 0 | _____
[12 empty] | _____ |  | 0% | 0 | 0 | _____
[12 empty] | _____ |  | 0% | 0 | 0 | _____
[12 empty] | _____ |  | 0% | 0 | 0 | _____
[12 empty] | _____ |  | 0% | 0 | 0 | _____
[12 empty] | _____ |  | 0% | 0 | 0 | _____
[12 empty] | _____ |  | 0% | 0 | 0 | _____
[12 empty] | _____ |  | 0% | 0 | 0 | _____
[12 empty] | _____ |  | 0% | 0 | 0 | _____
[12 empty] | _____ |  | 0% | 0 | 0 | _____
[12 empty] | _____ |  | 0% | 0 | 0 | _____
[12 empty] | _____ |  | 0% | 0 | 0 | _____
[12 empty] | _____ |  | 0% | 0 | 0 | _____
[12 empty] | _____ |  | 0% | 0 | 0 | _____
[12 empty] | _____ |  | 0% | 0 | 0 | _____
[12 empty] | _____ |  | 0% | 0 | 0 | _____
[12 empty] | _____ |  | 0% | 0 | 0 | _____
[12 empty] | _____ |  | 0% | 0 | 0 | _____
[12 empty] | _____ |  | 0% | 0 | 0 | _____
[12 empty] | _____ |  | 0% | 0 | 0 | _____
[12 empty] | _____ |  | 0% | 0 | 0 | _____
[12 empty] | _____ |  | 0% | 0 | 0 | _____
[12 empty] | _____ |  | 0% | 0 | 0 | _____
[12 empty] | _____ |  | 0% | 0 | 0 | _____
[12 empty] | _____ |  | 0% | 0 | 0 | _____
[12 empty] | _____ |  | 0% | 0 | 0 | _____
[12 empty] | _____ |  | 0% | 0 | 0 | _____
[12 empty] | _____ |  | 0% | 0 | 0 | _____
[12 empty] | _____ |  | 0% | 0 | 0 | _____
[12 empty] | _____ |  | 0% | 0 | 0 | _____
[12 empty] | _____ |  | 0% | 0 | 0 | _____
[12 empty] | _____ |  | 0% | 0 | 0 | _____
[12 empty] | _____ |  | 0% | 0 | 0 | _____
[12 empty] | _____ |  | 0% | 0 | 0 | _____
[12 empty] | _____ |  | 0% | 0 | 0 | _____
[12 empty] | _____ |  | 0% | 0 | 0 | _____
[12 empty] | _____ |  | 0% | 0 | 0 | _____
[12 empty] | _____ |  | 0% | 0 | 0 | _____
[12 empty] | _____ |  | 0% | 0 | 0 | _____
[12 empty] | _____ |  | 0% | 0 | 0 | _____
[12 empty] | _____ |  | 0% | 0 | 0 | _____
[12 empty] | _____ |  | 0% | 0 | 0 | _____
[12 empty] | _____ |  | 0% | 0 | 0 | _____
[12 empty] | _____ |  | 0% | 0 | 0 | _____
[12 empty] | _____ |  | 0% | 0 | 0 | _____
[12 empty] | _____ |  | 0% | 0 | 0 | _____
[12 empty] | _____ |  | 0% | 0 | 0 | _____
[12 empty] | _____ |  | 0% | 0 | 0 | _____
[12 empty] | _____ |  | 0% | 0 | 0 | _____
[12 empty] | _____ |  | 0% | 0 | 0 | _____
[12 empty] | _____ |  | 0% | 0 | 0 | _____
[12 empty] | _____ |  | 0% | 0 | 0 | _____
[12 empty] | _____ |  | 0% | 0 | 0 | _____
[12 empty] | _____ |  | 0% | 0 | 0 | _____
[12 empty] | _____ |  | 0% | 0 | 0 | _____
[12 empty] | _____ |  | 0% | 0 | 0 | _____
[12 empty] | _____ |  | 0% | 0 | 0 | _____
[12 empty] | _____ |  | 0% | 0 | 0 | _____
[12 empty] | _____ |  | 0% | 0 | 0 | _____
[12 empty] | _____ |  | 0% | 0 | 0 | _____
[12 empty] | _____ |  | 0% | 0 | 0 | _____
[12 empty] | _____ |  | 0% | 0 | 0 | _____
[12 empty] | _____ |  | 0% | 0 | 0 | _____
[12 empty] | _____ |  | 0% | 0 | 0 | _____
[12 empty] | _____ |  | 0% | 0 | 0 | _____
[12 empty] | _____ |  | 0% | 0 | 0 | _____
[12 empty] | _____ |  | 0% | 0 | 0 | _____
[12 empty] | _____ |  | 0% | 0 | 0 | _____
[12 empty] | _____ |  | 0% | 0 | 0 | _____
[12 empty] | _____ |  | 0% | 0 | 0 | _____
[12 empty] | _____ |  | 0% | 0 | 0 | _____
[12 empty] | _____ |  | 0% | 0 | 0 | _____
[12 empty] | _____ |  | 0% | 0 | 0 | _____
[12 empty] | _____ |  | 0% | 0 | 0 | _____
[12 empty] | _____ |  | 0% | 0 | 0 | _____
[12 empty] | _____ |  | 0% | 0 | 0 | _____
[12 empty] | _____ |  | 0% | 0 | 0 | _____
[12 empty] | _____ |  | 0% | 0 | 0 | _____
[12 empty] | _____ |  | 0% | 0 | 0 | _____
[12 empty] | _____ |  | 0% | 0 | 0 | _____
[12 empty] | _____ |  | 0% | 0 | 0 | _____
[12 empty] | _____ |  | 0% | 0 | 0 | _____
[12 empty] | _____ |  | 0% | 0 | 0 | _____
[12 empty] | _____ |  | 0% | 0 | 0 | _____
[12 empty] | _____ |  | 0% | 0 | 0 | _____
[12 empty] | _____ |  | 0% | 0 | 0 | _____
[12 empty] | _____ |  | 0% | 0 | 0 | _____
[12 empty] | _____ |  | 0% | 0 | 0 | _____
[12 empty] | _____ |  | 0% | 0 | 0 | _____
[12 empty] | _____ |  | 0% | 0 | 0 | _____
[12 empty] | _____ |  | 0% | 0 | 0 | _____
[12 empty] | _____ |  | 0% | 0 | 0 | _____
[12 empty] | _____ |  | 0% | 0 | 0 | _____
[12 empty] | _____ |  | 0% | 0 | 0 | _____
[12 empty] | _____ |  | 0% | 0 | 0 | _____
[12 empty] | _____ |  | 0% | 0 | 0 | _____
[12 empty] | _____ |  | 0% | 0 | 0 | _____
[12 empty] | _____ |  | 0% | 0 | 0 | _____
[12 empty] | _____ |  | 0% | 0 | 0 | _____
[12 empty] | _____ |  | 0% | 0 | 0 | _____
[12 empty] | _____ |  | 0% | 0 | 0 | _____
[12 empty] | _____ |  | 0% | 0 | 0 | _____
[12 empty] | _____ |  | 0% | 0 | 0 | _____
[12 empty] | _____ |  | 0% | 0 | 0 | _____
[12 empty] | _____ |  | 0% | 0 | 0 | _____
[12 empty] | _____ |  | 0% | 0 | 0 | _____
[12 empty] | _____ |  | 0% | 0 | 0 | _____
[12 empty] | _____ |  | 0% | 0 | 0 | _____
[12 empty] | _____ |  | 0% | 0 | 0 | _____
[12 empty] | _____ |  | 0% | 0 | 0 | _____
[12 empty] | _____ |  | 0% | 0 | 0 | _____
[12 empty] | _____ |  | 0% | 0 | 0 | _____
[12 empty] | _____ |  | 0% | 0 | 0 | _____
[12 empty] | _____ |  | 0% | 0 | 0 | _____
[12 empty] | _____ |  | 0% | 0 | 0 | _____
[12 empty] | _____ |  | 0% | 0 | 0 | _____
[12 empty] | _____ |  | 0% | 0 | 0 | _____
[12 empty] | _____ |  | 0% | 0 | 0 | _____
[12 empty] | _____ |  | 0% | 0 | 0 | _____
[12 empty] | _____ |  | 0% | 0 | 0 | _____
[12 empty] | _____ |  | 0% | 0 | 0 | _____
[12 empty] | _____ |  | 0% | 0 | 0 | _____
[12 empty] | _____ |  | 0% | 0 | 0 | _____
[12 empty] | _____ |  | 0% | 0 | 0 | _____
[12 empty] | _____ |  | 0% | 0 | 0 | _____
[12 empty] | _____ |  | 0% | 0 | 0 | _____
[12 empty] | _____ |  | 0% | 0 | 0 | _____
[12 empty] | _____ |  | 0% | 0 | 0 | _____
[12 empty] | _____ |  | 0% | 0 | 0 | _____
[12 empty] | _____ |  | 0% | 0 | 0 | _____
[12 empty] | _____ |  | 0% | 0 | 0 | _____
[12 empty] | _____ |  | 0% | 0 | 0 | _____
[12 empty] | _____ |  | 0% | 0 | 0 | _____
[12 empty] | _____ |  | 0% | 0 | 0 | _____
[12 empty] | _____ |  | 0% | 0 | 0 | _____
[12 empty] | _____ |  | 0% | 0 | 0 | _____
[12 empty] | _____ |  | 0% | 0 | 0 | _____
[12 empty] | _____ |  | 0% | 0 | 0 | _____
[12 empty] | _____ |  | 0% | 0 | 0 | _____
[12 empty] | _____ |  | 0% | 0 | 0 | _____
[12 empty] | _____ |  | 0% | 0 | 0 | _____
[12 empty] | _____ |  | 0% | 0 | 0 | _____
[12 empty] | _____ |  | 0% | 0 | 0 | _____
[12 empty] | _____ |  | 0% | 0 | 0 | _____
[12 empty] | _____ |  | 0% | 0 | 0 | _____
[12 empty] | _____ |  | 0% | 0 | 0 | _____
[12 empty] | _____ |  | 0% | 0 | 0 | _____
[12 empty] | _____ |  | 0% | 0 | 0 | _____
[12 empty] | _____ |  | 0% | 0 | 0 | _____
[12 empty] | _____ |  | 0% | 0 | 0 | _____
[12 empty] | _____ |  | 0% | 0 | 0 | _____
[12 empty] | _____ |  | 0% | 0 | 0 | _____
[12 empty] | _____ |  | 0% | 0 | 0 | _____
[12 empty] | _____ |  | 0% | 0 | 0 | _____
[12 empty] | _____ |  | 0% | 0 | 0 | _____
[12 empty] | _____ |  | 0% | 0 | 0 | _____
[12 empty] | _____ |  | 0% | 0 | 0 | _____
[12 empty] | _____ |  | 0% | 0 | 0 | _____
[12 empty] | _____ |  | 0% | 0 | 0 | _____
[12 empty] | _____ |  | 0% | 0 | 0 | _____
[12 empty] | _____ |  | 0% | 0 | 0 | _____
[12 empty] | _____ |  | 0% | 0 | 0 | _____
[12 empty] | _____ |  | 0% | 0 | 0 | _____
[12 empty] | _____ |  | 0% | 0 | 0 | _____
[12 empty] | _____ |  | 0% | 0 | 0 | _____
[12 empty] | _____ |  | 0% | 0 | 0 | _____
[12 empty] | _____ |  | 0% | 0 | 0 | _____
[12 empty] | _____ |  | 0% | 0 | 0 | _____
[12 empty] | _____ |  | 0% | 0 | 0 | _____
[12 empty] | _____ |  | 0% | 0 | 0 | _____
[12 empty] | _____ |  | 0% | 0 | 0 | _____
[12 empty] | _____ |  | 0% | 0 | 0 | _____
[12 empty] | _____ |  | 0% | 0 | 0 | _____
[12 empty] | _____ |  | 0% | 0 | 0 | _____
[12 empty] | _____ |  | 0% | 0 | 0 | _____
[12 empty] | _____ |  | 0% | 0 | 0 | _____
[12 empty] | _____ |  | 0% | 0 | 0 | _____
[12 empty] | _____ |  | 0% | 0 | 0 | _____
[12 empty] | _____ |  | 0% | 0 | 0 | _____
[12 empty] | _____ |  | 0% | 0 | 0 | _____
[12 empty] | _____ |  | 0% | 0 | 0 | _____
[12 empty] | _____ |  | 0% | 0 | 0 | _____
[12 empty] | _____ |  | 0% | 0 | 0 | _____
[12 empty] | _____ |  | 0% | 0 | 0 | _____
[12 empty] | _____ |  | 0% | 0 | 0 | _____
[12 empty] | _____ |  | 0% | 0 | 0 | _____
[12 empty] | _____ |  | 0% | 0 | 0 | _____
[12 empty] | _____ |  | 0% | 0 | 0 | _____
[12 empty] | _____ |  | 0% | 0 | 0 | _____
[12 empty] | _____ |  | 0% | 0 | 0 | _____
[12 empty] | _____ |  | 0% | 0 | 0 | _____
[12 empty] | _____ |  | 0% | 0 | 0 | _____
[12 empty] | _____ |  | 0% | 0 | 0 | _____
[12 empty] | _____ |  | 0% | 0 | 0 | _____
[12 empty] | _____ |  | 0% | 0 | 0 | _____
[12 empty] | _____ |  | 0% | 0 | 0 | _____
[12 empty] | _____ |  | 0% | 0 | 0 | _____
[12 empty] | _____ |  | 0% | 0 | 0 | _____
[12 empty] | _____ |  | 0% | 0 | 0 | _____
[12 empty] | _____ |  | 0% | 0 | 0 | _____
[12 empty] | _____ |  | 0% | 0 | 0 | _____
[12 empty] | _____ |  | 0% | 0 | 0 | _____
[12 empty] | _____ |  | 0% | 0 | 0 | _____
[12 empty] | _____ |  | 0% | 0 | 0 | _____
[12 empty] | _____ |  | 0% | 0 | 0 | _____
[12 empty] | _____ |  | 0% | 0 | 0 | _____
[12 empty] | _____ |  | 0% | 0 | 0 | _____
[12 empty] | _____ |  | 0% | 0 | 0 | _____
[12 empty] | _____ |  | 0% | 0 | 0 | _____
[12 empty] | _____ |  | 0% | 0 | 0 | _____
[12 empty] | _____ |  | 0% | 0 | 0 | _____
[12 empty] | _____ |  | 0% | 0 | 0 | _____
[12 empty] | _____ |  | 0% | 0 | 0 | _____
[12 empty] | _____ |  | 0% | 0 | 0 | _____
[12 empty] | _____ |  | 0% | 0 | 0 | _____
[12 empty] | _____ |  | 0% | 0 | 0 | _____
[12 empty] | _____ |  | 0% | 0 | 0 | _____
[12 empty] | _____ |  | 0% | 0 | 0 | _____
[12 empty] | _____ |  | 0% | 0 | 0 | _____
[12 empty] | _____ |  | 0% | 0 | 0 | _____
[12 empty] | _____ |  | 0% | 0 | 0 | _____
[12 empty] | _____ |  | 0% | 0 | 0 | _____
[12 empty] | _____ |  | 0% | 0 | 0 | _____
[12 empty] | _____ |  | 0% | 0 | 0 | _____
[12 empty] | _____ |  | 0% | 0 | 0 | _____
[12 empty] | _____ |  | 0% | 0 | 0 | _____
[12 empty] | _____ |  | 0% | 0 | 0 | _____
[12 empty] | _____ |  | 0% | 0 | 0 | _____
[12 empty] | _____ |  | 0% | 0 | 0 | _____
[12 empty] | _____ |  | 0% | 0 | 0 | _____
[12 empty] | _____ |  | 0% | 0 | 0 | _____
[12 empty] | _____ |  | 0% | 0 | 0 | _____
[12 empty] | _____ |  | 0% | 0 | 0 | _____
[12 empty] | _____ |  | 0% | 0 | 0 | _____
[12 empty] | _____ |  | 0% | 0 | 0 | _____
[12 empty] | _____ |  | 0% | 0 | 0 | _____
[12 empty] | _____ |  | 0% | 0 | 0 | _____
[12 empty] | _____ |  | 0% | 0 | 0 | _____
[12 empty] | _____ |  | 0% | 0 | 0 | _____
[12 empty] | _____ |  | 0% | 0 | 0 | _____
[12 empty] | _____ |  | 0% | 0 | 0 | _____
[12 empty] | _____ |  | 0% | 0 | 0 | _____
[12 empty] | _____ |  | 0% | 0 | 0 | _____
[12 empty] | _____ |  | 0% | 0 | 0 | _____
[12 empty] | _____ |  | 0% | 0 | 0 | _____
[12 empty] | _____ |  | 0% | 0 | 0 | _____
[12 empty] | _____ |  | 0% | 0 | 0 | _____
[12 empty] | _____ |  | 0% | 0 | 0 | _____
[12 empty] | _____ |  | 0% | 0 | 0 | _____
[12 empty] | _____ |  | 0% | 0 | 0 | _____
[12 empty] | _____ |  | 0% | 0 | 0 | _____
[12 empty] | _____ |  | 0% | 0 | 0 | _____
[12 empty] | _____ |  | 0% | 0 | 0 | _____
[12 empty] | _____ |  | 0% | 0 | 0 | _____
[12 empty] | _____ |  | 0% | 0 | 0 | _____
[12 empty] | _____ |  | 0% | 0 | 0 | _____
[12 empty] | _____ |  | 0% | 0 | 0 | _____
[12 empty] | _____ |  | 0% | 0 | 0 | _____
[12 empty] | _____ |  | 0% | 0 | 0 | _____
[12 empty] | _____ |  | 0% | 0 | 0 | _____
[12 empty] | _____ |  | 0% | 0 | 0 | _____
[12 empty] | _____ |  | 0% | 0 | 0 | _____
[12 empty] | _____ |  | 0% | 0 | 0 | _____
[12 empty] | _____ |  | 0% | 0 | 0 | _____
[12 empty] | _____ |  | 0% | 0 | 0 | _____
[12 empty] | _____ |  | 0% | 0 | 0 | _____
[12 empty] | _____ |  | 0% | 0 | 0 | _____
[12 empty] | _____ |  | 0% | 0 | 0 | _____
[12 empty] | _____ |  | 0% | 0 | 0 | _____
[12 empty] | _____ |  | 0% | 0 | 0 | _____
[12 empty] | _____ |  | 0% | 0 | 0 | _____
[12 empty] | _____ |  | 0% | 0 | 0 | _____
[12 empty] | _____ |  | 0% | 0 | 0 | _____
[12 empty] | _____ |  | 0% | 0 | 0 | _____
[12 empty] | _____ |  | 0% | 0 | 0 | _____
[12 empty] | _____ |  | 0% | 0 | 0 | _____
[12 empty] | _____ |  | 0% | 0 | 0 | _____
[12 empty] | _____ |  | 0% | 0 | 0 | _____
[12 empty] | _____ |  | 0% | 0 | 0 | _____
[12 empty] | _____ |  | 0% | 0 | 0 | _____
[12 empty] | _____ |  | 0% | 0 | 0 | _____
[12 empty] | _____ |  | 0% | 0 | 0 | _____
[12 empty] | _____ |  | 0% | 0 | 0 | _____
[12 empty] | _____ |  | 0% | 0 | 0 | _____
[12 empty] | _____ |  | 0% | 0 | 0 | _____
[12 empty] | _____ |  | 0% | 0 | 0 | _____
[12 empty] | _____ |  | 0% | 0 | 0 | _____
[12 empty] | _____ |  | 0% | 0 | 0 | _____
[12 empty] | _____ |  | 0% | 0 | 0 | _____
[12 empty] | _____ |  | 0% | 0 | 0 | _____
[12 empty] | _____ |  | 0% | 0 | 0 | _____
[12 empty] | _____ |  | 0% | 0 | 0 | _____
[12 empty] | _____ |  | 0% | 0 | 0 | _____
[12 empty] | _____ |  | 0% | 0 | 0 | _____
[12 empty] | _____ |  | 0% | 0 | 0 | _____
[12 empty] | _____ |  | 0% | 0 | 0 | _____
[12 empty] | _____ |  | 0% | 0 | 0 | _____
[12 empty] | _____ |  | 0% | 0 | 0 | _____
[12 empty] | _____ |  | 0% | 0 | 0 | _____
[12 empty] | _____ |  | 0% | 0 | 0 | _____
[12 empty] | _____ |  | 0% | 0 | 0 | _____
[12 empty] | _____ |  | 0% | 0 | 0 | _____
[12 empty] | _____ |  | 0% | 0 | 0 | _____
[12 empty] | _____ |  | 0% | 0 | 0 | _____
[12 empty] | _____ |  | 0% | 0 | 0 | _____
[12 empty] | _____ |  | 0% | 0 | 0 | _____
[12 empty] | _____ |  | 0% | 0 | 0 | _____
[12 empty] | _____ |  | 0% | 0 | 0 | _____
[12 empty] | _____ |  | 0% | 0 | 0 | _____
[12 empty] | _____ |  | 0% | 0 | 0 | _____
[12 empty] | _____ |  | 0% | 0 | 0 | _____
[12 empty] | _____ |  | 0% | 0 | 0 | _____
[12 empty] | _____ |  | 0% | 0 | 0 | _____
[12 empty] | _____ |  | 0% | 0 | 0 | _____
[12 empty] | _____ |  | 0% | 0 | 0 | _____
[12 empty] | _____ |  | 0% | 0 | 0 | _____
[12 empty] | _____ |  | 0% | 0 | 0 | _____
[12 empty] | _____ |  | 0% | 0 | 0 | _____
[12 empty] | _____ |  | 0% | 0 | 0 | _____
[12 empty] | _____ |  | 0% | 0 | 0 | _____
[12 empty] | _____ |  | 0% | 0 | 0 | _____
[12 empty] | _____ |  | 0% | 0 | 0 | _____
[12 empty] | _____ |  | 0% | 0 | 0 | _____
[12 empty] | _____ |  | 0% | 0 | 0 | _____
[12 empty] | _____ |  | 0% | 0 | 0 | _____
[12 empty] | _____ |  | 0% | 0 | 0 | _____
[12 empty] | _____ |  | 0% | 0 | 0 | _____
[12 empty] | _____ |  | 0% | 0 | 0 | _____
[12 empty] | _____ |  | 0% | 0 | 0 | _____
[12 empty] | _____ |  | 0% | 0 | 0 | _____
[12 empty] | _____ |  | 0% | 0 | 0 | _____
[12 empty] | _____ |  | 0% | 0 | 0 | _____
[12 empty] | _____ |  | 0% | 0 | 0 | _____
[12 empty] | _____ |  | 0% | 0 | 0 | _____
[12 empty] | _____ |  | 0% | 0 | 0 | _____
[12 empty] | _____ |  | 0% | 0 | 0 | _____
[12 empty] | _____ |  | 0% | 0 | 0 | _____
[12 empty] | _____ |  | 0% | 0 | 0 | _____
[12 empty] | _____ |  | 0% | 0 | 0 | _____
[12 empty] | _____ |  | 0% | 0 | 0 | _____
[12 empty] | _____ |  | 0% | 0 | 0 | _____
[12 empty] | _____ |  | 0% | 0 | 0 | _____
[12 empty] | _____ |  | 0% | 0 | 0 | _____
[12 empty] | _____ |  | 0% | 0 | 0 | _____
[12 empty] | _____ |  | 0% | 0 | 0 | _____
[12 empty] | _____ |  | 0% | 0 | 0 | _____
[12 empty] | _____ |  | 0% | 0 | 0 | _____
[12 empty] | _____ |  | 0% | 0 | 0 | _____
[12 empty] | _____ |  | 0% | 0 | 0 | _____
[12 empty] | _____ |  | 0% | 0 | 0 | _____
[12 empty] | _____ |  | 0% | 0 | 0 | _____
[12 empty] | _____ |  | 0% | 0 | 0 | _____
[12 empty] | _____ |  | 0% | 0 | 0 | _____
[12 empty] | _____ |  | 0% | 0 | 0 | _____
[12 empty] | _____ |  | 0% | 0 | 0 | _____
[12 empty] | _____ |  | 0% | 0 | 0 | _____
[12 empty] | _____ |  | 0% | 0 | 0 | _____
[12 empty] | _____ |  | 0% | 0 | 0 | _____
[12 empty] | _____ |  | 0% | 0 | 0 | _____
[12 empty] | _____ |  | 0% | 0 | 0 | _____
[12 empty] | _____ |  | 0% | 0 | 0 | _____
[12 empty] | _____ |  | 0% | 0 | 0 | _____
[12 empty] | _____ |  | 0% | 0 | 0 | _____
[12 empty] | _____ |  | 0% | 0 | 0 | _____
[12 empty] | _____ |  | 0% | 0 | 0 | _____
[12 empty] | _____ |  | 0% | 0 | 0 | _____
[12 empty] | _____ |  | 0% | 0 | 0 | _____
[12 empty] | _____ |  | 0% | 0 | 0 | _____
[12 empty] | _____ |  | 0% | 0 | 0 | _____
[12 empty] | _____ |  | 0% | 0 | 0 | _____
[12 empty] | _____ |  | 0% | 0 | 0 | _____
[12 empty] | _____ |  | 0% | 0 | 0 | _____
[12 empty] | _____ |  | 0% | 0 | 0 | _____
[12 empty] | _____ |  | 0% | 0 | 0 | _____
[12 empty] | _____ |  | 0% | 0 | 0 | _____
[12 empty] | _____ |  | 0% | 0 | 0 | _____
[12 empty] | _____ |  | 0% | 0 | 0 | _____
[12 empty] | _____ |  | 0% | 0 | 0 | _____
[12 empty] | _____ |  | 0% | 0 | 0 | _____
[12 empty] | _____ |  | 0% | 0 | 0 | _____
[12 empty] | _____ |  | 0% | 0 | 0 | _____
[12 empty] | _____ |  | 0% | 0 | 0 | _____
[12 empty] | _____ |  | 0% | 0 | 0 | _____
[12 empty] | _____ |  | 0% | 0 | 0 | _____
[12 empty] | _____ |  | 0% | 0 | 0 | _____
[12 empty] | _____ |  | 0% | 0 | 0 | _____
[12 empty] | _____ |  | 0% | 0 | 0 | _____
[12 empty] | _____ |  | 0% | 0 | 0 | _____
[12 empty] | _____ |  | 0% | 0 | 0 | _____
[12 empty] | _____ |  | 0% | 0 | 0 | _____
[12 empty] | _____ |  | 0% | 0 | 0 | _____
[12 empty] | _____ |  | 0% | 0 | 0 | _____
[12 empty] | _____ |  | 0% | 0 | 0 | _____
[12 empty] | _____ |  | 0% | 0 | 0 | _____
[12 empty] | _____ |  | 0% | 0 | 0 | _____
[12 empty] | _____ |  | 0% | 0 | 0 | _____
[12 empty] | _____ |  | 0% | 0 | 0 | _____
[12 empty] | _____ |  | 0% | 0 | 0 | _____
[12 empty] | _____ |  | 0% | 0 | 0 | _____
[12 empty] | _____ |  | 0% | 0 | 0 | _____
[12 empty] | _____ |  | 0% | 0 | 0 | _____
[12 empty] | _____ |  | 0% | 0 | 0 | _____
[12 empty] | _____ |  | 0% | 0 | 0 | _____
[12 empty] | _____ |  | 0% | 0 | 0 | _____
[12 empty] | _____ |  | 0% | 0 | 0 | _____
[12 empty] | _____ |  | 0% | 0 | 0 | _____
[12 empty] | _____ |  | 0% | 0 | 0 | _____
[12 empty] | _____ |  | 0% | 0 | 0 | _____
[12 empty] | _____ |  | 0% | 0 | 0 | _____
[12 empty] | _____ |  | 0% | 0 | 0 | _____
[12 empty] | _____ |  | 0% | 0 | 0 | _____
[12 empty] | _____ |  | 0% | 0 | 0 | _____
[12 empty] | _____ |  | 0% | 0 | 0 | _____
[12 empty] | _____ |  | 0% | 0 | 0 | _____
[12 empty] | _____ |  | 0% | 0 | 0 | _____
[12 empty] | _____ |  | 0% | 0 | 0 | _____
[12 empty] | _____ |  | 0% | 0 | 0 | _____
[12 empty] | _____ |  | 0% | 0 | 0 | _____
[12 empty] | _____ |  | 0% | 0 | 0 | _____
[12 empty] | _____ |  | 0% | 0 | 0 | _____
[12 empty] | _____ |  | 0% | 0 | 0 | _____
[12 empty] | _____ |  | 0% | 0 | 0 | _____
[12 empty] | _____ |  | 0% | 0 | 0 | _____
[12 empty] | _____ |  | 0% | 0 | 0 | _____
[12 empty] | _____ |  | 0% | 0 | 0 | _____
[12 empty] | _____ |  | 0% | 0 | 0 | _____
[12 empty] | _____ |  | 0% | 0 | 0 | _____
[12 empty] | _____ |  | 0% | 0 | 0 | _____
[12 empty] | _____ |  | 0% | 0 | 0 | _____
[12 empty] | _____ |  | 0% | 0 | 0 | _____
[12 empty] | _____ |  | 0% | 0 | 0 | _____
[12 empty] | _____ |  | 0% | 0 | 0 | _____
[12 empty] | _____ |  | 0% | 0 | 0 | _____
[12 empty] | _____ |  | 0% | 0 | 0 | _____
[12 empty] | _____ |  | 0% | 0 | 0 | _____
[12 empty] | _____ |  | 0% | 0 | 0 | _____
[12 empty] | _____ |  | 0% | 0 | 0 | _____
[12 empty] | _____ |  | 0% | 0 | 0 | _____
[12 empty] | _____ |  | 0% | 0 | 0 | _____
[12 empty] | _____ |  | 0% | 0 | 0 | _____
[12 empty] | _____ |  | 0% | 0 | 0 | _____
[12 empty] | _____ |  | 0% | 0 | 0 | _____
[12 empty] | _____ |  | 0% | 0 | 0 | _____
[12 empty] | _____ |  | 0% | 0 | 0 | _____
[12 empty] | _____ |  | 0% | 0 | 0 | _____
[12 empty] | _____ |  | 0% | 0 | 0 | _____
[12 empty] | _____ |  | 0% | 0 | 0 | _____
[12 empty] | _____ |  | 0% | 0 | 0 | _____
[12 empty] | _____ |  | 0% | 0 | 0 | _____
[12 empty] | _____ |  | 0% | 0 | 0 | _____
[12 empty] | _____ |  | 0% | 0 | 0 | _____
[12 empty] | _____ |  | 0% | 0 | 0 | _____
[12 empty] | _____ |  | 0% | 0 | 0 | _____
[12 empty] | _____ |  | 0% | 0 | 0 | _____
[12 empty] | _____ |  | 0% | 0 | 0 | _____
[12 empty] | _____ |  | 0% | 0 | 0 | _____
[12 empty] | _____ |  | 0% | 0 | 0 | _____
[12 empty] | _____ |  | 0% | 0 | 0 | _____
[12 empty] | _____ |  | 0% | 0 | 0 | _____
[12 empty] | _____ |  | 0% | 0 | 0 | _____
[12 empty] | _____ |  | 0% | 0 | 0 | _____
[12 empty] | _____ |  | 0% | 0 | 0 | _____
[12 empty] | _____ |  | 0% | 0 | 0 | _____
[12 empty] | _____ |  | 0% | 0 | 0 | _____
[12 empty] | _____ |  | 0% | 0 | 0 | _____
[12 empty] | _____ |  | 0% | 0 | 0 | _____
[12 empty] | _____ |  | 0% | 0 | 0 | _____
[12 empty] | _____ |  | 0% | 0 | 0 | _____
[12 empty] | _____ |  | 0% | 0 | 0 | _____
[12 empty] | _____ |  | 0% | 0 | 0 | _____
[12 empty] | _____ |  | 0% | 0 | 0 | _____
[12 empty] | _____ |  | 0% | 0 | 0 | _____
[12 empty] | _____ |  | 0% | 0 | 0 | _____
[12 empty] | _____ |  | 0% | 0 | 0 | _____
[12 empty] | _____ |  | 0% | 0 | 0 | _____
[12 empty] | _____ |  | 0% | 0 | 0 | _____
[12 empty] | _____ |  | 0% | 0 | 0 | _____
[12 empty] | _____ |  | 0% | 0 | 0 | _____
[12 empty] | _____ |  | 0% | 0 | 0 | _____
[12 empty] | _____ |  | 0% | 0 | 0 | _____
[12 empty] | _____ |  | 0% | 0 | 0 | _____
[12 empty] | _____ |  | 0% | 0 | 0 | _____
[12 empty] | _____ |  | 0% | 0 | 0 | _____
[12 empty] | _____ |  | 0% | 0 | 0 | _____
[12 empty] | _____ |  | 0% | 0 | 0 | _____
[12 empty] | _____ |  | 0% | 0 | 0 | _____
[12 empty] | _____ |  | 0% | 0 | 0 | _____
[12 empty] | _____ |  | 0% | 0 | 0 | _____
[12 empty] | _____ |  | 0% | 0 | 0 | _____
[12 empty] | _____ |  | 0% | 0 | 0 | _____
[12 empty] | _____ |  | 0% | 0 | 0 | _____
[12 empty] | _____ |  | 0% | 0 | 0 | _____
[12 empty] | _____ |  | 0% | 0 | 0 | _____
[12 empty] | _____ |  | 0% | 0 | 0 | _____
[12 empty] | _____ |  | 0% | 0 | 0 | _____
[12 empty] | _____ |  | 0% | 0 | 0 | _____
[12 empty] | _____ |  | 0% | 0 | 0 | _____
[12 empty] | _____ |  | 0% | 0 | 0 | _____
[12 empty] | _____ |  | 0% | 0 | 0 | _____
[12 empty] | _____ |  | 0% | 0 | 0 | _____
[12 empty] | _____ |  | 0% | 0 | 0 | _____
[12 empty] | _____ |  | 0% | 0 | 0 | _____
[12 empty] | _____ |  | 0% | 0 | 0 | _____
[12 empty] | _____ |  | 0% | 0 | 0 | _____
[12 empty] | _____ |  | 0% | 0 | 0 | _____
[12 empty] | _____ |  | 0% | 0 | 0 | _____
[12 empty] | _____ |  | 0% | 0 | 0 | _____
[12 empty] | _____ |  | 0% | 0 | 0 | _____
[12 empty] | _____ |  | 0% | 0 | 0 | _____
[12 empty] | _____ |  | 0% | 0 | 0 | _____
[12 empty] | _____ |  | 0% | 0 | 0 | _____
[12 empty] | _____ |  | 0% | 0 | 0 | _____
[12 empty] | _____ |  | 0% | 0 | 0 | _____
[12 empty] | _____ |  | 0% | 0 | 0 | _____
[12 empty] | _____ |  | 0% | 0 | 0 | _____
[12 empty] | _____ |  | 0% | 0 | 0 | _____
[12 empty] | _____ |  | 0% | 0 | 0 | _____
[12 empty] | _____ |  | 0% | 0 | 0 | _____
[12 empty] | _____ |  | 0% | 0 | 0 | _____
[12 empty] | _____ |  | 0% | 0 | 0 | _____
[12 empty] | _____ |  | 0% | 0 | 0 | _____
[12 empty] | _____ |  | 0% | 0 | 0 | _____
[12 empty] | _____ |  | 0% | 0 | 0 | _____
[12 empty] | _____ |  | 0% | 0 | 0 | _____
[12 empty] | _____ |  | 0% | 0 | 0 | _____
[12 empty] | _____ |  | 0% | 0 | 0 | _____
[12 empty] | _____ |  | 0% | 0 | 0 | _____
[12 empty] | _____ |  | 0% | 0 | 0 | _____
[12 empty] | _____ |  | 0% | 0 | 0 | _____
[12 empty] | _____ |  | 0% | 0 | 0 | _____
[12 empty] | _____ |  | 0% | 0 | 0 | _____
[12 empty] | _____ |  | 0% | 0 | 0 | _____
[12 empty] | _____ |  | 0% | 0 | 0 | _____
[12 empty] | _____ |  | 0% | 0 | 0 | _____
[12 empty] | _____ |  | 0% | 0 | 0 | _____
[12 empty] | _____ |  | 0% | 0 | 0 | _____
[12 empty] | _____ |  | 0% | 0 | 0 | _____
[12 empty] | _____ |  | 0% | 0 | 0 | _____
[12 empty] | _____ |  | 0% | 0 | 0 | _____
[12 empty] | _____ |  | 0% | 0 | 0 | _____
[12 empty] | _____ |  | 0% | 0 | 0 | _____
[12 empty] | _____ |  | 0% | 0 | 0 | _____
[12 empty] | _____ |  | 0% | 0 | 0 | _____
[12 empty] | _____ |  | 0% | 0 | 0 | _____
[12 empty] | _____ |  | 0% | 0 | 0 | _____
[12 empty] | _____ |  | 0% | 0 | 0 | _____
[12 empty] | _____ |  | 0% | 0 | 0 | _____
[12 empty] | _____ |  | 0% | 0 | 0 | _____
[12 empty] | _____ |  | 0% | 0 | 0 | _____
[12 empty] | _____ |  | 0% | 0 | 0 | _____
[12 empty] | _____ |  | 0% | 0 | 0 | _____
[12 empty] | _____ |  | 0% | 0 | 0 | _____
[12 empty] | _____ |  | 0% | 0 | 0 | _____
[12 empty] | _____ |  | 0% | 0 | 0 | _____
[12 empty] | _____ |  | 0% | 0 | 0 | _____
[12 empty] | _____ |  | 0% | 0 | 0 | _____
[12 empty] | _____ |  | 0% | 0 | 0 | _____
[12 empty] | _____ |  | 0% | 0 | 0 | _____
[12 empty] | _____ |  | 0% | 0 | 0 | _____
[12 empty] | _____ |  | 0% | 0 | 0 | _____
[12 empty] | _____ |  | 0% | 0 | 0 | _____
[12 empty] | _____ |  | 0% | 0 | 0 | _____
[12 empty] | _____ |  | 0% | 0 | 0 | _____
[12 empty] | _____ |  | 0% | 0 | 0 | _____
[12 empty] | _____ |  | 0% | 0 | 0 | _____
[12 empty] | _____ |  | 0% | 0 | 0 | _____
[12 empty] | _____ |  | 0% | 0 | 0 | _____
[12 empty] | _____ |  | 0% | 0 | 0 | _____
[12 empty] | _____ |  | 0% | 0 | 0 | _____
[12 empty] | _____ |  | 0% | 0 | 0 | _____
[12 empty] | _____ |  | 0% | 0 | 0 | _____
[12 empty] | _____ |  | 0% | 0 | 0 | _____
[12 empty] | _____ |  | 0% | 0 | 0 | _____
[12 empty] | _____ |  | 0% | 0 | 0 | _____
[12 empty] | _____ |  | 0% | 0 | 0 | _____
[12 empty] | _____ |  | 0% | 0 | 0 | _____
[12 empty] | _____ |  | 0% | 0 | 0 | _____
[12 empty] | _____ |  | 0% | 0 | 0 | _____
[12 empty] | _____ |  | 0% | 0 | 0 | _____
[12 empty] | _____ |  | 0% | 0 | 0 | _____
[12 empty] | _____ |  | 0% | 0 | 0 | _____
[12 empty] | _____ |  | 0% | 0 | 0 | _____
[12 empty] | _____ |  | 0% | 0 | 0 | _____
[12 empty] | _____ |  | 0% | 0 | 0 | _____
[12 empty] | _____ |  | 0% | 0 | 0 | _____
[12 empty] | _____ |  | 0% | 0 | 0 | _____
[12 empty] | _____ |  | 0% | 0 | 0 | _____
[12 empty] | _____ |  | 0% | 0 | 0 | _____
[12 empty] | _____ |  | 0% | 0 | 0 | _____
[12 empty] | _____ |  | 0% | 0 | 0 | _____
[12 empty] | _____ |  | 0% | 0 | 0 | _____
[12 empty] | _____ |  | 0% | 0 | 0 | _____
[12 empty] | _____ |  | 0% | 0 | 0 | _____
[12 empty] | _____ |  | 0% | 0 | 0 | _____
[12 empty] | _____ |  | 0% | 0 | 0 | _____
[12 empty] | _____ |  | 0% | 0 | 0 | _____
[12 empty] | _____ |  | 0% | 0 | 0 | _____
[12 empty] | _____ |  | 0% | 0 | 0 | _____
[12 empty] | _____ |  | 0% | 0 | 0 | _____
[12 empty] | _____ |  | 0% | 0 | 0 | _____
[12 empty] | _____ |  | 0% | 0 | 0 | _____
[12 empty] | _____ |  | 0% | 0 | 0 | _____
[12 empty] | _____ |  | 0% | 0 | 0 | _____
[12 empty] | _____ |  | 0% | 0 | 0 | _____
[12 empty] | _____ |  | 0% | 0 | 0 | _____
[12 empty] | _____ |  | 0% | 0 | 0 | _____
[12 empty] | _____ |  | 0% | 0 | 0 | _____
[12 empty] | _____ |  | 0% | 0 | 0 | _____
[12 empty] | _____ |  | 0% | 0 | 0 | _____
[12 empty] | _____ |  | 0% | 0 | 0 | _____
[12 empty] | _____ |  | 0% | 0 | 0 | _____
[12 empty] | _____ |  | 0% | 0 | 0 | _____
[12 empty] | _____ |  | 0% | 0 | 0 | _____
[12 empty] | _____ |  | 0% | 0 | 0 | _____
[12 empty] | _____ |  | 0% | 0 | 0 | _____
[12 empty] | _____ |  | 0% | 0 | 0 | _____
[12 empty] | _____ |  | 0% | 0 | 0 | _____
[12 empty] | _____ |  | 0% | 0 | 0 | _____
[12 empty] | _____ |  | 0% | 0 | 0 | _____
[12 empty] | _____ |  | 0% | 0 | 0 | _____
[12 empty] | _____ |  | 0% | 0 | 0 | _____
[12 empty] | _____ |  | 0% | 0 | 0 | _____
[12 empty] | _____ |  | 0% | 0 | 0 | _____
[12 empty] | _____ |  | 0% | 0 | 0 | _____
[12 empty] | _____ |  | 0% | 0 | 0 | _____
[12 empty] | _____ |  | 0% | 0 | 0 | _____
[12 empty] | _____ |  | 0% | 0 | 0 | _____
[12 empty] | _____ |  | 0% | 0 | 0 | _____
[12 empty] | _____ |  | 0% | 0 | 0 | _____
[12 empty] | _____ |  | 0% | 0 | 0 | _____
[12 empty] | _____ |  | 0% | 0 | 0 | _____
[12 empty] | _____ |  | 0% | 0 | 0 | _____
[12 empty] | _____ |  | 0% | 0 | 0 | _____
[12 empty] | _____ |  | 0% | 0 | 0 | _____
[12 empty] | _____ |  | 0% | 0 | 0 | _____
[12 empty] | _____ |  | 0% | 0 | 0 | _____
[12 empty] | _____ |  | 0% | 0 | 0 | _____
[12 empty] | _____ |  | 0% | 0 | 0 | _____
[12 empty] | _____ |  | 0% | 0 | 0 | _____
[12 empty] | _____ |  | 0% | 0 | 0 | _____
[12 empty] | _____ |  | 0% | 0 | 0 | _____
[12 empty] | _____ |  | 0% | 0 | 0 | _____
[12 empty] | _____ |  | 0% | 0 | 0 | _____
[12 empty] | _____ |  | 0% | 0 | 0 | _____
[12 empty] | _____ |  | 0% | 0 | 0 | _____
[12 empty] | _____ |  | 0% | 0 | 0 | _____
[12 empty] | _____ |  | 0% | 0 | 0 | _____
[12 empty] | _____ |  | 0% | 0 | 0 | _____
[12 empty] | _____ |  | 0% | 0 | 0 | _____
[12 empty] | _____ |  | 0% | 0 | 0 | _____
[12 empty] | _____ |  | 0% | 0 | 0 | _____
[12 empty] | _____ |  | 0% | 0 | 0 | _____
[12 empty] | _____ |  | 0% | 0 | 0 | _____
[12 empty] | _____ |  | 0% | 0 | 0 | _____
[12 empty] | _____ |  | 0% | 0 | 0 | _____
[12 empty] | _____ |  | 0% | 0 | 0 | _____
[12 empty] | _____ |  | 0% | 0 | 0 | _____
[12 empty] | _____ |  | 0% | 0 | 0 | _____
[12 empty] | _____ |  | 0% | 0 | 0 | _____
[12 empty] | _____ |  | 0% | 0 | 0 | _____
[12 empty] | _____ |  | 0% | 0 | 0 | _____
[12 empty] | _____ |  | 0% | 0 | 0 | _____
[12 empty] | _____ |  | 0% | 0 | 0 | _____
[12 empty] | _____ |  | 0% | 0 | 0 | _____
[12 empty] | _____ |  | 0% | 0 | 0 | _____
[12 empty] | _____ |  | 0% | 0 | 0 | _____
[12 empty] | _____ |  | 0% | 0 | 0 | _____
[12 empty] | _____ |  | 0% | 0 | 0 | _____
[12 empty] | _____ |  | 0% | 0 | 0 | _____
[12 empty] | _____ |  | 0% | 0 | 0 | _____
[12 empty] | _____ |  | 0% | 0 | 0 | _____
[12 empty] | _____ |  | 0% | 0 | 0 | _____
[12 empty] | _____ |  | 0% | 0 | 0 | _____
[12 empty] | _____ |  | 0% | 0 | 0 | _____
[12 empty] | _____ |  | 0% | 0 | 0 | _____
[12 empty] | _____ |  | 0% | 0 | 0 | _____
[12 empty] | _____ |  | 0% | 0 | 0 | _____
[12 empty] | _____ |  | 0% | 0 | 0 | _____
[12 empty] | _____ |  | 0% | 0 | 0 | _____
[12 empty] | _____ |  | 0% | 0 | 0 | _____
[12 empty] | _____ |  | 0% | 0 | 0 | _____
[12 empty] | _____ |  | 0% | 0 | 0 | _____
[12 empty] | _____ |  | 0% | 0 | 0 | _____
[12 empty] | _____ |  | 0% | 0 | 0 | _____
[12 empty] | _____ |  | 0% | 0 | 0 | _____
[12 empty] | _____ |  | 0% | 0 | 0 | _____
[12 empty] | _____ |  | 0% | 0 | 0 | _____
[12 empty] | _____ |  | 0% | 0 | 0 | _____
[12 empty] | _____ |  | 0% | 0 | 0 | _____
[12 empty] | _____ |  | 0% | 0 | 0 | _____
[12 empty] | _____ |  | 0% | 0 | 0 | _____
[12 empty] | _____ |  | 0% | 0 | 0 | _____
[12 empty] | _____ |  | 0% | 0 | 0 | _____
[12 empty] | _____ |  | 0% | 0 | 0 | _____
[12 empty] | _____ |  | 0% | 0 | 0 | _____
[12 empty] | _____ |  | 0% | 0 | 0 | _____
[12 empty] | _____ |  | 0% | 0 | 0 | _____
[12 empty] | _____ |  | 0% | 0 | 0 | _____
[12 empty] | _____ |  | 0% | 0 | 0 | _____
[12 empty] | _____ |  | 0% | 0 | 0 | _____
[12 empty] | _____ |  | 0% | 0 | 0 | _____
[12 empty] | _____ |  | 0% | 0 | 0 | _____
[12 empty] | _____ |  | 0% | 0 | 0 | _____
[12 empty] | _____ |  | 0% | 0 | 0 | _____
[12 empty] | _____ |  | 0% | 0 | 0 | _____
[12 empty] | _____ |  | 0% | 0 | 0 | _____
[12 empty] | _____ |  | 0% | 0 | 0 | _____
[12 empty] | _____ |  | 0% | 0 | 0 | _____
[12 empty] | _____ |  | 0% | 0 | 0 | _____
[12 empty] | _____ |  | 0% | 0 | 0 | _____
[12 empty] | _____ |  | 0% | 0 | 0 | _____
[12 empty] | _____ |  | 0% | 0 | 0 | _____
[12 empty] | _____ |  | 0% | 0 | 0 | _____
[12 empty] | _____ |  | 0% | 0 | 0 | _____
[12 empty] | _____ |  | 0% | 0 | 0 | _____
[12 empty] | _____ |  | 0% | 0 | 0 | _____
[12 empty] | _____ |  | 0% | 0 | 0 | _____
[12 empty] | _____ |  | 0% | 0 | 0 | _____
[12 empty] | _____ |  | 0% | 0 | 0 | _____
[12 empty] | _____ |  | 0% | 0 | 0 | _____
[12 empty] | _____ |  | 0% | 0 | 0 | _____
[12 empty] | _____ |  | 0% | 0 | 0 | _____
[12 empty] | _____ |  | 0% | 0 | 0 | _____
[12 empty] | _____ |  | 0% | 0 | 0 | _____
[12 empty] | _____ |  | 0% | 0 | 0 | _____
[12 empty] | _____ |  | 0% | 0 | 0 | _____
[12 empty] | _____ |  | 0% | 0 | 0 | _____
[12 empty] | _____ |  | 0% | 0 | 0 | _____
[12 empty] | _____ |  | 0% | 0 | 0 | _____
[12 empty] | _____ |  | 0% | 0 | 0 | _____
[12 empty] | _____ |  | 0% | 0 | 0 | _____
[12 empty] | _____ |  | 0% | 0 | 0 | _____
[12 empty] | _____ |  | 0% | 0 | 0 | _____
[12 empty] | _____ |  | 0% | 0 | 0 | _____
[12 empty] | _____ |  | 0% | 0 | 0 | _____
[12 empty] | _____ |  | 0% | 0 | 0 | _____
[12 empty] | _____ |  | 0% | 0 | 0 | _____
[12 empty] | _____ |  | 0% | 0 | 0 | _____
[12 empty] | _____ |  | 0% | 0 | 0 | _____
[12 empty] | _____ |  | 0% | 0 | 0 | _____
[12 empty] | _____ |  | 0% | 0 | 0 | _____
[12 empty] | _____ |  | 0% | 0 | 0 | _____
[12 empty] | _____ |  | 0% | 0 | 0 | _____
[12 empty] | _____ |  | 0% | 0 | 0 | _____
[12 empty] | _____ |  | 0% | 0 | 0 | _____
[12 empty] | _____ |  | 0% | 0 | 0 | _____
[12 empty] | _____ |  | 0% | 0 | 0 | _____
[12 empty] | _____ |  | 0% | 0 | 0 | _____
[12 empty] | _____ |  | 0% | 0 | 0 | _____
[12 empty] | _____ |  | 0% | 0 | 0 | _____
[12 empty] | _____ |  | 0% | 0 | 0 | _____
[12 empty] | _____ |  | 0% | 0 | 0 | _____
[12 empty] | _____ |  | 0% | 0 | 0 | _____
[12 empty] | _____ |  | 0% | 0 | 0 | _____
[12 empty] | _____ |  | 0% | 0 | 0 | _____
[12 empty] | _____ |  | 0% | 0 | 0 | _____
[12 empty] | _____ |  | 0% | 0 | 0 | _____
[12 empty] | _____ |  | 0% | 0 | 0 | _____
[12 empty] | _____ |  | 0% | 0 | 0 | _____
[12 empty] | _____ |  | 0% | 0 | 0 | _____
[12 empty] | _____ |  | 0% | 0 | 0 | _____
[12 empty] | _____ |  | 0% | 0 | 0 | _____
[12 empty] | _____ |  | 0% | 0 | 0 | _____
[12 empty] | _____ |  | 0% | 0 | 0 | _____
[12 empty] | _____ |  | 0% | 0 | 0 | _____
[12 empty] | _____ |  | 0% | 0 | 0 | _____
[12 empty] | _____ |  | 0% | 0 | 0 | _____
[12 empty] | _____ |  | 0% | 0 | 0 | _____
[12 empty] | _____ |  | 0% | 0 | 0 | _____
[12 empty] | _____ |  | 0% | 0 | 0 | _____
[12 empty] | _____ |  | 0% | 0 | 0 | _____
[12 empty] | _____ |  | 0% | 0 | 0 | _____
[12 empty] | _____ |  | 0% | 0 | 0 | _____
[12 empty] | _____ |  | 0% | 0 | 0 | _____
[12 empty] | _____ |  | 0% | 0 | 0 | _____
[12 empty] | _____ |  | 0% | 0 | 0 | _____
[12 empty] | _____ |  | 0% | 0 | 0 | _____
[12 empty] | _____ |  | 0% | 0 | 0 | _____
[12 empty] | _____ |  | 0% | 0 | 0 | _____
[12 empty] | _____ |  | 0% | 0 | 0 | _____
[12 empty] | _____ |  | 0% | 0 | 0 | _____
[12 empty] | _____ |  | 0% | 0 | 0 | _____
[12 empty] | _____ |  | 0% | 0 | 0 | _____
[12 empty] | _____ |  | 0% | 0 | 0 | _____
[12 empty] | _____ |  | 0% | 0 | 0 | _____
[12 empty] | _____ |  | 0% | 0 | 0 | _____
[12 empty] | _____ |  | 0% | 0 | 0 | _____
[12 empty] | _____ |  | 0% | 0 | 0 | _____
[12 empty] | _____ |  | 0% | 0 | 0 | _____
[12 empty] | _____ |  | 0% | 0 | 0 | _____
[12 empty] | _____ |  | 0% | 0 | 0 | _____
[12 empty] | _____ |  | 0% | 0 | 0 | _____
[12 empty] | _____ |  | 0% | 0 | 0 | _____
[12 empty] | _____ |  | 0% | 0 | 0 | _____
[12 empty] | _____ |  | 0% | 0 | 0 | _____
[12 empty] | _____ |  | 0% | 0 | 0 | _____
[12 empty] | _____ |  | 0% | 0 | 0 | _____
[12 empty] | _____ |  | 0% | 0 | 0 | _____
[12 empty] | _____ |  | 0% | 0 | 0 | _____
[12 empty] | _____ |  | 0% | 0 | 0 | _____
[12 empty] | _____ |  | 0% | 0 | 0 | _____
[12 empty] | _____ |  | 0% | 0 | 0 | _____
[12 empty] | _____ |  | 0% | 0 | 0 | _____
[12 empty] | _____ |  | 0% | 0 | 0 | _____
[12 empty] | _____ |  | 0% | 0 | 0 | _____
[12 empty] | _____ |  | 0% | 0 | 0 | _____
[12 empty] | _____ |  | 0% | 0 | 0 | _____
[12 empty] | _____ |  | 0% | 0 | 0 | _____
[12 empty] | _____ |  | 0% | 0 | 0 | _____
[12 empty] | _____ |  | 0% | 0 | 0 | _____
[12 empty] | _____ |  | 0% | 0 | 0 | _____
[12 empty] | _____ |  | 0% | 0 | 0 | _____
[12 empty] | _____ |  | 0% | 0 | 0 | _____
[12 empty] | _____ |  | 0% | 0 | 0 | _____
[12 empty] | _____ |  | 0% | 0 | 0 | _____
[12 empty] | _____ |  | 0% | 0 | 0 | _____
[12 empty] | _____ |  | 0% | 0 | 0 | _____
[12 empty] | _____ |  | 0% | 0 | 0 | _____
[12 empty] | _____ |  | 0% | 0 | 0 | _____
[12 empty] | _____ |  | 0% | 0 | 0 | _____
[12 empty] | _____ |  | 0% | 0 | 0 | _____
[12 empty] | _____ |  | 0% | 0 | 0 | _____
[12 empty] | _____ |  | 0% | 0 | 0 | _____
[12 empty] | _____ |  | 0% | 0 | 0 | _____
[12 empty] | _____ |  | 0% | 0 | 0 | _____
[12 empty] | _____ |  | 0% | 0 | 0 | _____
[12 empty] | _____ |  | 0% | 0 | 0 | _____
[12 empty] | _____ |  | 0% | 0 | 0 | _____
[12 empty] | _____ |  | 0% | 0 | 0 | _____
[12 empty] | _____ |  | 0% | 0 | 0 | _____
[12 empty] | _____ |  | 0% | 0 | 0 | _____
[12 empty] | _____ |  | 0% | 0 | 0 | _____
[12 empty] | _____ |  | 0% | 0 | 0 | _____
[12 empty] | _____ |  | 0% | 0 | 0 | _____
[12 empty] | _____ |  | 0% | 0 | 0 | _____
[12 empty] | _____ |  | 0% | 0 | 0 | _____
[12 empty] | _____ |  | 0% | 0 | 0 | _____
[12 empty] | _____ |  | 0% | 0 | 0 | _____
[12 empty] | _____ |  | 0% | 0 | 0 | _____
[12 empty] | _____ |  | 0% | 0 | 0 | _____
[12 empty] | _____ |  | 0% | 0 | 0 | _____
[12 empty] | _____ |  | 0% | 0 | 0 | _____
[12 empty] | _____ |  | 0% | 0 | 0 | _____
[12 empty] | _____ |  | 0% | 0 | 0 | _____
[12 empty] | _____ |  | 0% | 0 | 0 | _____
[12 empty] | _____ |  | 0% | 0 | 0 | _____
[12 empty] | _____ |  | 0% | 0 | 0 | _____
[12 empty] | _____ |  | 0% | 0 | 0 | _____
[12 empty] | _____ |  | 0% | 0 | 0 | _____
[12 empty] | _____ |  | 0% | 0 | 0 | _____
[12 empty] | _____ |  | 0% | 0 | 0 | _____
[12 empty] | _____ |  | 0% | 0 | 0 | _____
[12 empty] | _____ |  | 0% | 0 | 0 | _____
[12 empty] | _____ |  | 0% | 0 | 0 | _____
[12 empty] | _____ |  | 0% | 0 | 0 | _____
[12 empty] | _____ |  | 0% | 0 | 0 | _____
[12 empty] | _____ |  | 0% | 0 | 0 | _____
[12 empty] | _____ |  | 0% | 0 | 0 | _____
[12 empty] | _____ |  | 0% | 0 | 0 | _____
[12 empty] | _____ |  | 0% | 0 | 0 | _____
[12 empty] | _____ |  | 0% | 0 | 0 | _____
[12 empty] | _____ |  | 0% | 0 | 0 | _____
[12 empty] | _____ |  | 0% | 0 | 0 | _____
[12 empty] | _____ |  | 0% | 0 | 0 | _____
[12 empty] | _____ |  | 0% | 0 | 0 | _____
[12 empty] | _____ |  | 0% | 0 | 0 | _____
[12 empty] | _____ |  | 0% | 0 | 0 | _____
[12 empty] | _____ |  | 0% | 0 | 0 | _____
[12 empty] | _____ |  | 0% | 0 | 0 | _____
[12 empty] | _____ |  | 0% | 0 | 0 | _____
[12 empty] | _____ |  | 0% | 0 | 0 | _____
[12 empty] | _____ |  | 0% | 0 | 0 | _____
[12 empty] | _____ |  | 0% | 0 | 0 | _____
[12 empty] | _____ |  | 0% | 0 | 0 | _____
[12 empty] | _____ |  | 0% | 0 | 0 | _____
[12 empty] | _____ |  | 0% | 0 | 0 | _____
[12 empty] | _____ |  | 0% | 0 | 0 | _____
[12 empty] | _____ |  | 0% | 0 | 0 | _____
[12 empty] | _____ |  | 0% | 0 | 0 | _____
[12 empty] | _____ |  | 0% | 0 | 0 | _____
[12 empty] | _____ |  | 0% | 0 | 0 | _____
[12 empty] | _____ |  | 0% | 0 | 0 | _____
[12 empty] | _____ |  | 0% | 0 | 0 | _____
[12 empty] | _____ |  | 0% | 0 | 0 | _____
[12 empty] | _____ |  | 0% | 0 | 0 | _____
[12 empty] | _____ |  | 0% | 0 | 0 | _____
[12 empty] | _____ |  | 0% | 0 | 0 | _____
[12 empty] | _____ |  | 0% | 0 | 0 | _____
[12 empty] | _____ |  | 0% | 0 | 0 | _____
[12 empty] | _____ |  | 0% | 0 | 0 | _____
[12 empty] | _____ |  | 0% | 0 | 0 | _____
[12 empty] | _____ |  | 0% | 0 | 0 | _____
[12 empty] | _____ |  | 0% | 0 | 0 | _____
[12 empty] | _____ |  | 0% | 0 | 0 | _____
[12 empty] | _____ |  | 0% | 0 | 0 | _____
[12 empty] | _____ |  | 0% | 0 | 0 | _____
[12 empty] | _____ |  | 0% | 0 | 0 | _____
[12 empty] | _____ |  | 0% | 0 | 0 | _____
[12 empty] | _____ |  | 0% | 0 | 0 | _____
[12 empty] | _____ |  | 0% | 0 | 0 | _____
[12 empty] | _____ |  | 0% | 0 | 0 | _____
[12 empty] | _____ |  | 0% | 0 | 0 | _____
[12 empty] | _____ |  | 0% | 0 | 0 | _____
[12 empty] | _____ |  | 0% | 0 | 0 | _____
[12 empty] | _____ |  | 0% | 0 | 0 | _____
[12 empty] | _____ |  | 0% | 0 | 0 | _____
[12 empty] | _____ |  | 0% | 0 | 0 | _____
[12 empty] | _____ |  | 0% | 0 | 0 | _____
[12 empty] | _____ |  | 0% | 0 | 0 | _____
[12 empty] | _____ |  | 0% | 0 | 0 | _____
[12 empty] | _____ |  | 0% | 0 | 0 | _____
[12 empty] | _____ |  | 0% | 0 | 0 | _____
[12 empty] | _____ |  | 0% | 0 | 0 | _____
[12 empty] | _____ |  | 0% | 0 | 0 | _____
[12 empty] | _____ |  | 0% | 0 | 0 | _____
[12 empty] | _____ |  | 0% | 0 | 0 | _____
[12 empty] | _____ |  | 0% | 0 | 0 | _____
[12 empty] | _____ |  | 0% | 0 | 0 | _____
[12 empty] | _____ |  | 0% | 0 | 0 | _____
[12 empty] | _____ |  | 0% | 0 | 0 | _____
[12 empty] | _____ |  | 0% | 0 | 0 | _____
[12 empty] | _____ |  | 0% | 0 | 0 | _____
[12 empty] | _____ |  | 0% | 0 | 0 | _____
[12 empty] | _____ |  | 0% | 0 | 0 | _____
[12 empty] | _____ |  | 0% | 0 | 0 | _____
[12 empty] | _____ |  | 0% | 0 | 0 | _____
[12 empty] | _____ |  | 0% | 0 | 0 | _____
[12 empty] | _____ |  | 0% | 0 | 0 | _____
[12 empty] | _____ |  | 0% | 0 | 0 | _____
[12 empty] | _____ |  | 0% | 0 | 0 | _____
[12 empty] | _____ |  | 0% | 0 | 0 | _____
[12 empty] | _____ |  | 0% | 0 | 0 | _____
[12 empty] | _____ |  | 0% | 0 | 0 | _____
[12 empty] | _____ |  | 0% | 0 | 0 | _____
[12 empty] | _____ |  | 0% | 0 | 0 | _____
[12 empty] | _____ |  | 0% | 0 | 0 | _____
[12 empty] | _____ |  | 0% | 0 | 0 | _____
[12 empty] | _____ |  | 0% | 0 | 0 | _____
[12 empty] | _____ |  | 0% | 0 | 0 | _____
[12 empty] | _____ |  | 0% | 0 | 0 | _____
[12 empty] | _____ |  | 0% | 0 | 0 | _____
[12 empty] | _____ |  | 0% | 0 | 0 | _____
[12 empty] | _____ |  | 0% | 0 | 0 | _____
[12 empty] | _____ |  | 0% | 0 | 0 | _____
[12 empty] | _____ |  | 0% | 0 | 0 | _____
[12 empty] | _____ |  | 0% | 0 | 0 | _____
[12 empty] | _____ |  | 0% | 0 | 0 | _____
[12 empty] | _____ |  | 0% | 0 | 0 | _____
[12 empty] | _____ |  | 0% | 0 | 0 | _____
[12 empty] | _____ |  | 0% | 0 | 0 | _____
[12 empty] | _____ |  | 0% | 0 | 0 | _____
[12 empty] | _____ |  | 0% | 0 | 0 | _____
[12 empty] | _____ |  | 0% | 0 | 0 | _____
[12 empty] | _____ |  | 0% | 0 | 0 | _____
[12 empty] | _____ |  | 0% | 0 | 0 | _____
[12 empty] | _____ |  | 0% | 0 | 0 | _____
[12 empty] | _____ |  | 0% | 0 | 0 | _____
[12 empty] | _____ |  | 0% | 0 | 0 | _____
[12 empty] | _____ |  | 0% | 0 | 0 | _____
[12 empty] | _____ |  | 0% | 0 | 0 | _____
[12 empty] | _____ |  | 0% | 0 | 0 | _____
[12 empty] | _____ |  | 0% | 0 | 0 | _____
[12 empty] | _____ |  | 0% | 0 | 0 | _____
[12 empty] | _____ |  | 0% | 0 | 0 | _____
[12 empty] | _____ |  | 0% | 0 | 0 | _____
[12 empty] | _____ |  | 0% | 0 | 0 | _____
[12 empty] | _____ |  | 0% | 0 | 0 | _____
[12 empty] | _____ |  | 0% | 0 | 0 | _____
[12 empty] | _____ |  | 0% | 0 | 0 | _____
[12 empty] | _____ |  | 0% | 0 | 0 | _____
[12 empty] | _____ |  | 0% | 0 | 0 | _____
[12 empty] | _____ |  | 0% | 0 | 0 | _____
[12 empty] | _____ |  | 0% | 0 | 0 | _____
[12 empty] | _____ |  | 0% | 0 | 0 | _____
[12 empty] | _____ |  | 0% | 0 | 0 | _____
[12 empty] | _____ |  | 0% | 0 | 0 | _____
[12 empty] | _____ |  | 0% | 0 | 0 | _____
[12 empty] | _____ |  | 0% | 0 | 0 | _____
[12 empty] | _____ |  | 0% | 0 | 0 | _____
[12 empty] | _____ |  | 0% | 0 | 0 | _____
[12 empty] | _____ |  | 0% | 0 | 0 | _____
[12 empty] | _____ |  | 0% | 0 | 0 | _____
[12 empty] | _____ |  | 0% | 0 | 0 | _____
[12 empty] | _____ |  | 0% | 0 | 0 | _____
[12 empty] | _____ |  | 0% | 0 | 0 | _____
[12 empty] | _____ |  | 0% | 0 | 0 | _____
[12 empty] | _____ |  | 0% | 0 | 0 | _____
[12 empty] | _____ |  | 0% | 0 | 0 | _____
[12 empty] | _____ |  | 0% | 0 | 0 | _____
[12 empty] | _____ |  | 0% | 0 | 0 | _____
[12 empty] | _____ |  | 0% | 0 | 0 | _____
[12 empty] | _____ |  | 0% | 0 | 0 | _____
[12 empty] | _____ |  | 0% | 0 | 0 | _____
[12 empty] | _____ |  | 0% | 0 | 0 | _____
[12 empty] | _____ |  | 0% | 0 | 0 | _____
[12 empty] | _____ |  | 0% | 0 | 0 | _____
[12 empty] | _____ |  | 0% | 0 | 0 | _____
[12 empty] | _____ |  | 0% | 0 | 0 | _____
[12 empty] | _____ |  | 0% | 0 | 0 | _____
[12 empty] | _____ |  | 0% | 0 | 0 | _____
[12 empty] | _____ |  | 0% | 0 | 0 | _____
[12 empty] | _____ |  | 0% | 0 | 0 | _____
[12 empty] | _____ |  | 0% | 0 | 0 | _____
[12 empty] | _____ |  | 0% | 0 | 0 | _____
[12 empty] | _____ |  | 0% | 0 | 0 | _____
[12 empty] | _____ |  | 0% | 0 | 0 | _____
[12 empty] | _____ |  | 0% | 0 | 0 | _____
[12 empty] | _____ |  | 0% | 0 | 0 | _____
[12 empty] | _____ |  | 0% | 0 | 0 | _____
[12 empty] | _____ |  | 0% | 0 | 0 | _____
[12 empty] | _____ |  | 0% | 0 | 0 | _____
[12 empty] | _____ |  | 0% | 0 | 0 | _____
[12 empty] | _____ |  | 0% | 0 | 0 | _____
[12 empty] | _____ |  | 0% | 0 | 0 | _____
[12 empty] | _____ |  | 0% | 0 | 0 | _____
[12 empty] | _____ |  | 0% | 0 | 0 | _____
[12 empty] | _____ |  | 0% | 0 | 0 | _____
[12 empty] | _____ |  | 0% | 0 | 0 | _____
[12 empty] | _____ |  | 0% | 0 | 0 | _____
[12 empty] | _____ |  | 0% | 0 | 0 | _____
[12 empty] | _____ |  | 0% | 0 | 0 | _____
[12 empty] | _____ |  | 0% | 0 | 0 | _____
[12 empty] | _____ |  | 0% | 0 | 0 | _____
[12 empty] | _____ |  | 0% | 0 | 0 | _____
[12 empty] | _____ |  | 0% | 0 | 0 | _____
[12 empty] | _____ |  | 0% | 0 | 0 | _____
[12 empty] | _____ |  | 0% | 0 | 0 | _____
[12 empty] | _____ |  | 0% | 0 | 0 | _____
[12 empty] | _____ |  | 0% | 0 | 0 | _____
[12 empty] | _____ |  | 0% | 0 | 0 | _____
[12 empty] | _____ |  | 0% | 0 | 0 | _____
[12 empty] | _____ |  | 0% | 0 | 0 | _____
[12 empty] | _____ |  | 0% | 0 | 0 | _____
[12 empty] | _____ |  | 0% | 0 | 0 | _____
[12 empty] | _____ |  | 0% | 0 | 0 | _____
[12 empty] | _____ |  | 0% | 0 | 0 | _____
[12 empty] | _____ |  | 0% | 0 | 0 | _____
[12 empty] | _____ |  | 0% | 0 | 0 | _____
[12 empty] | _____ |  | 0% | 0 | 0 | _____
[12 empty] | _____ |  | 0% | 0 | 0 | _____
[12 empty] | _____ |  | 0% | 0 | 0 | _____
[12 empty] | _____ |  | 0% | 0 | 0 | _____
[12 empty] | _____ |  | 0% | 0 | 0 | _____
[12 empty] | _____ |  | 0% | 0 | 0 | _____
[12 empty] | _____ |  | 0% | 0 | 0 | _____
[12 empty] | _____ |  | 0% | 0 | 0 | _____
[12 empty] | _____ |  | 0% | 0 | 0 | _____
[12 empty] | _____ |  | 0% | 0 | 0 | _____
[12 empty] | _____ |  | 0% | 0 | 0 | _____
[12 empty] | _____ |  | 0% | 0 | 0 | _____
[12 empty] | _____ |  | 0% | 0 | 0 | _____
[12 empty] | _____ |  | 0% | 0 | 0 | _____
[12 empty] | _____ |  | 0% | 0 | 0 | _____
[12 empty] | _____ |  | 0% | 0 | 0 | _____
[12 empty] | _____ |  | 0% | 0 | 0 | _____
[12 empty] | _____ |  | 0% | 0 | 0 | _____
[12 empty] | _____ |  | 0% | 0 | 0 | _____
[12 empty] | _____ |  | 0% | 0 | 0 | _____
[12 empty] | _____ |  | 0% | 0 | 0 | _____
[12 empty] | _____ |  | 0% | 0 | 0 | _____
[12 empty] | _____ |  | 0% | 0 | 0 | _____
[12 empty] | _____ |  | 0% | 0 | 0 | _____
[12 empty] | _____ |  | 0% | 0 | 0 | _____
[12 empty] | _____ |  | 0% | 0 | 0 | _____
[12 empty] | _____ |  | 0% | 0 | 0 | _____
[12 empty] | _____ |  | 0% | 0 | 0 | _____
[12 empty] | _____ |  | 0% | 0 | 0 | _____
[12 empty] | _____ |  | 0% | 0 | 0 | _____
[12 empty] | _____ |  | 0% | 0 | 0 | _____
[12 empty] | _____ |  | 0% | 0 | 0 | _____
[12 empty] | _____ |  | 0% | 0 | 0 | _____
[12 empty] | _____ |  | 0% | 0 | 0 | _____
[12 empty] | _____ |  | 0% | 0 | 0 | _____
[12 empty] | _____ |  | 0% | 0 | 0 | _____
[12 empty] | _____ |  | 0% | 0 | 0 | _____
[12 empty] | _____ |  | 0% | 0 | 0 | _____
[12 empty] | _____ |  | 0% | 0 | 0 | _____
[12 empty] | _____ |  | 0% | 0 | 0 | _____
[12 empty] | _____ |  | 0% | 0 | 0 | _____
[12 empty] | _____ |  | 0% | 0 | 0 | _____
[12 empty] | _____ |  | 0% | 0 | 0 | _____
[12 empty] | _____ |  | 0% | 0 | 0 | _____
[12 empty] | _____ |  | 0% | 0 | 0 | _____
[12 empty] | _____ |  | 0% | 0 | 0 | _____
[12 empty] | _____ |  | 0% | 0 | 0 | _____
[12 empty] | _____ |  | 0% | 0 | 0 | _____
[12 empty] | _____ |  | 0% | 0 | 0 | _____
[12 empty] | _____ |  | 0% | 0 | 0 | _____
[12 empty] | _____ |  | 0% | 0 | 0 | _____
[12 empty] | _____ |  | 0% | 0 | 0 | _____
[12 empty] | _____ |  | 0% | 0 | 0 | _____
[12 empty] | _____ |  | 0% | 0 | 0 | _____
[12 empty] | _____ |  | 0% | 0 | 0 | _____
[12 empty] | _____ |  | 0% | 0 | 0 | _____
[12 empty] | _____ |  | 0% | 0 | 0 | _____
[12 empty] | _____ |  | 0% | 0 | 0 | _____
[12 empty] | _____ |  | 0% | 0 | 0 | _____
[12 empty] | _____ |  | 0% | 0 | 0 | _____
[12 empty] | _____ |  | 0% | 0 | 0 | _____
[12 empty] | _____ |  | 0% | 0 | 0 | _____
[12 empty] | _____ |  | 0% | 0 | 0 | _____
[12 empty] | _____ |  | 0% | 0 | 0 | _____
[12 empty] | _____ |  | 0% | 0 | 0 | _____
[12 empty] | _____ |  | 0% | 0 | 0 | _____
[12 empty] | _____ |  | 0% | 0 | 0 | _____
[12 empty] | _____ |  | 0% | 0 | 0 | _____
[12 empty] | _____ |  | 0% | 0 | 0 | _____
[12 empty] | _____ |  | 0% | 0 | 0 | _____
[12 empty] | _____ |  | 0% | 0 | 0 | _____
[12 empty] | _____ |  | 0% | 0 | 0 | _____
[12 empty] | _____ |  | 0% | 0 | 0 | _____
[12 empty] | _____ |  | 0% | 0 | 0 | _____
[12 empty] | _____ |  | 0% | 0 | 0 | _____
[12 empty] | _____ |  | 0% | 0 | 0 | _____
[12 empty] | _____ |  | 0% | 0 | 0 | _____
[12 empty] | _____ |  | 0% | 0 | 0 | _____
[12 empty] | _____ |  | 0% | 0 | 0 | _____
[12 empty] | _____ |  | 0% | 0 | 0 | _____
[12 empty] | _____ |  | 0% | 0 | 0 | _____
[12 empty] | _____ |  | 0% | 0 | 0 | _____
[12 empty] | _____ |  | 0% | 0 | 0 | _____
[12 empty] | _____ |  | 0% | 0 | 0 | _____
[12 empty] | _____ |  | 0% | 0 | 0 | _____
[12 empty] | _____ |  | 0% | 0 | 0 | _____
[12 empty] | _____ |  | 0% | 0 | 0 | _____
[12 empty] | _____ |  | 0% | 0 | 0 | _____
[12 empty] | _____ |  | 0% | 0 | 0 | _____
[12 empty] | _____ |  | 0% | 0 | 0 | _____
[12 empty] | _____ |  | 0% | 0 | 0 | _____
[12 empty] | _____ |  | 0% | 0 | 0 | _____
[12 empty] | _____ |  | 0% | 0 | 0 | _____
[12 empty] | _____ |  | 0% | 0 | 0 | _____
[12 empty] | _____ |  | 0% | 0 | 0 | _____
[12 empty] | _____ |  | 0% | 0 | 0 | _____
[12 empty] | _____ |  | 0% | 0 | 0 | _____
[12 empty] | _____ |  | 0% | 0 | 0 | _____
[12 empty] | _____ |  | 0% | 0 | 0 | _____
[12 empty] | _____ |  | 0% | 0 | 0 | _____
[12 empty] | _____ |  | 0% | 0 | 0 | _____
[12 empty] | _____ |  | 0% | 0 | 0 | _____
[12 empty] | _____ |  | 0% | 0 | 0 | _____
[12 empty] | _____ |  | 0% | 0 | 0 | _____
[12 empty] | _____ |  | 0% | 0 | 0 | _____
[12 empty] | _____ |  | 0% | 0 | 0 | _____
[12 empty] | _____ |  | 0% | 0 | 0 | _____
[12 empty] | _____ |  | 0% | 0 | 0 | _____
[12 empty] | _____ |  | 0% | 0 | 0 | _____
[12 empty] | _____ |  | 0% | 0 | 0 | _____
[12 empty] | _____ |  | 0% | 0 | 0 | _____
[12 empty] | _____ |  | 0% | 0 | 0 | _____
[12 empty] | _____ |  | 0% | 0 | 0 | _____
[12 empty] | _____ |  | 0% | 0 | 0 | _____
[12 empty] | _____ |  | 0% | 0 | 0 | _____
[12 empty] | _____ |  | 0% | 0 | 0 | _____
[12 empty] | _____ |  | 0% | 0 | 0 | _____
[12 empty] | _____ |  | 0% | 0 | 0 | _____
[12 empty] | _____ |  | 0% | 0 | 0 | _____
[12 empty] | _____ |  | 0% | 0 | 0 | _____
[12 empty] | _____ |  | 0% | 0 | 0 | _____
[12 empty] | _____ |  | 0% | 0 | 0 | _____
[12 empty] | _____ |  | 0% | 0 | 0 | _____
[12 empty] | _____ |  | 0% | 0 | 0 | _____
[12 empty] | _____ |  | 0% | 0 | 0 | _____
[12 empty] | _____ |  | 0% | 0 | 0 | _____
[12 empty] | _____ |  | 0% | 0 | 0 | _____
[12 empty] | _____ |  | 0% | 0 | 0 | _____
[12 empty] | _____ |  | 0% | 0 | 0 | _____
[12 empty] | _____ |  | 0% | 0 | 0 | _____
[12 empty] | _____ |  | 0% | 0 | 0 | _____
[12 empty] | _____ |  | 0% | 0 | 0 | _____
[12 empty] | _____ |  | 0% | 0 | 0 | _____
[12 empty] | _____ |  | 0% | 0 | 0 | _____
[12 empty] | _____ |  | 0% | 0 | 0 | _____
[12 empty] | _____ |  | 0% | 0 | 0 | _____
[12 empty] | _____ |  | 0% | 0 | 0 | _____
[12 empty] | _____ |  | 0% | 0 | 0 | _____
[12 empty] | _____ |  | 0% | 0 | 0 | _____
[12 empty] | _____ |  | 0% | 0 | 0 | _____
[12 empty] | _____ |  | 0% | 0 | 0 | _____
[12 empty] | _____ |  | 0% | 0 | 0 | _____
[12 empty] | _____ |  | 0% | 0 | 0 | _____
[12 empty] | _____ |  | 0% | 0 | 0 | _____
[12 empty] | _____ |  | 0% | 0 | 0 | _____
[12 empty] | _____ |  | 0% | 0 | 0 | _____
[12 empty] | _____ |  | 0% | 0 | 0 | _____
[12 empty] | _____ |  | 0% | 0 | 0 | _____
[12 empty] | _____ |  | 0% | 0 | 0 | _____
[12 empty] | _____ |  | 0% | 0 | 0 | _____
[12 empty] | _____ |  | 0% | 0 | 0 | _____
[12 empty] | _____ |  | 0% | 0 | 0 | _____
[12 empty] | _____ |  | 0% | 0 | 0 | _____
[12 empty] | _____ |  | 0% | 0 | 0 | _____
[12 empty] | _____ |  | 0% | 0 | 0 | _____
[12 empty] | _____ |  | 0% | 0 | 0 | _____
[12 empty] | _____ |  | 0% | 0 | 0 | _____
[12 empty] | _____ |  | 0% | 0 | 0 | _____
[12 empty] | _____ |  | 0% | 0 | 0 | _____
[12 empty] | _____ |  | 0% | 0 | 0 | _____
[12 empty] | _____ |  | 0% | 0 | 0 | _____
[12 empty] | _____ |  | 0% | 0 | 0 | _____
[12 empty] | _____ |  | 0% | 0 | 0 | _____
[12 empty] | _____ |  | 0% | 0 | 0 | _____
[12 empty] | _____ |  | 0% | 0 | 0 | _____
[12 empty] | _____ |  | 0% | 0 | 0 | _____
[12 empty] | _____ |  | 0% | 0 | 0 | _____
[12 empty] | _____ |  | 0% | 0 | 0 | _____
[12 empty] | _____ |  | 0% | 0 | 0 | _____
[12 empty] | _____ |  | 0% | 0 | 0 | _____
[12 empty] | _____ |  | 0% | 0 | 0 | _____
[12 empty] | _____ |  | 0% | 0 | 0 | _____
[12 empty] | _____ |  | 0% | 0 | 0 | _____
[12 empty] | _____ |  | 0% | 0 | 0 | _____
[12 empty] | _____ |  | 0% | 0 | 0 | _____
[12 empty] | _____ |  | 0% | 0 | 0 | _____
[12 empty] | _____ |  | 0% | 0 | 0 | _____
[12 empty] | _____ |  | 0% | 0 | 0 | _____
[12 empty] | _____ |  | 0% | 0 | 0 | _____
[12 empty] | _____ |  | 0% | 0 | 0 | _____
[12 empty] | _____ |  | 0% | 0 | 0 | _____
[12 empty] | _____ |  | 0% | 0 | 0 | _____
[12 empty] | _____ |  | 0% | 0 | 0 | _____
[12 empty] | _____ |  | 0% | 0 | 0 | _____
[12 empty] | _____ |  | 0% | 0 | 0 | _____
[12 empty] | _____ |  | 0% | 0 | 0 | _____
[12 empty] | _____ |  | 0% | 0 | 0 | _____
[12 empty] | _____ |  | 0% | 0 | 0 | _____
[12 empty] | _____ |  | 0% | 0 | 0 | _____
[12 empty] | _____ |  | 0% | 0 | 0 | _____
[12 empty] | _____ |  | 0% | 0 | 0 | _____
[12 empty] | _____ |  | 0% | 0 | 0 | _____
[12 empty] | _____ |  | 0% | 0 | 0 | _____
[12 empty] | _____ |  | 0% | 0 | 0 | _____
[12 empty] | _____ |  | 0% | 0 | 0 | _____
[12 empty] | _____ |  | 0% | 0 | 0 | _____
[12 empty] | _____ |  | 0% | 0 | 0 | _____
[12 empty] | _____ |  | 0% | 0 | 0 | _____
[12 empty] | _____ |  | 0% | 0 | 0 | _____
[12 empty] | _____ |  | 0% | 0 | 0 | _____
[12 empty] | _____ |  | 0% | 0 | 0 | _____
[12 empty] | _____ |  | 0% | 0 | 0 | _____
[12 empty] | _____ |  | 0% | 0 | 0 | _____
[12 empty] | _____ |  | 0% | 0 | 0 | _____
[12 empty] | _____ |  | 0% | 0 | 0 | _____
[12 empty] | _____ |  | 0% | 0 | 0 | _____
[12 empty] | _____ |  | 0% | 0 | 0 | _____
[12 empty] | _____ |  | 0% | 0 | 0 | _____
[12 empty] | _____ |  | 0% | 0 | 0 | _____
[12 empty] | _____ |  | 0% | 0 | 0 | _____
[12 empty] | _____ |  | 0% | 0 | 0 | _____
[12 empty] | _____ |  | 0% | 0 | 0 | _____
[12 empty] | _____ |  | 0% | 0 | 0 | _____
[12 empty] | _____ |  | 0% | 0 | 0 | _____
[12 empty] | _____ |  | 0% | 0 | 0 | _____
[12 empty] | _____ |  | 0% | 0 | 0 | _____
[12 empty] | _____ |  | 0% | 0 | 0 | _____
[12 empty] | _____ |  | 0% | 0 | 0 | _____
[12 empty] | _____ |  | 0% | 0 | 0 | _____
[12 empty] | _____ |  | 0% | 0 | 0 | _____
[12 empty] | _____ |  | 0% | 0 | 0 | _____
[12 empty] | _____ |  | 0% | 0 | 0 | _____
[12 empty] | _____ |  | 0% | 0 | 0 | _____
[12 empty] | _____ |  | 0% | 0 | 0 | _____
[12 empty] | _____ |  | 0% | 0 | 0 | _____
[12 empty] | _____ |  | 0% | 0 | 0 | _____
[12 empty] | _____ |  | 0% | 0 | 0 | _____
[12 empty] | _____ |  | 0% | 0 | 0 | _____
[12 empty] | _____ |  | 0% | 0 | 0 | _____
[12 empty] | _____ |  | 0% | 0 | 0 | _____
[12 empty] | _____ |  | 0% | 0 | 0 | _____
[12 empty] | _____ |  | 0% | 0 | 0 | _____
[12 empty] | _____ |  | 0% | 0 | 0 | _____
[12 empty] | _____ |  | 0% | 0 | 0 | _____
[12 empty] | _____ |  | 0% | 0 | 0 | _____
[12 empty] | _____ |  | 0% | 0 | 0 | _____
[12 empty] | _____ |  | 0% | 0 | 0 | _____
[12 empty] | _____ |  | 0% | 0 | 0 | _____
[12 empty] | _____ |  | 0% | 0 | 0 | _____
[12 empty] | _____ |  | 0% | 0 | 0 | _____
[12 empty] | _____ |  | 0% | 0 | 0 | _____
[12 empty] | _____ |  | 0% | 0 | 0 | _____
[12 empty] | _____ |  | 0% | 0 | 0 | _____
[12 empty] | _____ |  | 0% | 0 | 0 | _____
[12 empty] | _____ |  | 0% | 0 | 0 | _____
[12 empty] | _____ |  | 0% | 0 | 0 | _____
[12 empty] | _____ |  | 0% | 0 | 0 | _____
[12 empty] | _____ |  | 0% | 0 | 0 | _____
[12 empty] | _____ |  | 0% | 0 | 0 | _____
[12 empty] | _____ |  | 0% | 0 | 0 | _____
[12 empty] | _____ |  | 0% | 0 | 0 | _____
[12 empty] | _____ |  | 0% | 0 | 0 | _____
[12 empty] | _____ |  | 0% | 0 | 0 | _____
[12 empty] | _____ |  | 0% | 0 | 0 | _____
[12 empty] | _____ |  | 0% | 0 | 0 | _____
[12 empty] | _____ |  | 0% | 0 | 0 | _____
[12 empty] | _____ |  | 0% | 0 | 0 | _____
[12 empty] | _____ |  | 0% | 0 | 0 | _____
[12 empty] | _____ |  | 0% | 0 | 0 | _____
[12 empty] | _____ |  | 0% | 0 | 0 | _____
[12 empty] | _____ |  | 0% | 0 | 0 | _____
[12 empty] | _____ |  | 0% | 0 | 0 | _____
[12 empty] | _____ |  | 0% | 0 | 0 | _____
[12 empty] | _____ |  | 0% | 0 | 0 | _____
[12 empty] | _____ |  | 0% | 0 | 0 | _____
[12 empty] | _____ |  | 0% | 0 | 0 | _____
[12 empty] | _____ |  | 0% | 0 | 0 | _____
[12 empty] | _____ |  | 0% | 0 | 0 | _____
[12 empty] | _____ |  | 0% | 0 | 0 | _____
[12 empty] | _____ |  | 0% | 0 | 0 | _____
[12 empty] | _____ |  | 0% | 0 | 0 | _____
[12 empty] | _____ |  | 0% | 0 | 0 | _____
[12 empty] | _____ |  | 0% | 0 | 0 | _____
[12 empty] | _____ |  | 0% | 0 | 0 | _____
[12 empty] | _____ |  | 0% | 0 | 0 | _____
[12 empty] | _____ |  | 0% | 0 | 0 | _____
[12 empty] | _____ |  | 0% | 0 | 0 | _____
[12 empty] | _____ |  | 0% | 0 | 0 | _____
[12 empty] | _____ |  | 0% | 0 | 0 | _____
[12 empty] | _____ |  | 0% | 0 | 0 | _____
[12 empty] | _____ |  | 0% | 0 | 0 | _____
[12 empty] | _____ |  | 0% | 0 | 0 | _____
[12 empty] | _____ |  | 0% | 0 | 0 | _____
[12 empty] | _____ |  | 0% | 0 | 0 | _____
[12 empty] | _____ |  | 0% | 0 | 0 | _____
[12 empty] | _____ |  | 0% | 0 | 0 | _____
[12 empty] | _____ |  | 0% | 0 | 0 | _____
[12 empty] | _____ |  | 0% | 0 | 0 | _____
[12 empty] | _____ |  | 0% | 0 | 0 | _____
[12 empty] | _____ |  | 0% | 0 | 0 | _____
[12 empty] | _____ |  | 0% | 0 | 0 | _____
[12 empty] | _____ |  | 0% | 0 | 0 | _____
[12 empty] | _____ |  | 0% | 0 | 0 | _____
[12 empty] | _____ |  | 0% | 0 | 0 | _____
[12 empty] | _____ |  | 0% | 0 | 0 | _____
[12 empty] | _____ |  | 0% | 0 | 0 | _____
[12 empty] | _____ |  | 0% | 0 | 0 | _____
[12 empty] | _____ |  | 0% | 0 | 0 | _____
[12 empty] | _____ |  | 0% | 0 | 0 | _____
[12 empty] | _____ |  | 0% | 0 | 0 | _____
[12 empty] | _____ |  | 0% | 0 | 0 | _____
[12 empty] | _____ |  | 0% | 0 | 0 | _____
[12 empty] | _____ |  | 0% | 0 | 0 | _____
[12 empty] | _____ |  | 0% | 0 | 0 | _____
[12 empty] | _____ |  | 0% | 0 | 0 | _____
[12 empty] | _____ |  | 0% | 0 | 0 | _____
[12 empty] | _____ |  | 0% | 0 | 0 | _____
[12 empty] | _____ |  | 0% | 0 | 0 | _____
[12 empty] | _____ |  | 0% | 0 | 0 | _____
[12 empty] | _____ |  | 0% | 0 | 0 | _____
[12 empty] | _____ |  | 0% | 0 | 0 | _____
[12 empty] | _____ |  | 0% | 0 | 0 | _____
[12 empty] | _____ |  | 0% | 0 | 0 | _____
[12 empty] | _____ |  | 0% | 0 | 0 | _____
[12 empty] | _____ |  | 0% | 0 | 0 | _____
[12 empty] | _____ |  | 0% | 0 | 0 | _____
[12 empty] | _____ |  | 0% | 0 | 0 | _____
[12 empty] | _____ |  | 0% | 0 | 0 | _____
[12 empty] | _____ |  | 0% | 0 | 0 | _____
[12 empty] | _____ |  | 0% | 0 | 0 | _____
[12 empty] | _____ |  | 0% | 0 | 0 | _____
[12 empty] | _____ |  | 0% | 0 | 0 | _____
[12 empty] | _____ |  | 0% | 0 | 0 | _____
[12 empty] | _____ |  | 0% | 0 | 0 | _____
[12 empty] | _____ |  | 0% | 0 | 0 | _____
[12 empty] | _____ |  | 0% | 0 | 0 | _____
[12 empty] | _____ |  | 0% | 0 | 0 | _____
[12 empty] | _____ |  | 0% | 0 | 0 | _____
[12 empty] | _____ |  | 0% | 0 | 0 | _____
[12 empty] | _____ |  | 0% | 0 | 0 | _____
[12 empty] | _____ |  | 0% | 0 | 0 | _____
[12 empty] | _____ |  | 0% | 0 | 0 | _____
[12 empty] | _____ |  | 0% | 0 | 0 | _____
[12 empty] | _____ |  | 0% | 0 | 0 | _____
[12 empty] | _____ |  | 0% | 0 | 0 | _____
[12 empty] | _____ |  | 0% | 0 | 0 | _____
[12 empty] | _____ |  | 0% | 0 | 0 | _____
[12 empty] | _____ |  | 0% | 0 | 0 | _____
[12 empty] | _____ |  | 0% | 0 | 0 | _____
[12 empty] | _____ |  | 0% | 0 | 0 | _____
[12 empty] | _____ |  | 0% | 0 | 0 | _____
[12 empty] | _____ |  | 0% | 0 | 0 | _____
[12 empty] | _____ |  | 0% | 0 | 0 | _____
[12 empty] | _____ |  | 0% | 0 | 0 | _____
[12 empty] | _____ |  | 0% | 0 | 0 | _____
[12 empty] | _____ |  | 0% | 0 | 0 | _____
[12 empty] | _____ |  | 0% | 0 | 0 | _____
[12 empty] | _____ |  | 0% | 0 | 0 | _____
[12 empty] | _____ |  | 0% | 0 | 0 | _____
[12 empty] | _____ |  | 0% | 0 | 0 | _____
[12 empty] | _____ |  | 0% | 0 | 0 | _____
[12 empty] | _____ |  | 0% | 0 | 0 | _____
[12 empty] | _____ |  | 0% | 0 | 0 | _____
[12 empty] | _____ |  | 0% | 0 | 0 | _____
[12 empty] | _____ |  | 0% | 0 | 0 | _____
[12 empty] | _____ |  | 0% | 0 | 0 | _____
[12 empty] | _____ |  | 0% | 0 | 0 | _____
[12 empty] | _____ |  | 0% | 0 | 0 | _____
[12 empty] | _____ |  | 0% | 0 | 0 | _____
[12 empty] | _____ |  | 0% | 0 | 0 | _____
[12 empty] | _____ |  | 0% | 0 | 0 | _____
[12 empty] | _____ |  | 0% | 0 | 0 | _____
[12 empty] | _____ |  | 0% | 0 | 0 | _____
[12 empty] | _____ |  | 0% | 0 | 0 | _____
[12 empty] | _____ |  | 0% | 0 | 0 | _____
[12 empty] | _____ |  | 0% | 0 | 0 | _____
[12 empty] | _____ |  | 0% | 0 | 0 | _____
[12 empty] | _____ |  | 0% | 0 | 0 | _____
[12 empty] | _____ |  | 0% | 0 | 0 | _____
[12 empty] | _____ |  | 0% | 0 | 0 | _____
[12 empty] | _____ |  | 0% | 0 | 0 | _____
[12 empty] | _____ |  | 0% | 0 | 0 | _____
[12 empty] | _____ |  | 0% | 0 | 0 | _____
[12 empty] | _____ |  | 0% | 0 | 0 | _____
[12 empty] | _____ |  | 0% | 0 | 0 | _____
[12 empty] | _____ |  | 0% | 0 | 0 | _____
[12 empty] | _____ |  | 0% | 0 | 0 | _____
[12 empty] | _____ |  | 0% | 0 | 0 | _____
[12 empty] | _____ |  | 0% | 0 | 0 | _____
[12 empty] | _____ |  | 0% | 0 | 0 | _____
[12 empty] | _____ |  | 0% | 0 | 0 | _____
[12 empty] | _____ |  | 0% | 0 | 0 | _____
[12 empty] | _____ |  | 0% | 0 | 0 | _____
[12 empty] | _____ |  | 0% | 0 | 0 | _____
[12 empty] | _____ |  | 0% | 0 | 0 | _____
[12 empty] | _____ |  | 0% | 0 | 0 | _____
[12 empty] | _____ |  | 0% | 0 | 0 | _____
[12 empty] | _____ |  | 0% | 0 | 0 | _____
[12 empty] | _____ |  | 0% | 0 | 0 | _____
[12 empty] | _____ |  | 0% | 0 | 0 | _____
[12 empty] | _____ |  | 0% | 0 | 0 | _____
[12 empty] | _____ |  | 0% | 0 | 0 | _____
[12 empty] | _____ |  | 0% | 0 | 0 | _____
[12 empty] | _____ |  | 0% | 0 | 0 | _____
[12 empty] | _____ |  | 0% | 0 | 0 | _____
[12 empty] | _____ |  | 0% | 0 | 0 | _____
[12 empty] | _____ |  | 0% | 0 | 0 | _____
[12 empty] | _____ |  | 0% | 0 | 0 | _____
[12 empty] | _____ |  | 0% | 0 | 0 | _____
[12 empty] | _____ |  | 0% | 0 | 0 | _____
[12 empty] | _____ |  | 0% | 0 | 0 | _____
[12 empty] | _____ |  | 0% | 0 | 0 | _____
[12 empty] | _____ |  | 0% | 0 | 0 | _____
[12 empty] | _____ |  | 0% | 0 | 0 | _____
[12 empty] | _____ |  | 0% | 0 | 0 | _____
[12 empty] | _____ |  | 0% | 0 | 0 | _____
[12 empty] | _____ |  | 0% | 0 | 0 | _____
[12 empty] | _____ |  | 0% | 0 | 0 | _____
[12 empty] | _____ |  | 0% | 0 | 0 | _____
[12 empty] | _____ |  | 0% | 0 | 0 | _____
[12 empty] | _____ |  | 0% | 0 | 0 | _____
[12 empty] | _____ |  | 0% | 0 | 0 | _____
[12 empty] | _____ |  | 0% | 0 | 0 | _____
[12 empty] | _____ |  | 0% | 0 | 0 | _____
[12 empty] | _____ |  | 0% | 0 | 0 | _____
[12 empty] | _____ |  | 0% | 0 | 0 | _____
[12 empty] | _____ |  | 0% | 0 | 0 | _____
[12 empty] | _____ |  | 0% | 0 | 0 | _____
[12 empty] | _____ |  | 0% | 0 | 0 | _____
[12 empty] | _____ |  | 0% | 0 | 0 | _____
[12 empty] | _____ |  | 0% | 0 | 0 | _____
[12 empty] | _____ |  | 0% | 0 | 0 | _____
[12 empty] | _____ |  | 0% | 0 | 0 | _____
[12 empty] | _____ |  | 0% | 0 | 0 | _____
[12 empty] | _____ |  | 0% | 0 | 0 | _____
[12 empty] | _____ |  | 0% | 0 | 0 | _____
[12 empty] | _____ |  | 0% | 0 | 0 | _____
[12 empty] | _____ |  | 0% | 0 | 0 | _____
[12 empty] | _____ |  | 0% | 0 | 0 | _____
[12 empty] | _____ |  | 0% | 0 | 0 | _____
[12 empty] | _____ |  | 0% | 0 | 0 | _____
[12 empty] | _____ |  | 0% | 0 | 0 | _____
[12 empty] | _____ |  | 0% | 0 | 0 | _____
[12 empty] | _____ |  | 0% | 0 | 0 | _____
[12 empty] | _____ |  | 0% | 0 | 0 | _____
[12 empty] | _____ |  | 0% | 0 | 0 | _____
[12 empty] | _____ |  | 0% | 0 | 0 | _____
[12 empty] | _____ |  | 0% | 0 | 0 | _____
[12 empty] | _____ |  | 0% | 0 | 0 | _____
[12 empty] | _____ |  | 0% | 0 | 0 | _____
[12 empty] | _____ |  | 0% | 0 | 0 | _____
[12 empty] | _____ |  | 0% | 0 | 0 | _____
[12 empty] | _____ |  | 0% | 0 | 0 | _____
[12 empty] | _____ |  | 0% | 0 | 0 | _____
[12 empty] | _____ |  | 0% | 0 | 0 | _____
[12 empty] | _____ |  | 0% | 0 | 0 | _____
[12 empty] | _____ |  | 0% | 0 | 0 | _____
[12 empty] | _____ |  | 0% | 0 | 0 | _____
[12 empty] | _____ |  | 0% | 0 | 0 | _____
[12 empty] | _____ |  | 0% | 0 | 0 | _____
[12 empty] | _____ |  | 0% | 0 | 0 | _____
[12 empty] | _____ |  | 0% | 0 | 0 | _____
[12 empty] | _____ |  | 0% | 0 | 0 | _____
[12 empty] | _____ |  | 0% | 0 | 0 | _____
[12 empty] | _____ |  | 0% | 0 | 0 | _____
[12 empty] | _____ |  | 0% | 0 | 0 | _____
[12 empty] | _____ |  | 0% | 0 | 0 | _____
[12 empty] | _____ |  | 0% | 0 | 0 | _____
[12 empty] | _____ |  | 0% | 0 | 0 | _____
[12 empty] | _____ |  | 0% | 0 | 0 | _____
[12 empty] | _____ |  | 0% | 0 | 0 | _____
[12 empty] | _____ |  | 0% | 0 | 0 | _____
[12 empty] | _____ |  | 0% | 0 | 0 | _____
[12 empty] | _____ |  | 0% | 0 | 0 | _____
[12 empty] | _____ |  | 0% | 0 | 0 | _____
[12 empty] | _____ |  | 0% | 0 | 0 | _____
[12 empty] | _____ |  | 0% | 0 | 0 | _____
[12 empty] | _____ |  | 0% | 0 | 0 | _____
[12 empty] | _____ |  | 0% | 0 | 0 | _____
[12 empty] | _____ |  | 0% | 0 | 0 | _____
[12 empty] | _____ |  | 0% | 0 | 0 | _____
[12 empty] | _____ |  | 0% | 0 | 0 | _____
[12 empty] | _____ |  | 0% | 0 | 0 | _____
[12 empty] | _____ |  | 0% | 0 | 0 | _____
[12 empty] | _____ |  | 0% | 0 | 0 | _____
[12 empty] | _____ |  | 0% | 0 | 0 | _____
[12 empty] | _____ |  | 0% | 0 | 0 | _____
[12 empty] | _____ |  | 0% | 0 | 0 | _____
[12 empty] | _____ |  | 0% | 0 | 0 | _____
[12 empty] | _____ |  | 0% | 0 | 0 | _____
[12 empty] | _____ |  | 0% | 0 | 0 | _____
[12 empty] | _____ |  | 0% | 0 | 0 | _____
[12 empty] | _____ |  | 0% | 0 | 0 | _____
[12 empty] | _____ |  | 0% | 0 | 0 | _____
[12 empty] | _____ |  | 0% | 0 | 0 | _____
[12 empty] | _____ |  | 0% | 0 | 0 | _____
[12 empty] | _____ |  | 0% | 0 | 0 | _____
[12 empty] | _____ |  | 0% | 0 | 0 | _____
[12 empty] | _____ |  | 0% | 0 | 0 | _____
[12 empty] | _____ |  | 0% | 0 | 0 | _____
[12 empty] | _____ |  | 0% | 0 | 0 | _____
[12 empty] | _____ |  | 0% | 0 | 0 | _____
[12 empty] | _____ |  | 0% | 0 | 0 | _____
[12 empty] | _____ |  | 0% | 0 | 0 | _____
[12 empty] | _____ |  | 0% | 0 | 0 | _____
[12 empty] | _____ |  | 0% | 0 | 0 | _____
[12 empty] | _____ |  | 0% | 0 | 0 | _____
[12 empty] | _____ |  | 0% | 0 | 0 | _____
[12 empty] | _____ |  | 0% | 0 | 0 | _____
[12 empty] | _____ |  | 0% | 0 | 0 | _____
[12 empty] | _____ |  | 0% | 0 | 0 | _____
[12 empty] | _____ |  | 0% | 0 | 0 | _____
[12 empty] | _____ |  | 0% | 0 | 0 | _____
[12 empty] | _____ |  | 0% | 0 | 0 | _____
[12 empty] | _____ |  | 0% | 0 | 0 | _____
[12 empty] | _____ |  | 0% | 0 | 0 | _____
[12 empty] | _____ |  | 0% | 0 | 0 | _____
[12 empty] | _____ |  | 0% | 0 | 0 | _____
[12 empty] | _____ |  | 0% | 0 | 0 | _____
[12 empty] | _____ |  | 0% | 0 | 0 | _____
[12 empty] | _____ |  | 0% | 0 | 0 | _____
[12 empty] | _____ |  | 0% | 0 | 0 | _____
[12 empty] | _____ |  | 0% | 0 | 0 | _____
[12 empty] | _____ |  | 0% | 0 | 0 | _____
[12 empty] | _____ |  | 0% | 0 | 0 | _____
[12 empty] | _____ |  | 0% | 0 | 0 | _____
[12 empty] | _____ |  | 0% | 0 | 0 | _____
[12 empty] | _____ |  | 0% | 0 | 0 | _____
[12 empty] | _____ |  | 0% | 0 | 0 | _____
[12 empty] | _____ |  | 0% | 0 | 0 | _____
[12 empty] | _____ |  | 0% | 0 | 0 | _____
[12 empty] | _____ |  | 0% | 0 | 0 | _____
[12 empty] | _____ |  | 0% | 0 | 0 | _____
[12 empty] | _____ |  | 0% | 0 | 0 | _____
[12 empty] | _____ |  | 0% | 0 | 0 | _____
[12 empty] | _____ |  | 0% | 0 | 0 | _____
[12 empty] | _____ |  | 0% | 0 | 0 | _____
[12 empty] | _____ |  | 0% | 0 | 0 | _____
[12 empty] | _____ |  | 0% | 0 | 0 | _____
[12 empty] | _____ |  | 0% | 0 | 0 | _____
[12 empty] | _____ |  | 0% | 0 | 0 | _____
[12 empty] | _____ |  | 0% | 0 | 0 | _____
[12 empty] | _____ |  | 0% | 0 | 0 | _____
[12 empty] | _____ |  | 0% | 0 | 0 | _____
[12 empty] | _____ |  | 0% | 0 | 0 | _____
[12 empty] | _____ |  | 0% | 0 | 0 | _____
[12 empty] | _____ |  | 0% | 0 | 0 | _____
[12 empty] | _____ |  | 0% | 0 | 0 | _____
[12 empty] | _____ |  | 0% | 0 | 0 | _____
[12 empty] | _____ |  | 0% | 0 | 0 | _____
[12 empty] | _____ |  | 0% | 0 | 0 | _____
[12 empty] | _____ |  | 0% | 0 | 0 | _____
[12 empty] | _____ |  | 0% | 0 | 0 | _____
[12 empty] | _____ |  | 0% | 0 | 0 | _____
[12 empty] | _____ |  | 0% | 0 | 0 | _____
[12 empty] | _____ |  | 0% | 0 | 0 | _____
[12 empty] | _____ |  | 0% | 0 | 0 | _____
[12 empty] | _____ |  | 0% | 0 | 0 | _____
[12 empty] | _____ |  | 0% | 0 | 0 | _____
[12 empty] | _____ |  | 0% | 0 | 0 | _____
[12 empty] | _____ |  | 0% | 0 | 0 | _____
[12 empty] | _____ |  | 0% | 0 | 0 | _____
[12 empty] | _____ |  | 0% | 0 | 0 | _____
[12 empty] | _____ |  | 0% | 0 | 0 | _____
[12 empty] | _____ |  | 0% | 0 | 0 | _____
[12 empty] | _____ |  | 0% | 0 | 0 | _____
[12 empty] | _____ |  | 0% | 0 | 0 | _____
[12 empty] | _____ |  | 0% | 0 | 0 | _____
[12 empty] | _____ |  | 0% | 0 | 0 | _____
[12 empty] | _____ |  | 0% | 0 | 0 | _____
[12 empty] | _____ |  | 0% | 0 | 0 | _____
[12 empty] | _____ |  | 0% | 0 | 0 | _____
[12 empty] | _____ |  | 0% | 0 | 0 | _____
[12 empty] | _____ |  | 0% | 0 | 0 | _____
[12 empty] | _____ |  | 0% | 0 | 0 | _____
[12 empty] | _____ |  | 0% | 0 | 0 | _____
[12 empty] | _____ |  | 0% | 0 | 0 | _____
[12 empty] | _____ |  | 0% | 0 | 0 | _____
[12 empty] | _____ |  | 0% | 0 | 0 | _____
[12 empty] | _____ |  | 0% | 0 | 0 | _____
[12 empty] | _____ |  | 0% | 0 | 0 | _____
[12 empty] | _____ |  | 0% | 0 | 0 | _____
[12 empty] | _____ |  | 0% | 0 | 0 | _____
[12 empty] | _____ |  | 0% | 0 | 0 | _____
[12 empty] | _____ |  | 0% | 0 | 0 | _____
[12 empty] | _____ |  | 0% | 0 | 0 | _____
[12 empty] | _____ |  | 0% | 0 | 0 | _____
[12 empty] | _____ |  | 0% | 0 | 0 | _____
[12 empty] | _____ |  | 0% | 0 | 0 | _____
[12 empty] | _____ |  | 0% | 0 | 0 | _____
[12 empty] | _____ |  | 0% | 0 | 0 | _____
[12 empty] | _____ |  | 0% | 0 | 0 | _____
[12 empty] | _____ |  | 0% | 0 | 0 | _____
[12 empty] | _____ |  | 0% | 0 | 0 | _____
[12 empty] | _____ |  | 0% | 0 | 0 | _____
[12 empty] | _____ |  | 0% | 0 | 0 | _____
[12 empty] | _____ |  | 0% | 0 | 0 | _____
[12 empty] | _____ |  | 0% | 0 | 0 | _____
[12 empty] | _____ |  | 0% | 0 | 0 | _____
[12 empty] | _____ |  | 0% | 0 | 0 | _____
[12 empty] | _____ |  | 0% | 0 | 0 | _____
[12 empty] | _____ |  | 0% | 0 | 0 | _____
[12 empty] | _____ |  | 0% | 0 | 0 | _____
[12 empty] | _____ |  | 0% | 0 | 0 | _____
[12 empty] | _____ |  | 0% | 0 | 0 | _____
[12 empty] | _____ |  | 0% | 0 | 0 | _____
[12 empty] | _____ |  | 0% | 0 | 0 | _____
[12 empty] | _____ |  | 0% | 0 | 0 | _____
[12 empty] | _____ |  | 0% | 0 | 0 | _____
[12 empty] | _____ |  | 0% | 0 | 0 | _____
[12 empty] | _____ |  | 0% | 0 | 0 | _____
[12 empty] | _____ |  | 0% | 0 | 0 | _____
[12 empty] | _____ |  | 0% | 0 | 0 | _____
[12 empty] | _____ |  | 0% | 0 | 0 | _____
[12 empty] | _____ |  | 0% | 0 | 0 | _____
[12 empty] | _____ |  | 0% | 0 | 0 | _____
[12 empty] | _____ |  | 0% | 0 | 0 | _____
[12 empty] | _____ |  | 0% | 0 | 0 | _____
[12 empty] | _____ |  | 0% | 0 | 0 | _____
[12 empty] | _____ |  | 0% | 0 | 0 | _____
[12 empty] | _____ |  | 0% | 0 | 0 | _____
[12 empty] | _____ |  | 0% | 0 | 0 | _____
[12 empty] | _____ |  | 0% | 0 | 0 | _____
[12 empty] | _____ |  | 0% | 0 | 0 | _____
[12 empty] | _____ |  | 0% | 0 | 0 | _____
[12 empty] | _____ |  | 0% | 0 | 0 | _____
[12 empty] | _____ |  | 0% | 0 | 0 | _____
[12 empty] | _____ |  | 0% | 0 | 0 | _____
[12 empty] | _____ |  | 0% | 0 | 0 | _____
[12 empty] | _____ |  | 0% | 0 | 0 | _____
[12 empty] | _____ |  | 0% | 0 | 0 | _____
[12 empty] | _____ |  | 0% | 0 | 0 | _____
[12 empty] | _____ |  | 0% | 0 | 0 | _____
[12 empty] | _____ |  | 0% | 0 | 0 | _____
[12 empty] | _____ |  | 0% | 0 | 0 | _____
[12 empty] | _____ |  | 0% | 0 | 0 | _____
[12 empty] | _____ |  | 0% | 0 | 0 | _____
[12 empty] | _____ |  | 0% | 0 | 0 | _____
[12 empty] | _____ |  | 0% | 0 | 0 | _____
[12 empty] | _____ |  | 0% | 0 | 0 | _____
[12 empty] | _____ |  | 0% | 0 | 0 | _____
[12 empty] | _____ |  | 0% | 0 | 0 | _____
[12 empty] | _____ |  | 0% | 0 | 0 | _____
[12 empty] | _____ |  | 0% | 0 | 0 | _____
[12 empty] | _____ |  | 0% | 0 | 0 | _____
[12 empty] | _____ |  | 0% | 0 | 0 | _____
[12 empty] | _____ |  | 0% | 0 | 0 | _____
[12 empty] | _____ |  | 0% | 0 | 0 | _____
[12 empty] | _____ |  | 0% | 0 | 0 | _____
[12 empty] | _____ |  | 0% | 0 | 0 | _____
[12 empty] | _____ |  | 0% | 0 | 0 | _____
[12 empty] | _____ |  | 0% | 0 | 0 | _____
[12 empty] | _____ |  | 0% | 0 | 0 | _____
[12 empty] | _____ |  | 0% | 0 | 0 | _____
[12 empty] | _____ |  | 0% | 0 | 0 | _____
[12 empty] | _____ |  | 0% | 0 | 0 | _____
[12 empty] | _____ |  | 0% | 0 | 0 | _____
[12 empty] | _____ |  | 0% | 0 | 0 | _____
[12 empty] | _____ |  | 0% | 0 | 0 | _____
[12 empty] | _____ |  | 0% | 0 | 0 | _____
[12 empty] | _____ |  | 0% | 0 | 0 | _____
[12 empty] | _____ |  | 0% | 0 | 0 | _____
[12 empty] | _____ |  | 0% | 0 | 0 | _____
[12 empty] | _____ |  | 0% | 0 | 0 | _____
[12 empty] | _____ |  | 0% | 0 | 0 | _____
[12 empty] | _____ |  | 0% | 0 | 0 | _____
[12 empty] | _____ |  | 0% | 0 | 0 | _____
[12 empty] | _____ |  | 0% | 0 | 0 | _____
[12 empty] | _____ |  | 0% | 0 | 0 | _____
[12 empty] | _____ |  | 0% | 0 | 0 | _____
[12 empty] | _____ |  | 0% | 0 | 0 | _____
[12 empty] | _____ |  | 0% | 0 | 0 | _____
[12 empty] | _____ |  | 0% | 0 | 0 | _____
[12 empty] | _____ |  | 0% | 0 | 0 | _____
[12 empty] | _____ |  | 0% | 0 | 0 | _____
[12 empty] | _____ |  | 0% | 0 | 0 | _____
[12 empty] | _____ |  | 0% | 0 | 0 | _____
[12 empty] | _____ |  | 0% | 0 | 0 | _____
[12 empty] | _____ |  | 0% | 0 | 0 | _____
[12 empty] | _____ |  | 0% | 0 | 0 | _____
[12 empty] | _____ |  | 0% | 0 | 0 | _____
[12 empty] | _____ |  | 0% | 0 | 0 | _____
[12 empty] | _____ |  | 0% | 0 | 0 | _____
[12 empty] | _____ |  | 0% | 0 | 0 | _____
[12 empty] | _____ |  | 0% | 0 | 0 | _____
[12 empty] | _____ |  | 0% | 0 | 0 | _____
[12 empty] | _____ |  | 0% | 0 | 0 | _____
[12 empty] | _____ |  | 0% | 0 | 0 | _____
[12 empty] | _____ |  | 0% | 0 | 0 | _____
[12 empty] | _____ |  | 0% | 0 | 0 | _____
[12 empty] | _____ |  | 0% | 0 | 0 | _____
[12 empty] | _____ |  | 0% | 0 | 0 | _____
[12 empty] | _____ |  | 0% | 0 | 0 | _____
[12 empty] | _____ |  | 0% | 0 | 0 | _____
[12 empty] | _____ |  | 0% | 0 | 0 | _____
[12 empty] | _____ |  | 0% | 0 | 0 | _____
[12 empty] | _____ |  | 0% | 0 | 0 | _____
[12 empty] | _____ |  | 0% | 0 | 0 | _____
[12 empty] | _____ |  | 0% | 0 | 0 | _____
[12 empty] | _____ |  | 0% | 0 | 0 | _____
[12 empty] | _____ |  | 0% | 0 | 0 | _____
[12 empty] | _____ |  | 0% | 0 | 0 | _____
[12 empty] | _____ |  | 0% | 0 | 0 | _____
[12 empty] | _____ |  | 0% | 0 | 0 | _____
[12 empty] | _____ |  | 0% | 0 | 0 | _____
[12 empty] | _____ |  | 0% | 0 | 0 | _____
[12 empty] | _____ |  | 0% | 0 | 0 | _____
[12 empty] | _____ |  | 0% | 0 | 0 | _____
[12 empty] | _____ |  | 0% | 0 | 0 | _____
[12 empty] | _____ |  | 0% | 0 | 0 | _____
[12 empty] | _____ |  | 0% | 0 | 0 | _____
[12 empty] | _____ |  | 0% | 0 | 0 | _____
[12 empty] | _____ |  | 0% | 0 | 0 | _____
[12 empty] | _____ |  | 0% | 0 | 0 | _____
[12 empty] | _____ |  | 0% | 0 | 0 | _____
[12 empty] | _____ |  | 0% | 0 | 0 | _____
[12 empty] | _____ |  | 0% | 0 | 0 | _____
[12 empty] | _____ |  | 0% | 0 | 0 | _____
[12 empty] | _____ |  | 0% | 0 | 0 | _____
[12 empty] | _____ |  | 0% | 0 | 0 | _____
[12 empty] | _____ |  | 0% | 0 | 0 | _____
[12 empty] | _____ |  | 0% | 0 | 0 | _____
[12 empty] | _____ |  | 0% | 0 | 0 | _____
[12 empty] | _____ |  | 0% | 0 | 0 | _____
[12 empty] | _____ |  | 0% | 0 | 0 | _____
[12 empty] | _____ |  | 0% | 0 | 0 | _____
[12 empty] | _____ |  | 0% | 0 | 0 | _____
[12 empty] | _____ |  | 0% | 0 | 0 | _____
[12 empty] | _____ |  | 0% | 0 | 0 | _____
[12 empty] | _____ |  | 0% | 0 | 0 | _____
[12 empty] | _____ |  | 0% | 0 | 0 | _____
[12 empty] | _____ |  | 0% | 0 | 0 | _____
[12 empty] | _____ |  | 0% | 0 | 0 | _____
[12 empty] | _____ |  | 0% | 0 | 0 | _____
[12 empty] | _____ |  | 0% | 0 | 0 | _____
[12 empty] | _____ |  | 0% | 0 | 0 | _____
[12 empty] | _____ |  | 0% | 0 | 0 | _____
[12 empty] | _____ |  | 0% | 0 | 0 | _____
[12 empty] | _____ |  | 0% | 0 | 0 | _____
[12 empty] | _____ |  | 0% | 0 | 0 | _____
[12 empty] | _____ |  | 0% | 0 | 0 | _____
[12 empty] | _____ |  | 0% | 0 | 0 | _____
[12 empty] | _____ |  | 0% | 0 | 0 | _____
[12 empty] | _____ |  | 0% | 0 | 0 | _____
[12 empty] | _____ |  | 0% | 0 | 0 | _____
[12 empty] | _____ |  | 0% | 0 | 0 | _____
[12 empty] | _____ |  | 0% | 0 | 0 | _____
[12 empty] | _____ |  | 0% | 0 | 0 | _____
[12 empty] | _____ |  | 0% | 0 | 0 | _____
[12 empty] | _____ |  | 0% | 0 | 0 | _____
[12 empty] | _____ |  | 0% | 0 | 0 | _____
[12 empty] | _____ |  | 0% | 0 | 0 | _____
[12 empty] | _____ |  | 0% | 0 | 0 | _____
[12 empty] | _____ |  | 0% | 0 | 0 | _____
[12 empty] | _____ |  | 0% | 0 | 0 | _____
[12 empty] | _____ |  | 0% | 0 | 0 | _____
[12 empty] | _____ |  | 0% | 0 | 0 | _____
[12 empty] | _____ |  | 0% | 0 | 0 | _____
[12 empty] | _____ |  | 0% | 0 | 0 | _____
[12 empty] | _____ |  | 0% | 0 | 0 | _____
[12 empty] | _____ |  | 0% | 0 | 0 | _____
[12 empty] | _____ |  | 0% | 0 | 0 | _____
[12 empty] | _____ |  | 0% | 0 | 0 | _____
[12 empty] | _____ |  | 0% | 0 | 0 | _____
[12 empty] | _____ |  | 0% | 0 | 0 | _____
[12 empty] | _____ |  | 0% | 0 | 0 | _____
[12 empty] | _____ |  | 0% | 0 | 0 | _____
[12 empty] | _____ |  | 0% | 0 | 0 | _____
[12 empty] | _____ |  | 0% | 0 | 0 | _____
[12 empty] | _____ |  | 0% | 0 | 0 | _____
[12 empty] | _____ |  | 0% | 0 | 0 | _____
[12 empty] | _____ |  | 0% | 0 | 0 | _____
[12 empty] | _____ |  | 0% | 0 | 0 | _____
[12 empty] | _____ |  | 0% | 0 | 0 | _____
[12 empty] | _____ |  | 0% | 0 | 0 | _____
[12 empty] | _____ |  | 0% | 0 | 0 | _____
[12 empty] | _____ |  | 0% | 0 | 0 | _____
[12 empty] | _____ |  | 0% | 0 | 0 | _____
[12 empty] | _____ |  | 0% | 0 | 0 | _____
[12 empty] | _____ |  | 0% | 0 | 0 | _____
[12 empty] | _____ |  | 0% | 0 | 0 | _____
[12 empty] | _____ |  | 0% | 0 | 0 | _____
[12 empty] | _____ |  | 0% | 0 | 0 | _____
[12 empty] | _____ |  | 0% | 0 | 0 | _____
[12 empty] | _____ |  | 0% | 0 | 0 | _____
[12 empty] | _____ |  | 0% | 0 | 0 | _____
[12 empty] | _____ |  | 0% | 0 | 0 | _____
[12 empty] | _____ |  | 0% | 0 | 0 | _____
[12 empty] | _____ |  | 0% | 0 | 0 | _____
[12 empty] | _____ |  | 0% | 0 | 0 | _____
[12 empty] | _____ |  | 0% | 0 | 0 | _____
[12 empty] | _____ |  | 0% | 0 | 0 | _____
[12 empty] | _____ |  | 0% | 0 | 0 | _____
[12 empty] | _____ |  | 0% | 0 | 0 | _____
[12 empty] | _____ |  | 0% | 0 | 0 | _____
[12 empty] | _____ |  | 0% | 0 | 0 | _____
[12 empty] | _____ |  | 0% | 0 | 0 | _____
[12 empty] | _____ |  | 0% | 0 | 0 | _____
[12 empty] | _____ |  | 0% | 0 | 0 | _____
[12 empty] | _____ |  | 0% | 0 | 0 | _____
[12 empty] | _____ |  | 0% | 0 | 0 | _____
[12 empty] | _____ |  | 0% | 0 | 0 | _____
[12 empty] | _____ |  | 0% | 0 | 0 | _____
[12 empty] | _____ |  | 0% | 0 | 0 | _____
[12 empty] | _____ |  | 0% | 0 | 0 | _____
[12 empty] | _____ |  | 0% | 0 | 0 | _____
[12 empty] | _____ |  | 0% | 0 | 0 | _____
[12 empty] | _____ |  | 0% | 0 | 0 | _____
[12 empty] | _____ |  | 0% | 0 | 0 | _____
[12 empty] | _____ |  | 0% | 0 | 0 | _____
[12 empty] | _____ |  | 0% | 0 | 0 | _____
[12 empty] | _____ |  | 0% | 0 | 0 | _____
[12 empty] | _____ |  | 0% | 0 | 0 | _____
[12 empty] | _____ |  | 0% | 0 | 0 | _____
[12 empty] | _____ |  | 0% | 0 | 0 | _____
[12 empty] | _____ |  | 0% | 0 | 0 | _____
[12 empty] | _____ |  | 0% | 0 | 0 | _____
[12 empty] | _____ |  | 0% | 0 | 0 | _____
[12 empty] | _____ |  | 0% | 0 | 0 | _____
[12 empty] | _____ |  | 0% | 0 | 0 | _____
[12 empty] | _____ |  | 0% | 0 | 0 | _____
[12 empty] | _____ |  | 0% | 0 | 0 | _____
[12 empty] | _____ |  | 0% | 0 | 0 | _____
[12 empty] | _____ |  | 0% | 0 | 0 | _____
[12 empty] | _____ |  | 0% | 0 | 0 | _____
[12 empty] | _____ |  | 0% | 0 | 0 | _____
[12 empty] | _____ |  | 0% | 0 | 0 | _____
[12 empty] | _____ |  | 0% | 0 | 0 | _____
[12 empty] | _____ |  | 0% | 0 | 0 | _____
[12 empty] | _____ |  | 0% | 0 | 0 | _____
[12 empty] | _____ |  | 0% | 0 | 0 | _____
[12 empty] | _____ |  | 0% | 0 | 0 | _____
[12 empty] | _____ |  | 0% | 0 | 0 | _____
[12 empty] | _____ |  | 0% | 0 | 0 | _____
[12 empty] | _____ |  | 0% | 0 | 0 | _____
[12 empty] | _____ |  | 0% | 0 | 0 | _____
[12 empty] | _____ |  | 0% | 0 | 0 | _____
[12 empty] | _____ |  | 0% | 0 | 0 | _____
[12 empty] | _____ |  | 0% | 0 | 0 | _____
[12 empty] | _____ |  | 0% | 0 | 0 | _____
[12 empty] | _____ |  | 0% | 0 | 0 | _____
[12 empty] | _____ |  | 0% | 0 | 0 | _____
[12 empty] | _____ |  | 0% | 0 | 0 | _____
[12 empty] | _____ |  | 0% | 0 | 0 | _____
[12 empty] | _____ |  | 0% | 0 | 0 | _____
[12 empty] | _____ |  | 0% | 0 | 0 | _____
[12 empty] | _____ |  | 0% | 0 | 0 | _____
[12 empty] | _____ |  | 0% | 0 | 0 | _____
[12 empty] | _____ |  | 0% | 0 | 0 | _____
[12 empty] | _____ |  | 0% | 0 | 0 | _____
[12 empty] | _____ |  | 0% | 0 | 0 | _____
[12 empty] | _____ |  | 0% | 0 | 0 | _____
[12 empty] | _____ |  | 0% | 0 | 0 | _____
[12 empty] | _____ |  | 0% | 0 | 0 | _____
[12 empty] | _____ |  | 0% | 0 | 0 | _____
[12 empty] | _____ |  | 0% | 0 | 0 | _____
[12 empty] | _____ |  | 0% | 0 | 0 | _____
[12 empty] | _____ |  | 0% | 0 | 0 | _____
[12 empty] | _____ |  | 0% | 0 | 0 | _____
[12 empty] | _____ |  | 0% | 0 | 0 | _____
[12 empty] | _____ |  | 0% | 0 | 0 | _____
[12 empty] | _____ |  | 0% | 0 | 0 | _____
[12 empty] | _____ |  | 0% | 0 | 0 | _____
[12 empty] | _____ |  | 0% | 0 | 0 | _____
[12 empty] | _____ |  | 0% | 0 | 0 | _____
[12 empty] | _____ |  | 0% | 0 | 0 | _____
[12 empty] | _____ |  | 0% | 0 | 0 | _____
[12 empty] | _____ |  | 0% | 0 | 0 | _____
[12 empty] | _____ |  | 0% | 0 | 0 | _____
[12 empty] | _____ |  | 0% | 0 | 0 | _____
[12 empty] | _____ |  | 0% | 0 | 0 | _____
[12 empty] | _____ |  | 0% | 0 | 0 | _____
[12 empty] | _____ |  | 0% | 0 | 0 | _____
[12 empty] | _____ |  | 0% | 0 | 0 | _____
[12 empty] | _____ |  | 0% | 0 | 0 | _____
[12 empty] | _____ |  | 0% | 0 | 0 | _____
[12 empty] | _____ |  | 0% | 0 | 0 | _____
[12 empty] | _____ |  | 0% | 0 | 0 | _____
[12 empty] | _____ |  | 0% | 0 | 0 | _____
[12 empty] | _____ |  | 0% | 0 | 0 | _____
[12 empty] | _____ |  | 0% | 0 | 0 | _____
[12 empty] | _____ |  | 0% | 0 | 0 | _____
[12 empty] | _____ |  | 0% | 0 | 0 | _____
[12 empty] | _____ |  | 0% | 0 | 0 | _____
[12 empty] | _____ |  | 0% | 0 | 0 | _____
[12 empty] | _____ |  | 0% | 0 | 0 | _____
[12 empty] | _____ |  | 0% | 0 | 0 | _____
[12 empty] | _____ |  | 0% | 0 | 0 | _____
[12 empty] | _____ |  | 0% | 0 | 0 | _____
[12 empty] | _____ |  | 0% | 0 | 0 | _____
[12 empty] | _____ |  | 0% | 0 | 0 | _____
[12 empty] | _____ |  | 0% | 0 | 0 | _____
[12 empty] | _____ |  | 0% | 0 | 0 | _____
[12 empty] | _____ |  | 0% | 0 | 0 | _____
[12 empty] | _____ |  | 0% | 0 | 0 | _____
[12 empty] | _____ |  | 0% | 0 | 0 | _____
[12 empty] | _____ |  | 0% | 0 | 0 | _____
[12 empty] | _____ |  | 0% | 0 | 0 | _____
[12 empty] | _____ |  | 0% | 0 | 0 | _____
[12 empty] | _____ |  | 0% | 0 | 0 | _____
[12 empty] | _____ |  | 0% | 0 | 0 | _____
[12 empty] | _____ |  | 0% | 0 | 0 | _____
[12 empty] | _____ |  | 0% | 0 | 0 | _____
[12 empty] | _____ |  | 0% | 0 | 0 | _____
[12 empty] | _____ |  | 0% | 0 | 0 | _____
[12 empty] | _____ |  | 0% | 0 | 0 | _____
[12 empty] | _____ |  | 0% | 0 | 0 | _____
[12 empty] | _____ |  | 0% | 0 | 0 | _____
[12 empty] | _____ |  | 0% | 0 | 0 | _____
[12 empty] | _____ |  | 0% | 0 | 0 | _____
[12 empty] | _____ |  | 0% | 0 | 0 | _____
[12 empty] | _____ |  | 0% | 0 | 0 | _____
[12 empty] | _____ |  | 0% | 0 | 0 | _____
[12 empty] | _____ |  | 0% | 0 | 0 | _____
[12 empty] | _____ |  | 0% | 0 | 0 | _____
[12 empty] | _____ |  | 0% | 0 | 0 | _____
[12 empty] | _____ |  | 0% | 0 | 0 | _____
[12 empty] | _____ |  | 0% | 0 | 0 | _____
[12 empty] | _____ |  | 0% | 0 | 0 | _____
[12 empty] | _____ |  | 0% | 0 | 0 | _____
[12 empty] | _____ |  | 0% | 0 | 0 | _____
[12 empty] | _____ |  | 0% | 0 | 0 | _____
[12 empty] | _____ |  | 0% | 0 | 0 | _____
[12 empty] | _____ |  | 0% | 0 | 0 | _____
[12 empty] | _____ |  | 0% | 0 | 0 | _____
[12 empty] | _____ |  | 0% | 0 | 0 | _____
[12 empty] | _____ |  | 0% | 0 | 0 | _____
[12 empty] | _____ |  | 0% | 0 | 0 | _____
[12 empty] | _____ |  | 0% | 0 | 0 | _____
[12 empty] | _____ |  | 0% | 0 | 0 | _____
[12 empty] | _____ |  | 0% | 0 | 0 | _____
[12 empty] | _____ |  | 0% | 0 | 0 | _____
[12 empty] | _____ |  | 0% | 0 | 0 | _____
[12 empty] | _____ |  | 0% | 0 | 0 | _____
[12 empty] | _____ |  | 0% | 0 | 0 | _____
[12 empty] | _____ |  | 0% | 0 | 0 | _____
[12 empty] | _____ |  | 0% | 0 | 0 | _____
[12 empty] | _____ |  | 0% | 0 | 0 | _____
[12 empty] | _____ |  | 0% | 0 | 0 | _____
[12 empty] | _____ |  | 0% | 0 | 0 | _____
[12 empty] | _____ |  | 0% | 0 | 0 | _____
[12 empty] | _____ |  | 0% | 0 | 0 | _____
[12 empty] | _____ |  | 0% | 0 | 0 | _____
[12 empty] | _____ |  | 0% | 0 | 0 | _____
[12 empty] | _____ |  | 0% | 0 | 0 | _____
[12 empty] | _____ |  | 0% | 0 | 0 | _____
[12 empty] | _____ |  | 0% | 0 | 0 | _____
[12 empty] | _____ |  | 0% | 0 | 0 | _____
[12 empty] | _____ |  | 0% | 0 | 0 | _____
[12 empty] | _____ |  | 0% | 0 | 0 | _____
[12 empty] | _____ |  | 0% | 0 | 0 | _____
[12 empty] | _____ |  | 0% | 0 | 0 | _____
[12 empty] | _____ |  | 0% | 0 | 0 | _____
[12 empty] | _____ |  | 0% | 0 | 0 | _____
[12 empty] | _____ |  | 0% | 0 | 0 | _____
[12 empty] | _____ |  | 0% | 0 | 0 | _____
[12 empty] | _____ |  | 0% | 0 | 0 | _____
[12 empty] | _____ |  | 0% | 0 | 0 | _____
[12 empty] | _____ |  | 0% | 0 | 0 | _____
[12 empty] | _____ |  | 0% | 0 | 0 | _____
[12 empty] | _____ |  | 0% | 0 | 0 | _____
[12 empty] | _____ |  | 0% | 0 | 0 | _____
[12 empty] | _____ |  | 0% | 0 | 0 | _____
[12 empty] | _____ |  | 0% | 0 | 0 | _____
[12 empty] | _____ |  | 0% | 0 | 0 | _____
[12 empty] | _____ |  | 0% | 0 | 0 | _____
[12 empty] | _____ |  | 0% | 0 | 0 | _____
[12 empty] | _____ |  | 0% | 0 | 0 | _____
[12 empty] | _____ |  | 0% | 0 | 0 | _____
[12 empty] | _____ |  | 0% | 0 | 0 | _____
[12 empty] | _____ |  | 0% | 0 | 0 | _____
[12 empty] | _____ |  | 0% | 0 | 0 | _____
[12 empty] | _____ |  | 0% | 0 | 0 | _____
[12 empty] | _____ |  | 0% | 0 | 0 | _____
[12 empty] | _____ |  | 0% | 0 | 0 | _____
[12 empty] | _____ |  | 0% | 0 | 0 | _____
[12 empty] | _____ |  | 0% | 0 | 0 | _____
[12 empty] | _____ |  | 0% | 0 | 0 | _____
[12 empty] | _____ |  | 0% | 0 | 0 | _____
[12 empty] | _____ |  | 0% | 0 | 0 | _____
[12 empty] | _____ |  | 0% | 0 | 0 | _____
[12 empty] | _____ |  | 0% | 0 | 0 | _____
[12 empty] | _____ |  | 0% | 0 | 0 | _____
[12 empty] | _____ |  | 0% | 0 | 0 | _____
[12 empty] | _____ |  | 0% | 0 | 0 | _____
[12 empty] | _____ |  | 0% | 0 | 0 | _____
[12 empty] | _____ |  | 0% | 0 | 0 | _____
[12 empty] | _____ |  | 0% | 0 | 0 | _____
[12 empty] | _____ |  | 0% | 0 | 0 | _____
[12 empty] | _____ |  | 0% | 0 | 0 | _____
[12 empty] | _____ |  | 0% | 0 | 0 | _____
[12 empty] | _____ |  | 0% | 0 | 0 | _____
[12 empty] | _____ |  | 0% | 0 | 0 | _____
[12 empty] | _____ |  | 0% | 0 | 0 | _____
[12 empty] | _____ |  | 0% | 0 | 0 | _____
[12 empty] | _____ |  | 0% | 0 | 0 | _____
[12 empty] | _____ |  | 0% | 0 | 0 | _____
[12 empty] | _____ |  | 0% | 0 | 0 | _____
[12 empty] | _____ |  | 0% | 0 | 0 | _____
[12 empty] | _____ |  | 0% | 0 | 0 | _____
[12 empty] | _____ |  | 0% | 0 | 0 | _____
[12 empty] | _____ |  | 0% | 0 | 0 | _____
[12 empty] | _____ |  | 0% | 0 | 0 | _____
[12 empty] | _____ |  | 0% | 0 | 0 | _____
[12 empty] | _____ |  | 0% | 0 | 0 | _____
[12 empty] | _____ |  | 0% | 0 | 0 | _____
[12 empty] | _____ |  | 0% | 0 | 0 | _____
[12 empty] | _____ |  | 0% | 0 | 0 | _____
[12 empty] | _____ |  | 0% | 0 | 0 | _____
[12 empty] | _____ |  | 0% | 0 | 0 | _____
[12 empty] | _____ |  | 0% | 0 | 0 | _____
[12 empty] | _____ |  | 0% | 0 | 0 | _____
[12 empty] | _____ |  | 0% | 0 | 0 | _____
[12 empty] | _____ |  | 0% | 0 | 0 | _____
[12 empty] | _____ |  | 0% | 0 | 0 | _____
[12 empty] | _____ |  | 0% | 0 | 0 | _____
[12 empty] | _____ |  | 0% | 0 | 0 | _____
[12 empty] | _____ |  | 0% | 0 | 0 | _____
[12 empty] | _____ |  | 0% | 0 | 0 | _____
[12 empty] | _____ |  | 0% | 0 | 0 | _____
[12 empty] | _____ |  | 0% | 0 | 0 | _____
[12 empty] | _____ |  | 0% | 0 | 0 | _____
[12 empty] | _____ |  | 0% | 0 | 0 | _____
[12 empty] | _____ |  | 0% | 0 | 0 | _____
[12 empty] | _____ |  | 0% | 0 | 0 | _____
[12 empty] | _____ |  | 0% | 0 | 0 | _____
[12 empty] | _____ |  | 0% | 0 | 0 | _____
[12 empty] | _____ |  | 0% | 0 | 0 | _____
[12 empty] | _____ |  | 0% | 0 | 0 | _____
[12 empty] | _____ |  | 0% | 0 | 0 | _____
[12 empty] | _____ |  | 0% | 0 | 0 | _____
[12 empty] | _____ |  | 0% | 0 | 0 | _____
[12 empty] | _____ |  | 0% | 0 | 0 | _____
[12 empty] | _____ |  | 0% | 0 | 0 | _____
[12 empty] | _____ |  | 0% | 0 | 0 | _____
[12 empty] | _____ |  | 0% | 0 | 0 | _____
[12 empty] | _____ |  | 0% | 0 | 0 | _____
[12 empty] | _____ |  | 0% | 0 | 0 | _____
[12 empty] | _____ |  | 0% | 0 | 0 | _____
[12 empty] | _____ |  | 0% | 0 | 0 | _____
[12 empty] | _____ |  | 0% | 0 | 0 | _____
[12 empty] | _____ |  | 0% | 0 | 0 | _____
[12 empty] | _____ |  | 0% | 0 | 0 | _____
[12 empty] | _____ |  | 0% | 0 | 0 | _____
[12 empty] | _____ |  | 0% | 0 | 0 | _____
[12 empty] | _____ |  | 0% | 0 | 0 | _____
[12 empty] | _____ |  | 0% | 0 | 0 | _____
[12 empty] | _____ |  | 0% | 0 | 0 | _____
[12 empty] | _____ |  | 0% | 0 | 0 | _____
[12 empty] | _____ |  | 0% | 0 | 0 | _____
[12 empty] | _____ |  | 0% | 0 | 0 | _____
[12 empty] | _____ |  | 0% | 0 | 0 | _____
[12 empty] | _____ |  | 0% | 0 | 0 | _____
[12 empty] | _____ |  | 0% | 0 | 0 | _____
[12 empty] | _____ |  | 0% | 0 | 0 | _____
[12 empty] | _____ |  | 0% | 0 | 0 | _____
[12 empty] | _____ |  | 0% | 0 | 0 | _____
[12 empty] | _____ |  | 0% | 0 | 0 | _____
[12 empty] | _____ |  | 0% | 0 | 0 | _____
[12 empty] | _____ |  | 0% | 0 | 0 | _____
[12 empty] | _____ |  | 0% | 0 | 0 | _____
[12 empty] | _____ |  | 0% | 0 | 0 | _____
[12 empty] | _____ |  | 0% | 0 | 0 | _____
[12 empty] | _____ |  | 0% | 0 | 0 | _____
[12 empty] | _____ |  | 0% | 0 | 0 | _____
[12 empty] | _____ |  | 0% | 0 | 0 | _____
[12 empty] | _____ |  | 0% | 0 | 0 | _____
[12 empty] | _____ |  | 0% | 0 | 0 | _____
[12 empty] | _____ |  | 0% | 0 | 0 | _____
[12 empty] | _____ |  | 0% | 0 | 0 | _____
[12 empty] | _____ |  | 0% | 0 | 0 | _____
[12 empty] | _____ |  | 0% | 0 | 0 | _____
[12 empty] | _____ |  | 0% | 0 | 0 | _____
[12 empty] | _____ |  | 0% | 0 | 0 | _____
[12 empty] | _____ |  | 0% | 0 | 0 | _____
[12 empty] | _____ |  | 0% | 0 | 0 | _____
[12 empty] | _____ |  | 0% | 0 | 0 | _____
[12 empty] | _____ |  | 0% | 0 | 0 | _____
[12 empty] | _____ |  | 0% | 0 | 0 | _____
[12 empty] | _____ |  | 0% | 0 | 0 | _____
[12 empty] | _____ |  | 0% | 0 | 0 | _____
[12 empty] | _____ |  | 0% | 0 | 0 | _____
[12 empty] | _____ |  | 0% | 0 | 0 | _____
[12 empty] | _____ |  | 0% | 0 | 0 | _____
[12 empty] | _____ |  | 0% | 0 | 0 | _____
[12 empty] | _____ |  | 0% | 0 | 0 | _____
[12 empty] | _____ |  | 0% | 0 | 0 | _____
[12 empty] | _____ |  | 0% | 0 | 0 | _____
[12 empty] | _____ |  | 0% | 0 | 0 | _____
[12 empty] | _____ |  | 0% | 0 | 0 | _____
[12 empty] | _____ |  | 0% | 0 | 0 | _____
[12 empty] | _____ |  | 0% | 0 | 0 | _____
[12 empty] | _____ |  | 0% | 0 | 0 | _____
[12 empty] | _____ |  | 0% | 0 | 0 | _____
[12 empty] | _____ |  | 0% | 0 | 0 | _____
[12 empty] | _____ |  | 0% | 0 | 0 | _____
[12 empty] | _____ |  | 0% | 0 | 0 | _____
[12 empty] | _____ |  | 0% | 0 | 0 | _____
[12 empty] | _____ |  | 0% | 0 | 0 | _____
[12 empty] | _____ |  | 0% | 0 | 0 | _____
[12 empty] | _____ |  | 0% | 0 | 0 | _____
[12 empty] | _____ |  | 0% | 0 | 0 | _____
[12 empty] | _____ |  | 0% | 0 | 0 | _____
[12 empty] | _____ |  | 0% | 0 | 0 | _____
[12 empty] | _____ |  | 0% | 0 | 0 | _____
[12 empty] | _____ |  | 0% | 0 | 0 | _____
[12 empty] | _____ |  | 0% | 0 | 0 | _____
[12 empty] | _____ |  | 0% | 0 | 0 | _____
[12 empty] | _____ |  | 0% | 0 | 0 | _____
[12 empty] | _____ |  | 0% | 0 | 0 | _____
[12 empty] | _____ |  | 0% | 0 | 0 | _____
[12 empty] | _____ |  | 0% | 0 | 0 | _____
[12 empty] | _____ |  | 0% | 0 | 0 | _____
[12 empty] | _____ |  | 0% | 0 | 0 | _____
[12 empty] | _____ |  | 0% | 0 | 0 | _____
[12 empty] | _____ |  | 0% | 0 | 0 | _____
[12 empty] | _____ |  | 0% | 0 | 0 | _____
[12 empty] | _____ |  | 0% | 0 | 0 | _____
[12 empty] | _____ |  | 0% | 0 | 0 | _____
[12 empty] | _____ |  | 0% | 0 | 0 | _____
[12 empty] | _____ |  | 0% | 0 | 0 | _____
[12 empty] | _____ |  | 0% | 0 | 0 | _____
[12 empty] | _____ |  | 0% | 0 | 0 | _____
[12 empty] | _____ |  | 0% | 0 | 0 | _____
[12 empty] | _____ |  | 0% | 0 | 0 | _____
[12 empty] | _____ |  | 0% | 0 | 0 | _____
[12 empty] | _____ |  | 0% | 0 | 0 | _____
[12 empty] | _____ |  | 0% | 0 | 0 | _____
[12 empty] | _____ |  | 0% | 0 | 0 | _____
[12 empty] | _____ |  | 0% | 0 | 0 | _____
[12 empty] | _____ |  | 0% | 0 | 0 | _____
[12 empty] | _____ |  | 0% | 0 | 0 | _____
[12 empty] | _____ |  | 0% | 0 | 0 | _____
[12 empty] | _____ |  | 0% | 0 | 0 | _____
[12 empty] | _____ |  | 0% | 0 | 0 | _____
[12 empty] | _____ |  | 0% | 0 | 0 | _____
[12 empty] | _____ |  | 0% | 0 | 0 | _____
[12 empty] | _____ |  | 0% | 0 | 0 | _____
[12 empty] | _____ |  | 0% | 0 | 0 | _____
[12 empty] | _____ |  | 0% | 0 | 0 | _____
[12 empty] | _____ |  | 0% | 0 | 0 | _____
[12 empty] | _____ |  | 0% | 0 | 0 | _____
[12 empty] | _____ |  | 0% | 0 | 0 | _____
[12 empty] | _____ |  | 0% | 0 | 0 | _____
[12 empty] | _____ |  | 0% | 0 | 0 | _____
[12 empty] | _____ |  | 0% | 0 | 0 | _____
[12 empty] | _____ |  | 0% | 0 | 0 | _____
[12 empty] | _____ |  | 0% | 0 | 0 | _____
[12 empty] | _____ |  | 0% | 0 | 0 | _____
[12 empty] | _____ |  | 0% | 0 | 0 | _____
[12 empty] | _____ |  | 0% | 0 | 0 | _____
[12 empty] | _____ |  | 0% | 0 | 0 | _____
[12 empty] | _____ |  | 0% | 0 | 0 | _____
[12 empty] | _____ |  | 0% | 0 | 0 | _____
[12 empty] | _____ |  | 0% | 0 | 0 | _____
[12 empty] | _____ |  | 0% | 0 | 0 | _____
[12 empty] | _____ |  | 0% | 0 | 0 | _____
[12 empty] | _____ |  | 0% | 0 | 0 | _____
[12 empty] | _____ |  | 0% | 0 | 0 | _____
[12 empty] | _____ |  | 0% | 0 | 0 | _____
[12 empty] | _____ |  | 0% | 0 | 0 | _____
[12 empty] | _____ |  | 0% | 0 | 0 | _____
[12 empty] | _____ |  | 0% | 0 | 0 | _____
[12 empty] | _____ |  | 0% | 0 | 0 | _____
[12 empty] | _____ |  | 0% | 0 | 0 | _____
[12 empty] | _____ |  | 0% | 0 | 0 | _____
[12 empty] | _____ |  | 0% | 0 | 0 | _____
[12 empty] | _____ |  | 0% | 0 | 0 | _____
[12 empty] | _____ |  | 0% | 0 | 0 | _____
[12 empty] | _____ |  | 0% | 0 | 0 | _____
[12 empty] | _____ |  | 0% | 0 | 0 | _____
[12 empty] | _____ |  | 0% | 0 | 0 | _____
[12 empty] | _____ |  | 0% | 0 | 0 | _____
[12 empty] | _____ |  | 0% | 0 | 0 | _____
[12 empty] | _____ |  | 0% | 0 | 0 | _____
[12 empty] | _____ |  | 0% | 0 | 0 | _____
[12 empty] | _____ |  | 0% | 0 | 0 | _____
[12 empty] | _____ |  | 0% | 0 | 0 | _____
[12 empty] | _____ |  | 0% | 0 | 0 | _____
[12 empty] | _____ |  | 0% | 0 | 0 | _____
[12 empty] | _____ |  | 0% | 0 | 0 | _____
[12 empty] | _____ |  | 0% | 0 | 0 | _____
[12 empty] | _____ |  | 0% | 0 | 0 | _____
[12 empty] | _____ |  | 0% | 0 | 0 | _____
[12 empty] | _____ |  | 0% | 0 | 0 | _____
[12 empty] | _____ |  | 0% | 0 | 0 | _____
[12 empty] | _____ |  | 0% | 0 | 0 | _____
[12 empty] | _____ |  | 0% | 0 | 0 | _____
[12 empty] | _____ |  | 0% | 0 | 0 | _____
[12 empty] | _____ |  | 0% | 0 | 0 | _____
[12 empty] | _____ |  | 0% | 0 | 0 | _____
[12 empty] | _____ |  | 0% | 0 | 0 | _____
[12 empty] | _____ |  | 0% | 0 | 0 | _____
[12 empty] | _____ |  | 0% | 0 | 0 | _____
[12 empty] | _____ |  | 0% | 0 | 0 | _____
[12 empty] | _____ |  | 0% | 0 | 0 | _____
[12 empty] | _____ |  | 0% | 0 | 0 | _____
[12 empty] | _____ |  | 0% | 0 | 0 | _____
[12 empty] | _____ |  | 0% | 0 | 0 | _____
[12 empty] | _____ |  | 0% | 0 | 0 | _____
[12 empty] | _____ |  | 0% | 0 | 0 | _____
[12 empty] | _____ |  | 0% | 0 | 0 | _____
[12 empty] | _____ |  | 0% | 0 | 0 | _____
[12 empty] | _____ |  | 0% | 0 | 0 | _____
[12 empty] | _____ |  | 0% | 0 | 0 | _____
[12 empty] | _____ |  | 0% | 0 | 0 | _____
[12 empty] | _____ |  | 0% | 0 | 0 | _____
[12 empty] | _____ |  | 0% | 0 | 0 | _____
[12 empty] | _____ |  | 0% | 0 | 0 | _____
[12 empty] | _____ |  | 0% | 0 | 0 | _____
[12 empty] | _____ |  | 0% | 0 | 0 | _____
[12 empty] | _____ |  | 0% | 0 | 0 | _____
[12 empty] | _____ |  | 0% | 0 | 0 | _____
[12 empty] | _____ |  | 0% | 0 | 0 | _____
[12 empty] | _____ |  | 0% | 0 | 0 | _____
[12 empty] | _____ |  | 0% | 0 | 0 | _____
[12 empty] | _____ |  | 0% | 0 | 0 | _____
[12 empty] | _____ |  | 0% | 0 | 0 | _____
[12 empty] | _____ |  | 0% | 0 | 0 | _____
[12 empty] | _____ |  | 0% | 0 | 0 | _____
[12 empty] | _____ |  | 0% | 0 | 0 | _____
[12 empty] | _____ |  | 0% | 0 | 0 | _____
[12 empty] | _____ |  | 0% | 0 | 0 | _____
[12 empty] | _____ |  | 0% | 0 | 0 | _____
[12 empty] | _____ |  | 0% | 0 | 0 | _____
[12 empty] | _____ |  | 0% | 0 | 0 | _____
[12 empty] | _____ |  | 0% | 0 | 0 | _____
[12 empty] | _____ |  | 0% | 0 | 0 | _____
[12 empty] | _____ |  | 0% | 0 | 0 | _____
[12 empty] | _____ |  | 0% | 0 | 0 | _____
[12 empty] | _____ |  | 0% | 0 | 0 | _____
[12 empty] | _____ |  | 0% | 0 | 0 | _____
[12 empty] | _____ |  | 0% | 0 | 0 | _____
[12 empty] | _____ |  | 0% | 0 | 0 | _____
[12 empty] | _____ |  | 0% | 0 | 0 | _____
[12 empty] | _____ |  | 0% | 0 | 0 | _____
[12 empty] | _____ |  | 0% | 0 | 0 | _____
[12 empty] | _____ |  | 0% | 0 | 0 | _____
[12 empty] | _____ |  | 0% | 0 | 0 | _____
[12 empty] | _____ |  | 0% | 0 | 0 | _____
[12 empty] | _____ |  | 0% | 0 | 0 | _____
[12 empty] | _____ |  | 0% | 0 | 0 | _____
[12 empty] | _____ |  | 0% | 0 | 0 | _____
[12 empty] | _____ |  | 0% | 0 | 0 | _____
[12 empty] | _____ |  | 0% | 0 | 0 | _____
[12 empty] | _____ |  | 0% | 0 | 0 | _____
[12 empty] | _____ |  | 0% | 0 | 0 | _____
[12 empty] | _____ |  | 0% | 0 | 0 | _____
[12 empty] | _____ |  | 0% | 0 | 0 | _____
[12 empty] | _____ |  | 0% | 0 | 0 | _____
[12 empty] | _____ |  | 0% | 0 | 0 | _____
[12 empty] | _____ |  | 0% | 0 | 0 | _____
[12 empty] | _____ |  | 0% | 0 | 0 | _____
[12 empty] | _____ |  | 0% | 0 | 0 | _____
[12 empty] | _____ |  | 0% | 0 | 0 | _____
[12 empty] | _____ |  | 0% | 0 | 0 | _____
[12 empty] | _____ |  | 0% | 0 | 0 | _____
[12 empty] | _____ |  | 0% | 0 | 0 | _____
[12 empty] | _____ |  | 0% | 0 | 0 | _____
[12 empty] | _____ |  | 0% | 0 | 0 | _____
[12 empty] | _____ |  | 0% | 0 | 0 | _____
[12 empty] | _____ |  | 0% | 0 | 0 | _____
[12 empty] | _____ |  | 0% | 0 | 0 | _____
[12 empty] | _____ |  | 0% | 0 | 0 | _____
[12 empty] | _____ |  | 0% | 0 | 0 | _____
[12 empty] | _____ |  | 0% | 0 | 0 | _____
[12 empty] | _____ |  | 0% | 0 | 0 | _____
[12 empty] | _____ |  | 0% | 0 | 0 | _____
[12 empty] | _____ |  | 0% | 0 | 0 | _____
[12 empty] | _____ |  | 0% | 0 | 0 | _____
[12 empty] | _____ |  | 0% | 0 | 0 | _____
[12 empty] | _____ |  | 0% | 0 | 0 | _____
[12 empty] | _____ |  | 0% | 0 | 0 | _____
[12 empty] | _____ |  | 0% | 0 | 0 | _____
[12 empty] | _____ |  | 0% | 0 | 0 | _____
[12 empty] | _____ |  | 0% | 0 | 0 | _____
[12 empty] | _____ |  | 0% | 0 | 0 | _____
[12 empty] | _____ |  | 0% | 0 | 0 | _____
[12 empty] | _____ |  | 0% | 0 | 0 | _____
[12 empty] | _____ |  | 0% | 0 | 0 | _____
[12 empty] | _____ |  | 0% | 0 | 0 | _____
[12 empty] | _____ |  | 0% | 0 | 0 | _____
[12 empty] | _____ |  | 0% | 0 | 0 | _____
[12 empty] | _____ |  | 0% | 0 | 0 | _____
[12 empty] | _____ |  | 0% | 0 | 0 | _____
[12 empty] | _____ |  | 0% | 0 | 0 | _____
[12 empty] | _____ |  | 0% | 0 | 0 | _____
[12 empty] | _____ |  | 0% | 0 | 0 | _____
[12 empty] | _____ |  | 0% | 0 | 0 | _____
[12 empty] | _____ |  | 0% | 0 | 0 | _____
[12 empty] | _____ |  | 0% | 0 | 0 | _____
[12 empty] | _____ |  | 0% | 0 | 0 | _____
[12 empty] | _____ |  | 0% | 0 | 0 | _____
[12 empty] | _____ |  | 0% | 0 | 0 | _____
[12 empty] | _____ |  | 0% | 0 | 0 | _____
[12 empty] | _____ |  | 0% | 0 | 0 | _____
[12 empty] | _____ |  | 0% | 0 | 0 | _____
[12 empty] | _____ |  | 0% | 0 | 0 | _____
[12 empty] | _____ |  | 0% | 0 | 0 | _____
[12 empty] | _____ |  | 0% | 0 | 0 | _____
[12 empty] | _____ |  | 0% | 0 | 0 | _____
[12 empty] | _____ |  | 0% | 0 | 0 | _____
[12 empty] | _____ |  | 0% | 0 | 0 | _____
[12 empty] | _____ |  | 0% | 0 | 0 | _____
[12 empty] | _____ |  | 0% | 0 | 0 | _____
[12 empty] | _____ |  | 0% | 0 | 0 | _____
[12 empty] | _____ |  | 0% | 0 | 0 | _____
[12 empty] | _____ |  | 0% | 0 | 0 | _____
[12 empty] | _____ |  | 0% | 0 | 0 | _____
[12 empty] | _____ |  | 0% | 0 | 0 | _____
[12 empty] | _____ |  | 0% | 0 | 0 | _____
[12 empty] | _____ |  | 0% | 0 | 0 | _____
[12 empty] | _____ |  | 0% | 0 | 0 | _____
[12 empty] | _____ |  | 0% | 0 | 0 | _____
[12 empty] | _____ |  | 0% | 0 | 0 | _____
[12 empty] | _____ |  | 0% | 0 | 0 | _____
[12 empty] | _____ |  | 0% | 0 | 0 | _____
[12 empty] | _____ |  | 0% | 0 | 0 | _____
[12 empty] | _____ |  | 0% | 0 | 0 | _____
[12 empty] | _____ |  | 0% | 0 | 0 | _____
[12 empty] | _____ |  | 0% | 0 | 0 | _____
[12 empty] | _____ |  | 0% | 0 | 0 | _____
[12 empty] | _____ |  | 0% | 0 | 0 | _____
[12 empty] | _____ |  | 0% | 0 | 0 | _____
[12 empty] | _____ |  | 0% | 0 | 0 | _____
[12 empty] | _____ |  | 0% | 0 | 0 | _____
[12 empty] | _____ |  | 0% | 0 | 0 | _____
[12 empty] | _____ |  | 0% | 0 | 0 | _____
[12 empty] | _____ |  | 0% | 0 | 0 | _____
[12 empty] | _____ |  | 0% | 0 | 0 | _____
[12 empty] | _____ |  | 0% | 0 | 0 | _____
[12 empty] | _____ |  | 0% | 0 | 0 | _____
[12 empty] | _____ |  | 0% | 0 | 0 | _____
[12 empty] | _____ |  | 0% | 0 | 0 | _____
[12 empty] | _____ |  | 0% | 0 | 0 | _____
[12 empty] | _____ |  | 0% | 0 | 0 | _____
[12 empty] | _____ |  | 0% | 0 | 0 | _____
[12 empty] | _____ |  | 0% | 0 | 0 | _____
[12 empty] | _____ |  | 0% | 0 | 0 | _____
[12 empty] | _____ |  | 0% | 0 | 0 | _____
[12 empty] | _____ |  | 0% | 0 | 0 | _____
[12 empty] | _____ |  | 0% | 0 | 0 | _____
[12 empty] | _____ |  | 0% | 0 | 0 | _____
[12 empty] | _____ |  | 0% | 0 | 0 | _____
[12 empty] | _____ |  | 0% | 0 | 0 | _____
[12 empty] | _____ |  | 0% | 0 | 0 | _____
[12 empty] | _____ |  | 0% | 0 | 0 | _____
[12 empty] | _____ |  | 0% | 0 | 0 | _____
[12 empty] | _____ |  | 0% | 0 | 0 | _____
[12 empty] | _____ |  | 0% | 0 | 0 | _____
[12 empty] | _____ |  | 0% | 0 | 0 | _____
[12 empty] | _____ |  | 0% | 0 | 0 | _____
[12 empty] | _____ |  | 0% | 0 | 0 | _____
[12 empty] | _____ |  | 0% | 0 | 0 | _____
[12 empty] | _____ |  | 0% | 0 | 0 | _____
[12 empty] | _____ |  | 0% | 0 | 0 | _____
[12 empty] | _____ |  | 0% | 0 | 0 | _____
[12 empty] | _____ |  | 0% | 0 | 0 | _____
[12 empty] | _____ |  | 0% | 0 | 0 | _____
[12 empty] | _____ |  | 0% | 0 | 0 | _____
[12 empty] | _____ |  | 0% | 0 | 0 | _____
[12 empty] | _____ |  | 0% | 0 | 0 | _____
[12 empty] | _____ |  | 0% | 0 | 0 | _____
[12 empty] | _____ |  | 0% | 0 | 0 | _____
[12 empty] | _____ |  | 0% | 0 | 0 | _____
[12 empty] | _____ |  | 0% | 0 | 0 | _____
[12 empty] | _____ |  | 0% | 0 | 0 | _____
[12 empty] | _____ |  | 0% | 0 | 0 | _____
[12 empty] | _____ |  | 0% | 0 | 0 | _____
[12 empty] | _____ |  | 0% | 0 | 0 | _____
[12 empty] | _____ |  | 0% | 0 | 0 | _____
[12 empty] | _____ |  | 0% | 0 | 0 | _____
[12 empty] | _____ |  | 0% | 0 | 0 | _____
[12 empty] | _____ |  | 0% | 0 | 0 | _____
[12 empty] | _____ |  | 0% | 0 | 0 | _____
[12 empty] | _____ |  | 0% | 0 | 0 | _____
[12 empty] | _____ |  | 0% | 0 | 0 | _____
[12 empty] | _____ |  | 0% | 0 | 0 | _____
[12 empty] | _____ |  | 0% | 0 | 0 | _____
[12 empty] | _____ |  | 0% | 0 | 0 | _____
[12 empty] | _____ |  | 0% | 0 | 0 | _____
[12 empty] | _____ |  | 0% | 0 | 0 | _____
[12 empty] | _____ |  | 0% | 0 | 0 | _____
[12 empty] | _____ |  | 0% | 0 | 0 | _____
[12 empty] | _____ |  | 0% | 0 | 0 | _____
[12 empty] | _____ |  | 0% | 0 | 0 | _____
[12 empty] | _____ |  | 0% | 0 | 0 | _____
[12 empty] | _____ |  | 0% | 0 | 0 | _____
[12 empty] | _____ |  | 0% | 0 | 0 | _____
[12 empty] | _____ |  | 0% | 0 | 0 | _____
[12 empty] | _____ |  | 0% | 0 | 0 | _____
[12 empty] | _____ |  | 0% | 0 | 0 | _____
[12 empty] | _____ |  | 0% | 0 | 0 | _____
[12 empty] | _____ |  | 0% | 0 | 0 | _____
[12 empty] | _____ |  | 0% | 0 | 0 | _____
[12 empty] | _____ |  | 0% | 0 | 0 | _____
[12 empty] | _____ |  | 0% | 0 | 0 | _____
[12 empty] | _____ |  | 0% | 0 | 0 | _____
[12 empty] | _____ |  | 0% | 0 | 0 | _____
[12 empty] | _____ |  | 0% | 0 | 0 | _____
[12 empty] | _____ |  | 0% | 0 | 0 | _____
[12 empty] | _____ |  | 0% | 0 | 0 | _____
[12 empty] | _____ |  | 0% | 0 | 0 | _____
[12 empty] | _____ |  | 0% | 0 | 0 | _____
[12 empty] | _____ |  | 0% | 0 | 0 | _____
[12 empty] | _____ |  | 0% | 0 | 0 | _____
[12 empty] | _____ |  | 0% | 0 | 0 | _____
[12 empty] | _____ |  | 0% | 0 | 0 | _____
[12 empty] | _____ |  | 0% | 0 | 0 | _____
[12 empty] | _____ |  | 0% | 0 | 0 | _____
[12 empty] | _____ |  | 0% | 0 | 0 | _____
[12 empty] | _____ |  | 0% | 0 | 0 | _____
[12 empty] | _____ |  | 0% | 0 | 0 | _____
[12 empty] | _____ |  | 0% | 0 | 0 | _____
[12 empty] | _____ |  | 0% | 0 | 0 | _____
[12 empty] | _____ |  | 0% | 0 | 0 | _____
[12 empty] | _____ |  | 0% | 0 | 0 | _____
[12 empty] | _____ |  | 0% | 0 | 0 | _____
[12 empty] | _____ |  | 0% | 0 | 0 | _____
[12 empty] | _____ |  | 0% | 0 | 0 | _____
[12 empty] | _____ |  | 0% | 0 | 0 | _____
[12 empty] | _____ |  | 0% | 0 | 0 | _____
[12 empty] | _____ |  | 0% | 0 | 0 | _____
[12 empty] | _____ |  | 0% | 0 | 0 | _____
[12 empty] | _____ |  | 0% | 0 | 0 | _____
[12 empty] | _____ |  | 0% | 0 | 0 | _____
[12 empty] | _____ |  | 0% | 0 | 0 | _____
[12 empty] | _____ |  | 0% | 0 | 0 | _____
[12 empty] | _____ |  | 0% | 0 | 0 | _____
[12 empty] | _____ |  | 0% | 0 | 0 | _____
[12 empty] | _____ |  | 0% | 0 | 0 | _____
[12 empty] | _____ |  | 0% | 0 | 0 | _____
[12 empty] | _____ |  | 0% | 0 | 0 | _____
[12 empty] | _____ |  | 0% | 0 | 0 | _____
[12 empty] | _____ |  | 0% | 0 | 0 | _____
[12 empty] | _____ |  | 0% | 0 | 0 | _____
[12 empty] | _____ |  | 0% | 0 | 0 | _____
[12 empty] | _____ |  | 0% | 0 | 0 | _____
[12 empty] | _____ |  | 0% | 0 | 0 | _____
[12 empty] | _____ |  | 0% | 0 | 0 | _____
[12 empty] | _____ |  | 0% | 0 | 0 | _____
[12 empty] | _____ |  | 0% | 0 | 0 | _____
[12 empty] | _____ |  | 0% | 0 | 0 | _____
[12 empty] | _____ |  | 0% | 0 | 0 | _____
[12 empty] | _____ |  | 0% | 0 | 0 | _____
[12 empty] | _____ |  | 0% | 0 | 0 | _____
[12 empty] | _____ |  | 0% | 0 | 0 | _____
[12 empty] | _____ |  | 0% | 0 | 0 | _____
[12 empty] | _____ |  | 0% | 0 | 0 | _____
[12 empty] | _____ |  | 0% | 0 | 0 | _____
[12 empty] | _____ |  | 0% | 0 | 0 | _____
[12 empty] | _____ |  | 0% | 0 | 0 | _____
[12 empty] | _____ |  | 0% | 0 | 0 | _____
[12 empty] | _____ |  | 0% | 0 | 0 | _____
[12 empty] | _____ |  | 0% | 0 | 0 | _____
[12 empty] | _____ |  | 0% | 0 | 0 | _____
[12 empty] | _____ |  | 0% | 0 | 0 | _____
[12 empty] | _____ |  | 0% | 0 | 0 | _____
[12 empty] | _____ |  | 0% | 0 | 0 | _____
[12 empty] | _____ |  | 0% | 0 | 0 | _____
[12 empty] | _____ |  | 0% | 0 | 0 | _____
[12 empty] | _____ |  | 0% | 0 | 0 | _____
[12 empty] | _____ |  | 0% | 0 | 0 | _____
[12 empty] | _____ |  | 0% | 0 | 0 | _____
[12 empty] | _____ |  | 0% | 0 | 0 | _____
[12 empty] | _____ |  | 0% | 0 | 0 | _____
[12 empty] | _____ |  | 0% | 0 | 0 | _____
[12 empty] | _____ |  | 0% | 0 | 0 | _____
[12 empty] | _____ |  | 0% | 0 | 0 | _____
[12 empty] | _____ |  | 0% | 0 | 0 | _____
[12 empty] | _____ |  | 0% | 0 | 0 | _____
[12 empty] | _____ |  | 0% | 0 | 0 | _____
[12 empty] | _____ |  | 0% | 0 | 0 | _____
[12 empty] | _____ |  | 0% | 0 | 0 | _____
[12 empty] | _____ |  | 0% | 0 | 0 | _____
[12 empty] | _____ |  | 0% | 0 | 0 | _____
[12 empty] | _____ |  | 0% | 0 | 0 | _____
[12 empty] | _____ |  | 0% | 0 | 0 | _____
[12 empty] | _____ |  | 0% | 0 | 0 | _____
[12 empty] | _____ |  | 0% | 0 | 0 | _____
[12 empty] | _____ |  | 0% | 0 | 0 | _____
[12 empty] | _____ |  | 0% | 0 | 0 | _____
[12 empty] | _____ |  | 0% | 0 | 0 | _____
[12 empty] | _____ |  | 0% | 0 | 0 | _____
[12 empty] | _____ |  | 0% | 0 | 0 | _____
[12 empty] | _____ |  | 0% | 0 | 0 | _____
[12 empty] | _____ |  | 0% | 0 | 0 | _____
[12 empty] | _____ |  | 0% | 0 | 0 | _____
[12 empty] | _____ |  | 0% | 0 | 0 | _____
[12 empty] | _____ |  | 0% | 0 | 0 | _____
[12 empty] | _____ |  | 0% | 0 | 0 | _____
[12 empty] | _____ |  | 0% | 0 | 0 | _____
[12 empty] | _____ |  | 0% | 0 | 0 | _____
[12 empty] | _____ |  | 0% | 0 | 0 | _____
[12 empty] | _____ |  | 0% | 0 | 0 | _____
[12 empty] | _____ |  | 0% | 0 | 0 | _____
[12 empty] | _____ |  | 0% | 0 | 0 | _____
[12 empty] | _____ |  | 0% | 0 | 0 | _____
[12 empty] | _____ |  | 0% | 0 | 0 | _____
[12 empty] | _____ |  | 0% | 0 | 0 | _____
[12 empty] | _____ |  | 0% | 0 | 0 | _____
[12 empty] | _____ |  | 0% | 0 | 0 | _____
[12 empty] | _____ |  | 0% | 0 | 0 | _____
[12 empty] | _____ |  | 0% | 0 | 0 | _____
[12 empty] | _____ |  | 0% | 0 | 0 | _____
[12 empty] | _____ |  | 0% | 0 | 0 | _____
[12 empty] | _____ |  | 0% | 0 | 0 | _____
[12 empty] | _____ |  | 0% | 0 | 0 | _____
[12 empty] | _____ |  | 0% | 0 | 0 | _____
[12 empty] | _____ |  | 0% | 0 | 0 | _____
[12 empty] | _____ |  | 0% | 0 | 0 | _____
[12 empty] | _____ |  | 0% | 0 | 0 | _____
[12 empty] | _____ |  | 0% | 0 | 0 | _____
[12 empty] | _____ |  | 0% | 0 | 0 | _____
[12 empty] | _____ |  | 0% | 0 | 0 | _____
[12 empty] | _____ |  | 0% | 0 | 0 | _____
[12 empty] | _____ |  | 0% | 0 | 0 | _____
[12 empty] | _____ |  | 0% | 0 | 0 | _____
[12 empty] | _____ |  | 0% | 0 | 0 | _____
[12 empty] | _____ |  | 0% | 0 | 0 | _____
[12 empty] | _____ |  | 0% | 0 | 0 | _____
[12 empty] | _____ |  | 0% | 0 | 0 | _____
[12 empty] | _____ |  | 0% | 0 | 0 | _____
[12 empty] | _____ |  | 0% | 0 | 0 | _____
[12 empty] | _____ |  | 0% | 0 | 0 | _____
[12 empty] | _____ |  | 0% | 0 | 0 | _____
[12 empty] | _____ |  | 0% | 0 | 0 | _____
[12 empty] | _____ |  | 0% | 0 | 0 | _____
[12 empty] | _____ |  | 0% | 0 | 0 | _____
[12 empty] | _____ |  | 0% | 0 | 0 | _____
[12 empty] | _____ |  | 0% | 0 | 0 | _____
[12 empty] | _____ |  | 0% | 0 | 0 | _____
[12 empty] | _____ |  | 0% | 0 | 0 | _____
[12 empty] | _____ |  | 0% | 0 | 0 | _____
[12 empty] | _____ |  | 0% | 0 | 0 | _____
[12 empty] | _____ |  | 0% | 0 | 0 | _____
[12 empty] | _____ |  | 0% | 0 | 0 | _____
[12 empty] | _____ |  | 0% | 0 | 0 | _____
[12 empty] | _____ |  | 0% | 0 | 0 | _____
[12 empty] | _____ |  | 0% | 0 | 0 | _____
[12 empty] | _____ |  | 0% | 0 | 0 | _____
[12 empty] | _____ |  | 0% | 0 | 0 | _____
[12 empty] | _____ |  | 0% | 0 | 0 | _____
[12 empty] | _____ |  | 0% | 0 | 0 | _____
[12 empty] | _____ |  | 0% | 0 | 0 | _____
[12 empty] | _____ |  | 0% | 0 | 0 | _____
[12 empty] | _____ |  | 0% | 0 | 0 | _____
[12 empty] | _____ |  | 0% | 0 | 0 | _____
[12 empty] | _____ |  | 0% | 0 | 0 | _____
[12 empty] | _____ |  | 0% | 0 | 0 | _____
[12 empty] | _____ |  | 0% | 0 | 0 | _____
[12 empty] | _____ |  | 0% | 0 | 0 | _____
[12 empty] | _____ |  | 0% | 0 | 0 | _____
[12 empty] | _____ |  | 0% | 0 | 0 | _____
[12 empty] | _____ |  | 0% | 0 | 0 | _____
[12 empty] | _____ |  | 0% | 0 | 0 | _____
[12 empty] | _____ |  | 0% | 0 | 0 | _____
[12 empty] | _____ |  | 0% | 0 | 0 | _____
[12 empty] | _____ |  | 0% | 0 | 0 | _____
[12 empty] | _____ |  | 0% | 0 | 0 | _____
[12 empty] | _____ |  | 0% | 0 | 0 | _____
[12 empty] | _____ |  | 0% | 0 | 0 | _____
[12 empty] | _____ |  | 0% | 0 | 0 | _____
[12 empty] | _____ |  | 0% | 0 | 0 | _____
[12 empty] | _____ |  | 0% | 0 | 0 | _____
[12 empty] | _____ |  | 0% | 0 | 0 | _____
[12 empty] | _____ |  | 0% | 0 | 0 | _____
[12 empty] | _____ |  | 0% | 0 | 0 | _____
[12 empty] | _____ |  | 0% | 0 | 0 | _____
[12 empty] | _____ |  | 0% | 0 | 0 | _____
[12 empty] | _____ |  | 0% | 0 | 0 | _____
[12 empty] | _____ |  | 0% | 0 | 0 | _____
[12 empty] | _____ |  | 0% | 0 | 0 | _____
[12 empty] | _____ |  | 0% | 0 | 0 | _____
[12 empty] | _____ |  | 0% | 0 | 0 | _____
[12 empty] | _____ |  | 0% | 0 | 0 | _____
[12 empty] | _____ |  | 0% | 0 | 0 | _____
[12 empty] | _____ |  | 0% | 0 | 0 | _____
[12 empty] | _____ |  | 0% | 0 | 0 | _____
[12 empty] | _____ |  | 0% | 0 | 0 | _____
[12 empty] | _____ |  | 0% | 0 | 0 | _____
[12 empty] | _____ |  | 0% | 0 | 0 | _____
[12 empty] | _____ |  | 0% | 0 | 0 | _____
[12 empty] | _____ |  | 0% | 0 | 0 | _____
[12 empty] | _____ |  | 0% | 0 | 0 | _____
[12 empty] | _____ |  | 0% | 0 | 0 | _____
[12 empty] | _____ |  | 0% | 0 | 0 | _____
[12 empty] | _____ |  | 0% | 0 | 0 | _____
[12 empty] | _____ |  | 0% | 0 | 0 | _____
[12 empty] | _____ |  | 0% | 0 | 0 | _____
[12 empty] | _____ |  | 0% | 0 | 0 | _____
[12 empty] | _____ |  | 0% | 0 | 0 | _____
[12 empty] | _____ |  | 0% | 0 | 0 | _____
[12 empty] | _____ |  | 0% | 0 | 0 | _____
[12 empty] | _____ |  | 0% | 0 | 0 | _____
[12 empty] | _____ |  | 0% | 0 | 0 | _____
[12 empty] | _____ |  | 0% | 0 | 0 | _____
[12 empty] | _____ |  | 0% | 0 | 0 | _____
[12 empty] | _____ |  | 0% | 0 | 0 | _____
[12 empty] | _____ |  | 0% | 0 | 0 | _____
[12 empty] | _____ |  | 0% | 0 | 0 | _____
[12 empty] | _____ |  | 0% | 0 | 0 | _____
[12 empty] | _____ |  | 0% | 0 | 0 | _____
[12 empty] | _____ |  | 0% | 0 | 0 | _____
[12 empty] | _____ |  | 0% | 0 | 0 | _____
[12 empty] | _____ |  | 0% | 0 | 0 | _____
[12 empty] | _____ |  | 0% | 0 | 0 | _____
[12 empty] | _____ |  | 0% | 0 | 0 | _____
[12 empty] | _____ |  | 0% | 0 | 0 | _____
[12 empty] | _____ |  | 0% | 0 | 0 | _____
[12 empty] | _____ |  | 0% | 0 | 0 | _____
[12 empty] | _____ |  | 0% | 0 | 0 | _____
[12 empty] | _____ |  | 0% | 0 | 0 | _____
[12 empty] | _____ |  | 0% | 0 | 0 | _____
[12 empty] | _____ |  | 0% | 0 | 0 | _____
[12 empty] | _____ |  | 0% | 0 | 0 | _____
[12 empty] | _____ |  | 0% | 0 | 0 | _____
[12 empty] | _____ |  | 0% | 0 | 0 | _____
[12 empty] | _____ |  | 0% | 0 | 0 | _____
[12 empty] | _____ |  | 0% | 0 | 0 | _____
[12 empty] | _____ |  | 0% | 0 | 0 | _____
[12 empty] | _____ |  | 0% | 0 | 0 | _____
[12 empty] | _____ |  | 0% | 0 | 0 | _____
[12 empty] | _____ |  | 0% | 0 | 0 | _____
[12 empty] | _____ |  | 0% | 0 | 0 | _____
[12 empty] | _____ |  | 0% | 0 | 0 | _____
[12 empty] | _____ |  | 0% | 0 | 0 | _____
[12 empty] | _____ |  | 0% | 0 | 0 | _____
[12 empty] | _____ |  | 0% | 0 | 0 | _____
[12 empty] | _____ |  | 0% | 0 | 0 | _____
[12 empty] | _____ |  | 0% | 0 | 0 | _____
[12 empty] | _____ |  | 0% | 0 | 0 | _____
[12 empty] | _____ |  | 0% | 0 | 0 | _____
[12 empty] | _____ |  | 0% | 0 | 0 | _____
[12 empty] | _____ |  | 0% | 0 | 0 | _____
[12 empty] | _____ |  | 0% | 0 | 0 | _____
[12 empty] | _____ |  | 0% | 0 | 0 | _____
[12 empty] | _____ |  | 0% | 0 | 0 | _____
[12 empty] | _____ |  | 0% | 0 | 0 | _____
[12 empty] | _____ |  | 0% | 0 | 0 | _____
[12 empty] | _____ |  | 0% | 0 | 0 | _____
[12 empty] | _____ |  | 0% | 0 | 0 | _____
[12 empty] | _____ |  | 0% | 0 | 0 | _____
[12 empty] | _____ |  | 0% | 0 | 0 | _____
[12 empty] | _____ |  | 0% | 0 | 0 | _____
[12 empty] | _____ |  | 0% | 0 | 0 | _____
[12 empty] | _____ |  | 0% | 0 | 0 | _____
[12 empty] | _____ |  | 0% | 0 | 0 | _____
[12 empty] | _____ |  | 0% | 0 | 0 | _____
[12 empty] | _____ |  | 0% | 0 | 0 | _____
[12 empty] | _____ |  | 0% | 0 | 0 | _____
[12 empty] | _____ |  | 0% | 0 | 0 | _____
[12 empty] | _____ |  | 0% | 0 | 0 | _____
[12 empty] | _____ |  | 0% | 0 | 0 | _____
[12 empty] | _____ |  | 0% | 0 | 0 | _____
[12 empty] | _____ |  | 0% | 0 | 0 | _____
[12 empty] | _____ |  | 0% | 0 | 0 | _____
[12 empty] | _____ |  | 0% | 0 | 0 | _____
[12 empty] | _____ |  | 0% | 0 | 0 | _____
[12 empty] | _____ |  | 0% | 0 | 0 | _____
[12 empty] | _____ |  | 0% | 0 | 0 | _____
[12 empty] | _____ |  | 0% | 0 | 0 | _____
[12 empty] | _____ |  | 0% | 0 | 0 | _____
[12 empty] | _____ |  | 0% | 0 | 0 | _____
[12 empty] | _____ |  | 0% | 0 | 0 | _____
[12 empty] | _____ |  | 0% | 0 | 0 | _____
[12 empty] | _____ |  | 0% | 0 | 0 | _____
[12 empty] | _____ |  | 0% | 0 | 0 | _____
[12 empty] | _____ |  | 0% | 0 | 0 | _____
[12 empty] | _____ |  | 0% | 0 | 0 | _____
[12 empty] | _____ |  | 0% | 0 | 0 | _____
[12 empty] | _____ |  | 0% | 0 | 0 | _____
[12 empty] | _____ |  | 0% | 0 | 0 | _____
[12 empty] | _____ |  | 0% | 0 | 0 | _____
[12 empty] | _____ |  | 0% | 0 | 0 | _____
[12 empty] | _____ |  | 0% | 0 | 0 | _____
[12 empty] | _____ |  | 0% | 0 | 0 | _____
[12 empty] | _____ |  | 0% | 0 | 0 | _____
[12 empty] | _____ |  | 0% | 0 | 0 | _____
[12 empty] | _____ |  | 0% | 0 | 0 | _____
[12 empty] | _____ |  | 0% | 0 | 0 | _____
[12 empty] | _____ |  | 0% | 0 | 0 | _____
[12 empty] | _____ |  | 0% | 0 | 0 | _____
[12 empty] | _____ |  | 0% | 0 | 0 | _____
[12 empty] | _____ |  | 0% | 0 | 0 | _____
[12 empty] | _____ |  | 0% | 0 | 0 | _____
[12 empty] | _____ |  | 0% | 0 | 0 | _____
[12 empty] | _____ |  | 0% | 0 | 0 | _____
[12 empty] | _____ |  | 0% | 0 | 0 | _____
[12 empty] | _____ |  | 0% | 0 | 0 | _____
[12 empty] | _____ |  | 0% | 0 | 0 | _____
[12 empty] | _____ |  | 0% | 0 | 0 | _____
[12 empty] | _____ |  | 0% | 0 | 0 | _____
[12 empty] | _____ |  | 0% | 0 | 0 | _____
[12 empty] | _____ |  | 0% | 0 | 0 | _____
[12 empty] | _____ |  | 0% | 0 | 0 | _____
[12 empty] | _____ |  | 0% | 0 | 0 | _____
[12 empty] | _____ |  | 0% | 0 | 0 | _____
[12 empty] | _____ |  | 0% | 0 | 0 | _____
[12 empty] | _____ |  | 0% | 0 | 0 | _____
[12 empty] | _____ |  | 0% | 0 | 0 | _____
[12 empty] | _____ |  | 0% | 0 | 0 | _____
[12 empty] | _____ |  | 0% | 0 | 0 | _____
[12 empty] | _____ |  | 0% | 0 | 0 | _____
[12 empty] | _____ |  | 0% | 0 | 0 | _____
[12 empty] | _____ |  | 0% | 0 | 0 | _____
[12 empty] | _____ |  | 0% | 0 | 0 | _____
[12 empty] | _____ |  | 0% | 0 | 0 | _____
[12 empty] | _____ |  | 0% | 0 | 0 | _____
[12 empty] | _____ |  | 0% | 0 | 0 | _____
[12 empty] | _____ |  | 0% | 0 | 0 | _____
[12 empty] | _____ |  | 0% | 0 | 0 | _____
[12 empty] | _____ |  | 0% | 0 | 0 | _____
[12 empty] | _____ |  | 0% | 0 | 0 | _____
[12 empty] | _____ |  | 0% | 0 | 0 | _____
[12 empty] | _____ |  | 0% | 0 | 0 | _____
[12 empty] | _____ |  | 0% | 0 | 0 | _____
[12 empty] | _____ |  | 0% | 0 | 0 | _____
[12 empty] | _____ |  | 0% | 0 | 0 | _____
[12 empty] | _____ |  | 0% | 0 | 0 | _____
[12 empty] | _____ |  | 0% | 0 | 0 | _____
[12 empty] | _____ |  | 0% | 0 | 0 | _____
[12 empty] | _____ |  | 0% | 0 | 0 | _____
[12 empty] | _____ |  | 0% | 0 | 0 | _____
[12 empty] | _____ |  | 0% | 0 | 0 | _____
[12 empty] | _____ |  | 0% | 0 | 0 | _____
[12 empty] | _____ |  | 0% | 0 | 0 | _____
[12 empty] | _____ |  | 0% | 0 | 0 | _____
[12 empty] | _____ |  | 0% | 0 | 0 | _____
[12 empty] | _____ |  | 0% | 0 | 0 | _____
[12 empty] | _____ |  | 0% | 0 | 0 | _____
[12 empty] | _____ |  | 0% | 0 | 0 | _____
[12 empty] | _____ |  | 0% | 0 | 0 | _____
[12 empty] | _____ |  | 0% | 0 | 0 | _____
[12 empty] | _____ |  | 0% | 0 | 0 | _____
[12 empty] | _____ |  | 0% | 0 | 0 | _____
[12 empty] | _____ |  | 0% | 0 | 0 | _____
[12 empty] | _____ |  | 0% | 0 | 0 | _____
[12 empty] | _____ |  | 0% | 0 | 0 | _____
[12 empty] | _____ |  | 0% | 0 | 0 | _____
[12 empty] | _____ |  | 0% | 0 | 0 | _____
[12 empty] | _____ |  | 0% | 0 | 0 | _____
[12 empty] | _____ |  | 0% | 0 | 0 | _____
[12 empty] | _____ |  | 0% | 0 | 0 | _____
[12 empty] | _____ |  | 0% | 0 | 0 | _____
[12 empty] | _____ |  | 0% | 0 | 0 | _____
[12 empty] | _____ |  | 0% | 0 | 0 | _____
[12 empty] | _____ |  | 0% | 0 | 0 | _____
[12 empty] | _____ |  | 0% | 0 | 0 | _____
[12 empty] | _____ |  | 0% | 0 | 0 | _____
[12 empty] | _____ |  | 0% | 0 | 0 | _____
[12 empty] | _____ |  | 0% | 0 | 0 | _____
[12 empty] | _____ |  | 0% | 0 | 0 | _____
[12 empty] | _____ |  | 0% | 0 | 0 | _____
[12 empty] | _____ |  | 0% | 0 | 0 | _____
[12 empty] | _____ |  | 0% | 0 | 0 | _____
[12 empty] | _____ |  | 0% | 0 | 0 | _____
[12 empty] | _____ |  | 0% | 0 | 0 | _____
[12 empty] | _____ |  | 0% | 0 | 0 | _____
[12 empty] | _____ |  | 0% | 0 | 0 | _____
[12 empty] | _____ |  | 0% | 0 | 0 | _____
[12 empty] | _____ |  | 0% | 0 | 0 | _____
[12 empty] | _____ |  | 0% | 0 | 0 | _____
[12 empty] | _____ |  | 0% | 0 | 0 | _____
[12 empty] | _____ |  | 0% | 0 | 0 | _____
[12 empty] | _____ |  | 0% | 0 | 0 | _____
[12 empty] | _____ |  | 0% | 0 | 0 | _____
[12 empty] | _____ |  | 0% | 0 | 0 | _____
[12 empty] | _____ |  | 0% | 0 | 0 | _____
[12 empty] | _____ |  | 0% | 0 | 0 | _____
[12 empty] | _____ |  | 0% | 0 | 0 | _____
[12 empty] | _____ |  | 0% | 0 | 0 | _____
[12 empty] | _____ |  | 0% | 0 | 0 | _____
[12 empty] | _____ |  | 0% | 0 | 0 | _____
[12 empty] | _____ |  | 0% | 0 | 0 | _____
[12 empty] | _____ |  | 0% | 0 | 0 | _____
[12 empty] | _____ |  | 0% | 0 | 0 | _____
[12 empty] | _____ |  | 0% | 0 | 0 | _____
[12 empty] | _____ |  | 0% | 0 | 0 | _____
[12 empty] | _____ |  | 0% | 0 | 0 | _____
[12 empty] | _____ |  | 0% | 0 | 0 | _____
[12 empty] | _____ |  | 0% | 0 | 0 | _____
[12 empty] | _____ |  | 0% | 0 | 0 | _____
[12 empty] | _____ |  | 0% | 0 | 0 | _____
[12 empty] | _____ |  | 0% | 0 | 0 | _____
[12 empty] | _____ |  | 0% | 0 | 0 | _____
[12 empty] | _____ |  | 0% | 0 | 0 | _____
[12 empty] | _____ |  | 0% | 0 | 0 | _____
[12 empty] | _____ |  | 0% | 0 | 0 | _____
[12 empty] | _____ |  | 0% | 0 | 0 | _____
[12 empty] | _____ |  | 0% | 0 | 0 | _____
[12 empty] | _____ |  | 0% | 0 | 0 | _____
[12 empty] | _____ |  | 0% | 0 | 0 | _____
[12 empty] | _____ |  | 0% | 0 | 0 | _____
[12 empty] | _____ |  | 0% | 0 | 0 | _____
[12 empty] | _____ |  | 0% | 0 | 0 | _____
[12 empty] | _____ |  | 0% | 0 | 0 | _____
[12 empty] | _____ |  | 0% | 0 | 0 | _____
[12 empty] | _____ |  | 0% | 0 | 0 | _____
[12 empty] | _____ |  | 0% | 0 | 0 | _____
[12 empty] | _____ |  | 0% | 0 | 0 | _____
[12 empty] | _____ |  | 0% | 0 | 0 | _____
[12 empty] | _____ |  | 0% | 0 | 0 | _____
[12 empty] | _____ |  | 0% | 0 | 0 | _____
[12 empty] | _____ |  | 0% | 0 | 0 | _____
[12 empty] | _____ |  | 0% | 0 | 0 | _____
[12 empty] | _____ |  | 0% | 0 | 0 | _____
[12 empty] | _____ |  | 0% | 0 | 0 | _____
[12 empty] | _____ |  | 0% | 0 | 0 | _____
[12 empty] | _____ |  | 0% | 0 | 0 | _____
[12 empty] | _____ |  | 0% | 0 | 0 | _____
[12 empty] | _____ |  | 0% | 0 | 0 | _____
[12 empty] | _____ |  | 0% | 0 | 0 | _____
[12 empty] | _____ |  | 0% | 0 | 0 | _____
[12 empty] | _____ |  | 0% | 0 | 0 | _____
[12 empty] | _____ |  | 0% | 0 | 0 | _____
[12 empty] | _____ |  | 0% | 0 | 0 | _____
[12 empty] | _____ |  | 0% | 0 | 0 | _____
[12 empty] | _____ |  | 0% | 0 | 0 | _____
[12 empty] | _____ |  | 0% | 0 | 0 | _____
[12 empty] | _____ |  | 0% | 0 | 0 | _____
[12 empty] | _____ |  | 0% | 0 | 0 | _____
[12 empty] | _____ |  | 0% | 0 | 0 | _____
[12 empty] | _____ |  | 0% | 0 | 0 | _____
[12 empty] | _____ |  | 0% | 0 | 0 | _____
[12 empty] | _____ |  | 0% | 0 | 0 | _____
[12 empty] | _____ |  | 0% | 0 | 0 | _____
[12 empty] | _____ |  | 0% | 0 | 0 | _____
[12 empty] | _____ |  | 0% | 0 | 0 | _____
[12 empty] | _____ |  | 0% | 0 | 0 | _____
[12 empty] | _____ |  | 0% | 0 | 0 | _____
[12 empty] | _____ |  | 0% | 0 | 0 | _____
[12 empty] | _____ |  | 0% | 0 | 0 | _____
[12 empty] | _____ |  | 0% | 0 | 0 | _____
[12 empty] | _____ |  | 0% | 0 | 0 | _____
[12 empty] | _____ |  | 0% | 0 | 0 | _____
[12 empty] | _____ |  | 0% | 0 | 0 | _____
[12 empty] | _____ |  | 0% | 0 | 0 | _____
[12 empty] | _____ |  | 0% | 0 | 0 | _____
[12 empty] | _____ |  | 0% | 0 | 0 | _____
[12 empty] | _____ |  | 0% | 0 | 0 | _____
[12 empty] | _____ |  | 0% | 0 | 0 | _____
[12 empty] | _____ |  | 0% | 0 | 0 | _____
[12 empty] | _____ |  | 0% | 0 | 0 | _____
[12 empty] | _____ |  | 0% | 0 | 0 | _____
[12 empty] | _____ |  | 0% | 0 | 0 | _____
[12 empty] | _____ |  | 0% | 0 | 0 | _____
[12 empty] | _____ |  | 0% | 0 | 0 | _____
[12 empty] | _____ |  | 0% | 0 | 0 | _____
[12 empty] | _____ |  | 0% | 0 | 0 | _____
[12 empty] | _____ |  | 0% | 0 | 0 | _____
[12 empty] | _____ |  | 0% | 0 | 0 | _____
[12 empty] | _____ |  | 0% | 0 | 0 | _____
[12 empty] | _____ |  | 0% | 0 | 0 | _____
[12 empty] | _____ |  | 0% | 0 | 0 | _____
[12 empty] | _____ |  | 0% | 0 | 0 | _____
[12 empty] | _____ |  | 0% | 0 | 0 | _____
[12 empty] | _____ |  | 0% | 0 | 0 | _____
[12 empty] | _____ |  | 0% | 0 | 0 | _____
[12 empty] | _____ |  | 0% | 0 | 0 | _____
[12 empty] | _____ |  | 0% | 0 | 0 | _____
[12 empty] | _____ |  | 0% | 0 | 0 | _____
[12 empty] | _____ |  | 0% | 0 | 0 | _____
[12 empty] | _____ |  | 0% | 0 | 0 | _____
[12 empty] | _____ |  | 0% | 0 | 0 | _____
[12 empty] | _____ |  | 0% | 0 | 0 | _____
[12 empty] | _____ |  | 0% | 0 | 0 | _____
[12 empty] | _____ |  | 0% | 0 | 0 | _____
[12 empty] | _____ |  | 0% | 0 | 0 | _____
[12 empty] | _____ |  | 0% | 0 | 0 | _____
[12 empty] | _____ |  | 0% | 0 | 0 | _____
[12 empty] | _____ |  | 0% | 0 | 0 | _____
[12 empty] | _____ |  | 0% | 0 | 0 | _____
[12 empty] | _____ |  | 0% | 0 | 0 | _____
[12 empty] | _____ |  | 0% | 0 | 0 | _____
[12 empty] | _____ |  | 0% | 0 | 0 | _____
[12 empty] | _____ |  | 0% | 0 | 0 | _____
[12 empty] | _____ |  | 0% | 0 | 0 | _____
[12 empty] | _____ |  | 0% | 0 | 0 | _____
[12 empty] | _____ |  | 0% | 0 | 0 | _____
[12 empty] | _____ |  | 0% | 0 | 0 | _____
[12 empty] | _____ |  | 0% | 0 | 0 | _____
[12 empty] | _____ |  | 0% | 0 | 0 | _____
[12 empty] | _____ |  | 0% | 0 | 0 | _____
[12 empty] | _____ |  | 0% | 0 | 0 | _____
[12 empty] | _____ |  | 0% | 0 | 0 | _____
[12 empty] | _____ |  | 0% | 0 | 0 | _____
[12 empty] | _____ |  | 0% | 0 | 0 | _____
[12 empty] | _____ |  | 0% | 0 | 0 | _____
[12 empty] | _____ |  | 0% | 0 | 0 | _____
[12 empty] | _____ |  | 0% | 0 | 0 | _____
[12 empty] | _____ |  | 0% | 0 | 0 | _____
[12 empty] | _____ |  | 0% | 0 | 0 | _____
[12 empty] | _____ |  | 0% | 0 | 0 | _____
[12 empty] | _____ |  | 0% | 0 | 0 | _____
[12 empty] | _____ |  | 0% | 0 | 0 | _____
[12 empty] | _____ |  | 0% | 0 | 0 | _____
[12 empty] | _____ |  | 0% | 0 | 0 | _____
[12 empty] | _____ |  | 0% | 0 | 0 | _____
[12 empty] | _____ |  | 0% | 0 | 0 | _____
[12 empty] | _____ |  | 0% | 0 | 0 | _____
[12 empty] | _____ |  | 0% | 0 | 0 | _____
[12 empty] | _____ |  | 0% | 0 | 0 | _____
[12 empty] | _____ |  | 0% | 0 | 0 | _____
[12 empty] | _____ |  | 0% | 0 | 0 | _____
[12 empty] | _____ |  | 0% | 0 | 0 | _____
[12 empty] | _____ |  | 0% | 0 | 0 | _____
[12 empty] | _____ |  | 0% | 0 | 0 | _____
[12 empty] | _____ |  | 0% | 0 | 0 | _____
[12 empty] | _____ |  | 0% | 0 | 0 | _____
[12 empty] | _____ |  | 0% | 0 | 0 | _____
[12 empty] | _____ |  | 0% | 0 | 0 | _____
[12 empty] | _____ |  | 0% | 0 | 0 | _____
[12 empty] | _____ |  | 0% | 0 | 0 | _____
[12 empty] | _____ |  | 0% | 0 | 0 | _____
[12 empty] | _____ |  | 0% | 0 | 0 | _____
[12 empty] | _____ |  | 0% | 0 | 0 | _____
[12 empty] | _____ |  | 0% | 0 | 0 | _____
[12 empty] | _____ |  | 0% | 0 | 0 | _____
[12 empty] | _____ |  | 0% | 0 | 0 | _____
[12 empty] | _____ |  | 0% | 0 | 0 | _____
[12 empty] | _____ |  | 0% | 0 | 0 | _____
[12 empty] | _____ |  | 0% | 0 | 0 | _____
[12 empty] | _____ |  | 0% | 0 | 0 | _____
[12 empty] | _____ |  | 0% | 0 | 0 | _____
[12 empty] | _____ |  | 0% | 0 | 0 | _____
[12 empty] | _____ |  | 0% | 0 | 0 | _____
[12 empty] | _____ |  | 0% | 0 | 0 | _____
[12 empty] | _____ |  | 0% | 0 | 0 | _____
[12 empty] | _____ |  | 0% | 0 | 0 | _____
[12 empty] | _____ |  | 0% | 0 | 0 | _____
[12 empty] | _____ |  | 0% | 0 | 0 | _____
[12 empty] | _____ |  | 0% | 0 | 0 | _____
[12 empty] | _____ |  | 0% | 0 | 0 | _____
[12 empty] | _____ |  | 0% | 0 | 0 | _____
[12 empty] | _____ |  | 0% | 0 | 0 | _____
[12 empty] | _____ |  | 0% | 0 | 0 | _____
[12 empty] | _____ |  | 0% | 0 | 0 | _____
[12 empty] | _____ |  | 0% | 0 | 0 | _____
[12 empty] | _____ |  | 0% | 0 | 0 | _____
[12 empty] | _____ |  | 0% | 0 | 0 | _____
[12 empty] | _____ |  | 0% | 0 | 0 | _____
[12 empty] | _____ |  | 0% | 0 | 0 | _____
[12 empty] | _____ |  | 0% | 0 | 0 | _____
[12 empty] | _____ |  | 0% | 0 | 0 | _____
[12 empty] | _____ |  | 0% | 0 | 0 | _____
[12 empty] | _____ |  | 0% | 0 | 0 | _____
[12 empty] | _____ |  | 0% | 0 | 0 | _____
[12 empty] | _____ |  | 0% | 0 | 0 | _____
[12 empty] | _____ |  | 0% | 0 | 0 | _____
[12 empty] | _____ |  | 0% | 0 | 0 | _____
[12 empty] | _____ |  | 0% | 0 | 0 | _____
[12 empty] | _____ |  | 0% | 0 | 0 | _____
[12 empty] | _____ |  | 0% | 0 | 0 | _____
[12 empty] | _____ |  | 0% | 0 | 0 | _____
[12 empty] | _____ |  | 0% | 0 | 0 | _____
[12 empty] | _____ |  | 0% | 0 | 0 | _____
[12 empty] | _____ |  | 0% | 0 | 0 | _____
[12 empty] | _____ |  | 0% | 0 | 0 | _____
[12 empty] | _____ |  | 0% | 0 | 0 | _____
[12 empty] | _____ |  | 0% | 0 | 0 | _____
[12 empty] | _____ |  | 0% | 0 | 0 | _____
[12 empty] | _____ |  | 0% | 0 | 0 | _____
[12 empty] | _____ |  | 0% | 0 | 0 | _____
[12 empty] | _____ |  | 0% | 0 | 0 | _____
[12 empty] | _____ |  | 0% | 0 | 0 | _____
[12 empty] | _____ |  | 0% | 0 | 0 | _____
[12 empty] | _____ |  | 0% | 0 | 0 | _____
[12 empty] | _____ |  | 0% | 0 | 0 | _____
[12 empty] | _____ |  | 0% | 0 | 0 | _____
[12 empty] | _____ |  | 0% | 0 | 0 | _____
[12 empty] | _____ |  | 0% | 0 | 0 | _____
[12 empty] | _____ |  | 0% | 0 | 0 | _____
[12 empty] | _____ |  | 0% | 0 | 0 | _____
[12 empty] | _____ |  | 0% | 0 | 0 | _____
[12 empty] | _____ |  | 0% | 0 | 0 | _____
[12 empty] | _____ |  | 0% | 0 | 0 | _____
[12 empty] | _____ |  | 0% | 0 | 0 | _____
[12 empty] | _____ |  | 0% | 0 | 0 | _____
[12 empty] | _____ |  | 0% | 0 | 0 | _____
[12 empty] | _____ |  | 0% | 0 | 0 | _____
[12 empty] | _____ |  | 0% | 0 | 0 | _____
[12 empty] | _____ |  | 0% | 0 | 0 | _____
[12 empty] | _____ |  | 0% | 0 | 0 | _____
[12 empty] | _____ |  | 0% | 0 | 0 | _____
[12 empty] | _____ |  | 0% | 0 | 0 | _____
[12 empty] | _____ |  | 0% | 0 | 0 | _____
[12 empty] | _____ |  | 0% | 0 | 0 | _____
[12 empty] | _____ |  | 0% | 0 | 0 | _____
[12 empty] | _____ |  | 0% | 0 | 0 | _____
[12 empty] | _____ |  | 0% | 0 | 0 | _____
[12 empty] | _____ |  | 0% | 0 | 0 | _____
[12 empty] | _____ |  | 0% | 0 | 0 | _____
[12 empty] | _____ |  | 0% | 0 | 0 | _____
[12 empty] | _____ |  | 0% | 0 | 0 | _____
[12 empty] | _____ |  | 0% | 0 | 0 | _____
[12 empty] | _____ |  | 0% | 0 | 0 | _____
[12 empty] | _____ |  | 0% | 0 | 0 | _____
[12 empty] | _____ |  | 0% | 0 | 0 | _____
[12 empty] | _____ |  | 0% | 0 | 0 | _____
[12 empty] | _____ |  | 0% | 0 | 0 | _____
[12 empty] | _____ |  | 0% | 0 | 0 | _____
[12 empty] | _____ |  | 0% | 0 | 0 | _____
[12 empty] | _____ |  | 0% | 0 | 0 | _____
[12 empty] | _____ |  | 0% | 0 | 0 | _____
[12 empty] | _____ |  | 0% | 0 | 0 | _____
[12 empty] | _____ |  | 0% | 0 | 0 | _____
[12 empty] | _____ |  | 0% | 0 | 0 | _____
[12 empty] | _____ |  | 0% | 0 | 0 | _____
[12 empty] | _____ |  | 0% | 0 | 0 | _____
[12 empty] | _____ |  | 0% | 0 | 0 | _____
[12 empty] | _____ |  | 0% | 0 | 0 | _____
[12 empty] | _____ |  | 0% | 0 | 0 | _____
[12 empty] | _____ |  | 0% | 0 | 0 | _____
[12 empty] | _____ |  | 0% | 0 | 0 | _____
[12 empty] | _____ |  | 0% | 0 | 0 | _____
[12 empty] | _____ |  | 0% | 0 | 0 | _____
[12 empty] | _____ |  | 0% | 0 | 0 | _____
[12 empty] | _____ |  | 0% | 0 | 0 | _____
[12 empty] | _____ |  | 0% | 0 | 0 | _____
[12 empty] | _____ |  | 0% | 0 | 0 | _____
[12 empty] | _____ |  | 0% | 0 | 0 | _____
[12 empty] | _____ |  | 0% | 0 | 0 | _____
[12 empty] | _____ |  | 0% | 0 | 0 | _____
[12 empty] | _____ |  | 0% | 0 | 0 | _____
[12 empty] | _____ |  | 0% | 0 | 0 | _____
[12 empty] | _____ |  | 0% | 0 | 0 | _____
[12 empty] | _____ |  | 0% | 0 | 0 | _____
[12 empty] | _____ |  | 0% | 0 | 0 | _____
[12 empty] | _____ |  | 0% | 0 | 0 | _____
[12 empty] | _____ |  | 0% | 0 | 0 | _____
[12 empty] | _____ |  | 0% | 0 | 0 | _____
[12 empty] | _____ |  | 0% | 0 | 0 | _____
[12 empty] | _____ |  | 0% | 0 | 0 | _____
[12 empty] | _____ |  | 0% | 0 | 0 | _____
[12 empty] | _____ |  | 0% | 0 | 0 | _____
[12 empty] | _____ |  | 0% | 0 | 0 | _____
[12 empty] | _____ |  | 0% | 0 | 0 | _____
[12 empty] | _____ |  | 0% | 0 | 0 | _____
[12 empty] | _____ |  | 0% | 0 | 0 | _____
[12 empty] | _____ |  | 0% | 0 | 0 | _____
[12 empty] | _____ |  | 0% | 0 | 0 | _____
[12 empty] | _____ |  | 0% | 0 | 0 | _____
[12 empty] | _____ |  | 0% | 0 | 0 | _____
[12 empty] | _____ |  | 0% | 0 | 0 | _____
[12 empty] | _____ |  | 0% | 0 | 0 | _____
[12 empty] | _____ |  | 0% | 0 | 0 | _____
[12 empty] | _____ |  | 0% | 0 | 0 | _____
[12 empty] | _____ |  | 0% | 0 | 0 | _____
[12 empty] | _____ |  | 0% | 0 | 0 | _____
[12 empty] | _____ |  | 0% | 0 | 0 | _____
[12 empty] | _____ |  | 0% | 0 | 0 | _____
[12 empty] | _____ |  | 0% | 0 | 0 | _____
[12 empty] | _____ |  | 0% | 0 | 0 | _____
[12 empty] | _____ |  | 0% | 0 | 0 | _____
[12 empty] | _____ |  | 0% | 0 | 0 | _____
[12 empty] | _____ |  | 0% | 0 | 0 | _____
[12 empty] | _____ |  | 0% | 0 | 0 | _____
[12 empty] | _____ |  | 0% | 0 | 0 | _____
[12 empty] | _____ |  | 0% | 0 | 0 | _____
[12 empty] | _____ |  | 0% | 0 | 0 | _____
[12 empty] | _____ |  | 0% | 0 | 0 | _____
[12 empty] | _____ |  | 0% | 0 | 0 | _____
[12 empty] | _____ |  | 0% | 0 | 0 | _____
[12 empty] | _____ |  | 0% | 0 | 0 | _____
[12 empty] | _____ |  | 0% | 0 | 0 | _____
[12 empty] | _____ |  | 0% | 0 | 0 | _____
[12 empty] | _____ |  | 0% | 0 | 0 | _____
[12 empty] | _____ |  | 0% | 0 | 0 | _____
[12 empty] | _____ |  | 0% | 0 | 0 | _____
[12 empty] | _____ |  | 0% | 0 | 0 | _____
[12 empty] | _____ |  | 0% | 0 | 0 | _____
[12 empty] | _____ |  | 0% | 0 | 0 | _____
[12 empty] | _____ |  | 0% | 0 | 0 | _____
[12 empty] | _____ |  | 0% | 0 | 0 | _____
[12 empty] | _____ |  | 0% | 0 | 0 | _____
[12 empty] | _____ |  | 0% | 0 | 0 | _____
[12 empty] | _____ |  | 0% | 0 | 0 | _____
[12 empty] | _____ |  | 0% | 0 | 0 | _____
[12 empty] | _____ |  | 0% | 0 | 0 | _____
[12 empty] | _____ |  | 0% | 0 | 0 | _____
[12 empty] | _____ |  | 0% | 0 | 0 | _____
[12 empty] | _____ |  | 0% | 0 | 0 | _____
[12 empty] | _____ |  | 0% | 0 | 0 | _____
[12 empty] | _____ |  | 0% | 0 | 0 | _____
[12 empty] | _____ |  | 0% | 0 | 0 | _____
[12 empty] | _____ |  | 0% | 0 | 0 | _____
[12 empty] | _____ |  | 0% | 0 | 0 | _____
[12 empty] | _____ |  | 0% | 0 | 0 | _____
[12 empty] | _____ |  | 0% | 0 | 0 | _____
[12 empty] | _____ |  | 0% | 0 | 0 | _____
[12 empty] | _____ |  | 0% | 0 | 0 | _____
[12 empty] | _____ |  | 0% | 0 | 0 | _____
[12 empty] | _____ |  | 0% | 0 | 0 | _____
[12 empty] | _____ |  | 0% | 0 | 0 | _____
[12 empty] | _____ |  | 0% | 0 | 0 | _____
[12 empty] | _____ |  | 0% | 0 | 0 | _____
[12 empty] | _____ |  | 0% | 0 | 0 | _____
[12 empty] | _____ |  | 0% | 0 | 0 | _____
[12 empty] | _____ |  | 0% | 0 | 0 | _____
[12 empty] | _____ |  | 0% | 0 | 0 | _____
[12 empty] | _____ |  | 0% | 0 | 0 | _____
[12 empty] | _____ |  | 0% | 0 | 0 | _____
[12 empty] | _____ |  | 0% | 0 | 0 | _____
[12 empty] | _____ |  | 0% | 0 | 0 | _____
[12 empty] | _____ |  | 0% | 0 | 0 | _____
[12 empty] | _____ |  | 0% | 0 | 0 | _____
[12 empty] | _____ |  | 0% | 0 | 0 | _____
[12 empty] | _____ |  | 0% | 0 | 0 | _____
[12 empty] | _____ |  | 0% | 0 | 0 | _____
[12 empty] | _____ |  | 0% | 0 | 0 | _____
[12 empty] | _____ |  | 0% | 0 | 0 | _____
[12 empty] | _____ |  | 0% | 0 | 0 | _____
[12 empty] | _____ |  | 0% | 0 | 0 | _____
[12 empty] | _____ |  | 0% | 0 | 0 | _____
[12 empty] | _____ |  | 0% | 0 | 0 | _____
[12 empty] | _____ |  | 0% | 0 | 0 | _____
[12 empty] | _____ |  | 0% | 0 | 0 | _____
[12 empty] | _____ |  | 0% | 0 | 0 | _____
[12 empty] | _____ |  | 0% | 0 | 0 | _____
[12 empty] | _____ |  | 0% | 0 | 0 | _____
[12 empty] | _____ |  | 0% | 0 | 0 | _____
[12 empty] | _____ |  | 0% | 0 | 0 | _____
[12 empty] | _____ |  | 0% | 0 | 0 | _____
[12 empty] | _____ |  | 0% | 0 | 0 | _____
[12 empty] | _____ |  | 0% | 0 | 0 | _____
[12 empty] | _____ |  | 0% | 0 | 0 | _____
[12 empty] | _____ |  | 0% | 0 | 0 | _____
[12 empty] | _____ |  | 0% | 0 | 0 | _____
[12 empty] | _____ |  | 0% | 0 | 0 | _____
[12 empty] | _____ |  | 0% | 0 | 0 | _____
[12 empty] | _____ |  | 0% | 0 | 0 | _____
[12 empty] | _____ |  | 0% | 0 | 0 | _____
[12 empty] | _____ |  | 0% | 0 | 0 | _____
[12 empty] | _____ |  | 0% | 0 | 0 | _____
[12 empty] | _____ |  | 0% | 0 | 0 | _____
[12 empty] | _____ |  | 0% | 0 | 0 | _____
[12 empty] | _____ |  | 0% | 0 | 0 | _____
[12 empty] | _____ |  | 0% | 0 | 0 | _____
[12 empty] | _____ |  | 0% | 0 | 0 | _____
[12 empty] | _____ |  | 0% | 0 | 0 | _____
[12 empty] | _____ |  | 0% | 0 | 0 | _____
[12 empty] | _____ |  | 0% | 0 | 0 | _____
[12 empty] | _____ |  | 0% | 0 | 0 | _____
[12 empty] | _____ |  | 0% | 0 | 0 | _____
[12 empty] | _____ |  | 0% | 0 | 0 | _____
[12 empty] | _____ |  | 0% | 0 | 0 | _____
[12 empty] | _____ |  | 0% | 0 | 0 | _____
[12 empty] | _____ |  | 0% | 0 | 0 | _____
[12 empty] | _____ |  | 0% | 0 | 0 | _____
[12 empty] | _____ |  | 0% | 0 | 0 | _____
[12 empty] | _____ |  | 0% | 0 | 0 | _____
[12 empty] | _____ |  | 0% | 0 | 0 | _____
[12 empty] | _____ |  | 0% | 0 | 0 | _____
[12 empty] | _____ |  | 0% | 0 | 0 | _____
[12 empty] | _____ |  | 0% | 0 | 0 | _____
[12 empty] | _____ |  | 0% | 0 | 0 | _____
[12 empty] | _____ |  | 0% | 0 | 0 | _____
[12 empty] | _____ |  | 0% | 0 | 0 | _____
[12 empty] | _____ |  | 0% | 0 | 0 | _____
[12 empty] | _____ |  | 0% | 0 | 0 | _____
[12 empty] | _____ |  | 0% | 0 | 0 | _____
[12 empty] | _____ |  | 0% | 0 | 0 | _____
[12 empty] | _____ |  | 0% | 0 | 0 | _____
[12 empty] | _____ |  | 0% | 0 | 0 | _____
[12 empty] | _____ |  | 0% | 0 | 0 | _____
[12 empty] | _____ |  | 0% | 0 | 0 | _____
[12 empty] | _____ |  | 0% | 0 | 0 | _____
[12 empty] | _____ |  | 0% | 0 | 0 | _____
[12 empty] | _____ |  | 0% | 0 | 0 | _____
[12 empty] | _____ |  | 0% | 0 | 0 | _____
[12 empty] | _____ |  | 0% | 0 | 0 | _____
[12 empty] | _____ |  | 0% | 0 | 0 | _____
[12 empty] | _____ |  | 0% | 0 | 0 | _____
[12 empty] | _____ |  | 0% | 0 | 0 | _____
[12 empty] | _____ |  | 0% | 0 | 0 | _____
[12 empty] | _____ |  | 0% | 0 | 0 | _____
[12 empty] | _____ |  | 0% | 0 | 0 | _____
[12 empty] | _____ |  | 0% | 0 | 0 | _____
[12 empty] | _____ |  | 0% | 0 | 0 | _____
[12 empty] | _____ |  | 0% | 0 | 0 | _____
[12 empty] | _____ |  | 0% | 0 | 0 | _____
[12 empty] | _____ |  | 0% | 0 | 0 | _____
[12 empty] | _____ |  | 0% | 0 | 0 | _____
[12 empty] | _____ |  | 0% | 0 | 0 | _____
[12 empty] | _____ |  | 0% | 0 | 0 | _____
[12 empty] | _____ |  | 0% | 0 | 0 | _____
[12 empty] | _____ |  | 0% | 0 | 0 | _____
[12 empty] | _____ |  | 0% | 0 | 0 | _____
[12 empty] | _____ |  | 0% | 0 | 0 | _____
[12 empty] | _____ |  | 0% | 0 | 0 | _____
[12 empty] | _____ |  | 0% | 0 | 0 | _____
[12 empty] | _____ |  | 0% | 0 | 0 | _____
[12 empty] | _____ |  | 0% | 0 | 0 | _____
[12 empty] | _____ |  | 0% | 0 | 0 | _____
[12 empty] | _____ |  | 0% | 0 | 0 | _____
[12 empty] | _____ |  | 0% | 0 | 0 | _____
[12 empty] | _____ |  | 0% | 0 | 0 | _____
[12 empty] | _____ |  | 0% | 0 | 0 | _____
[12 empty] | _____ |  | 0% | 0 | 0 | _____
[12 empty] | _____ |  | 0% | 0 | 0 | _____
[12 empty] | _____ |  | 0% | 0 | 0 | _____
[12 empty] | _____ |  | 0% | 0 | 0 | _____
[12 empty] | _____ |  | 0% | 0 | 0 | _____
[12 empty] | _____ |  | 0% | 0 | 0 | _____
[12 empty] | _____ |  | 0% | 0 | 0 | _____
[12 empty] | _____ |  | 0% | 0 | 0 | _____
[12 empty] | _____ |  | 0% | 0 | 0 | _____
[12 empty] | _____ |  | 0% | 0 | 0 | _____
[12 empty] | _____ |  | 0% | 0 | 0 | _____
[12 empty] | _____ |  | 0% | 0 | 0 | _____
[12 empty] | _____ |  | 0% | 0 | 0 | _____
[12 empty] | _____ |  | 0% | 0 | 0 | _____
[12 empty] | _____ |  | 0% | 0 | 0 | _____
[12 empty] | _____ |  | 0% | 0 | 0 | _____
[12 empty] | _____ |  | 0% | 0 | 0 | _____
[12 empty] | _____ |  | 0% | 0 | 0 | _____
[12 empty] | _____ |  | 0% | 0 | 0 | _____
[12 empty] | _____ |  | 0% | 0 | 0 | _____
[12 empty] | _____ |  | 0% | 0 | 0 | _____
[12 empty] | _____ |  | 0% | 0 | 0 | _____
[12 empty] | _____ |  | 0% | 0 | 0 | _____
[12 empty] | _____ |  | 0% | 0 | 0 | _____
[12 empty] | _____ |  | 0% | 0 | 0 | _____
[12 empty] | _____ |  | 0% | 0 | 0 | _____
[12 empty] | _____ |  | 0% | 0 | 0 | _____
[12 empty] | _____ |  | 0% | 0 | 0 | _____
[12 empty] | _____ |  | 0% | 0 | 0 | _____
[12 empty] | _____ |  | 0% | 0 | 0 | _____
[12 empty] | _____ |  | 0% | 0 | 0 | _____
[12 empty] | _____ |  | 0% | 0 | 0 | _____
[12 empty] | _____ |  | 0% | 0 | 0 | _____
[12 empty] | _____ |  | 0% | 0 | 0 | _____
[12 empty] | _____ |  | 0% | 0 | 0 | _____
[12 empty] | _____ |  | 0% | 0 | 0 | _____
[12 empty] | _____ |  | 0% | 0 | 0 | _____
[12 empty] | _____ |  | 0% | 0 | 0 | _____
[12 empty] | _____ |  | 0% | 0 | 0 | _____
[12 empty] | _____ |  | 0% | 0 | 0 | _____
[12 empty] | _____ |  | 0% | 0 | 0 | _____
[12 empty] | _____ |  | 0% | 0 | 0 | _____
[12 empty] | _____ |  | 0% | 0 | 0 | _____
[12 empty] | _____ |  | 0% | 0 | 0 | _____
[12 empty] | _____ |  | 0% | 0 | 0 | _____
[12 empty] | _____ |  | 0% | 0 | 0 | _____
[12 empty] | _____ |  | 0% | 0 | 0 | _____
[12 empty] | _____ |  | 0% | 0 | 0 | _____
[12 empty] | _____ |  | 0% | 0 | 0 | _____
[12 empty] | _____ |  | 0% | 0 | 0 | _____
[12 empty] | _____ |  | 0% | 0 | 0 | _____
[12 empty] | _____ |  | 0% | 0 | 0 | _____
[12 empty] | _____ |  | 0% | 0 | 0 | _____
[12 empty] | _____ |  | 0% | 0 | 0 | _____
[12 empty] | _____ |  | 0% | 0 | 0 | _____
[12 empty] | _____ |  | 0% | 0 | 0 | _____
[12 empty] | _____ |  | 0% | 0 | 0 | _____
[12 empty] | _____ |  | 0% | 0 | 0 | _____
[12 empty] | _____ |  | 0% | 0 | 0 | _____
[12 empty] | _____ |  | 0% | 0 | 0 | _____
[12 empty] | _____ |  | 0% | 0 | 0 | _____
[12 empty] | _____ |  | 0% | 0 | 0 | _____
[12 empty] | _____ |  | 0% | 0 | 0 | _____
[12 empty] | _____ |  | 0% | 0 | 0 | _____
[12 empty] | _____ |  | 0% | 0 | 0 | _____
[12 empty] | _____ |  | 0% | 0 | 0 | _____
[12 empty] | _____ |  | 0% | 0 | 0 | _____
[12 empty] | _____ |  | 0% | 0 | 0 | _____
[12 empty] | _____ |  | 0% | 0 | 0 | _____
[12 empty] | _____ |  | 0% | 0 | 0 | _____
[12 empty] | _____ |  | 0% | 0 | 0 | _____
[12 empty] | _____ |  | 0% | 0 | 0 | _____
[12 empty] | _____ |  | 0% | 0 | 0 | _____
[12 empty] | _____ |  | 0% | 0 | 0 | _____
[12 empty] | _____ |  | 0% | 0 | 0 | _____
[12 empty] | _____ |  | 0% | 0 | 0 | _____
[12 empty] | _____ |  | 0% | 0 | 0 | _____
[12 empty] | _____ |  | 0% | 0 | 0 | _____
[12 empty] | _____ |  | 0% | 0 | 0 | _____
[12 empty] | _____ |  | 0% | 0 | 0 | _____
[12 empty] | _____ |  | 0% | 0 | 0 | _____
[12 empty] | _____ |  | 0% | 0 | 0 | _____
[12 empty] | _____ |  | 0% | 0 | 0 | _____
[12 empty] | _____ |  | 0% | 0 | 0 | _____
[12 empty] | _____ |  | 0% | 0 | 0 | _____
[12 empty] | _____ |  | 0% | 0 | 0 | _____
[12 empty] | _____ |  | 0% | 0 | 0 | _____
[12 empty] | _____ |  | 0% | 0 | 0 | _____
[12 empty] | _____ |  | 0% | 0 | 0 | _____
[12 empty] | _____ |  | 0% | 0 | 0 | _____
[12 empty] | _____ |  | 0% | 0 | 0 | _____
[12 empty] | _____ |  | 0% | 0 | 0 | _____
[12 empty] | _____ |  | 0% | 0 | 0 | _____
[12 empty] | _____ |  | 0% | 0 | 0 | _____
[12 empty] | _____ |  | 0% | 0 | 0 | _____
[12 empty] | _____ |  | 0% | 0 | 0 | _____
[12 empty] | _____ |  | 0% | 0 | 0 | _____
[12 empty] | _____ |  | 0% | 0 | 0 | _____
[12 empty] | _____ |  | 0% | 0 | 0 | _____
[12 empty] | _____ |  | 0% | 0 | 0 | _____
[12 empty] | _____ |  | 0% | 0 | 0 | _____
[12 empty] | _____ |  | 0% | 0 | 0 | _____
[12 empty] | _____ |  | 0% | 0 | 0 | _____
[12 empty] | _____ |  | 0% | 0 | 0 | _____
[12 empty] | _____ |  | 0% | 0 | 0 | _____
[12 empty] | _____ |  | 0% | 0 | 0 | _____
[12 empty] | _____ |  | 0% | 0 | 0 | _____
[12 empty] | _____ |  | 0% | 0 | 0 | _____
[12 empty] | _____ |  | 0% | 0 | 0 | _____
[12 empty] | _____ |  | 0% | 0 | 0 | _____
[12 empty] | _____ |  | 0% | 0 | 0 | _____
[12 empty] | _____ |  | 0% | 0 | 0 | _____
[12 empty] | _____ |  | 0% | 0 | 0 | _____
[12 empty] | _____ |  | 0% | 0 | 0 | _____
[12 empty] | _____ |  | 0% | 0 | 0 | _____
[12 empty] | _____ |  | 0% | 0 | 0 | _____
[12 empty] | _____ |  | 0% | 0 | 0 | _____
[12 empty] | _____ |  | 0% | 0 | 0 | _____
[12 empty] | _____ |  | 0% | 0 | 0 | _____
[12 empty] | _____ |  | 0% | 0 | 0 | _____
[12 empty] | _____ |  | 0% | 0 | 0 | _____
[12 empty] | _____ |  | 0% | 0 | 0 | _____
[12 empty] | _____ |  | 0% | 0 | 0 | _____
[12 empty] | _____ |  | 0% | 0 | 0 | _____
[12 empty] | _____ |  | 0% | 0 | 0 | _____
[12 empty] | _____ |  | 0% | 0 | 0 | _____
[12 empty] | _____ |  | 0% | 0 | 0 | _____
[12 empty] | _____ |  | 0% | 0 | 0 | _____
[12 empty] | _____ |  | 0% | 0 | 0 | _____
[12 empty] | _____ |  | 0% | 0 | 0 | _____
[12 empty] | _____ |  | 0% | 0 | 0 | _____
[12 empty] | _____ |  | 0% | 0 | 0 | _____
[12 empty] | _____ |  | 0% | 0 | 0 | _____
[12 empty] | _____ |  | 0% | 0 | 0 | _____
[12 empty] | _____ |  | 0% | 0 | 0 | _____
[12 empty] | _____ |  | 0% | 0 | 0 | _____
[12 empty] | _____ |  | 0% | 0 | 0 | _____
[12 empty] | _____ |  | 0% | 0 | 0 | _____
[12 empty] | _____ |  | 0% | 0 | 0 | _____
[12 empty] | _____ |  | 0% | 0 | 0 | _____
[12 empty] | _____ |  | 0% | 0 | 0 | _____
[12 empty] | _____ |  | 0% | 0 | 0 | _____
[12 empty] | _____ |  | 0% | 0 | 0 | _____
[12 empty] | _____ |  | 0% | 0 | 0 | _____
[12 empty] | _____ |  | 0% | 0 | 0 | _____
[12 empty] | _____ |  | 0% | 0 | 0 | _____
[12 empty] | _____ |  | 0% | 0 | 0 | _____
[12 empty] | _____ |  | 0% | 0 | 0 | _____
[12 empty] | _____ |  | 0% | 0 | 0 | _____
[12 empty] | _____ |  | 0% | 0 | 0 | _____
[12 empty] | _____ |  | 0% | 0 | 0 | _____
[12 empty] | _____ |  | 0% | 0 | 0 | _____
[12 empty] | _____ |  | 0% | 0 | 0 | _____
[12 empty] | _____ |  | 0% | 0 | 0 | _____
[12 empty] | _____ |  | 0% | 0 | 0 | _____
[12 empty] | _____ |  | 0% | 0 | 0 | _____
[12 empty] | _____ |  | 0% | 0 | 0 | _____
[12 empty] | _____ |  | 0% | 0 | 0 | _____
[12 empty] | _____ |  | 0% | 0 | 0 | _____
[12 empty] | _____ |  | 0% | 0 | 0 | _____
[12 empty] | _____ |  | 0% | 0 | 0 | _____
[12 empty] | _____ |  | 0% | 0 | 0 | _____
[12 empty] | _____ |  | 0% | 0 | 0 | _____
[12 empty] | _____ |  | 0% | 0 | 0 | _____
[12 empty] | _____ |  | 0% | 0 | 0 | _____
[12 empty] | _____ |  | 0% | 0 | 0 | _____
[12 empty] | _____ |  | 0% | 0 | 0 | _____
[12 empty] | _____ |  | 0% | 0 | 0 | _____
[12 empty] | _____ |  | 0% | 0 | 0 | _____
[12 empty] | _____ |  | 0% | 0 | 0 | _____
[12 empty] | _____ |  | 0% | 0 | 0 | _____
[12 empty] | _____ |  | 0% | 0 | 0 | _____
[12 empty] | _____ |  | 0% | 0 | 0 | _____
[12 empty] | _____ |  | 0% | 0 | 0 | _____
[12 empty] | _____ |  | 0% | 0 | 0 | _____
[12 empty] | _____ |  | 0% | 0 | 0 | _____
[12 empty] | _____ |  | 0% | 0 | 0 | _____
[12 empty] | _____ |  | 0% | 0 | 0 | _____
[12 empty] | _____ |  | 0% | 0 | 0 | _____
[12 empty] | _____ |  | 0% | 0 | 0 | _____
[12 empty] | _____ |  | 0% | 0 | 0 | _____
[12 empty] | _____ |  | 0% | 0 | 0 | _____
[12 empty] | _____ |  | 0% | 0 | 0 | _____
[12 empty] | _____ |  | 0% | 0 | 0 | _____
[12 empty] | _____ |  | 0% | 0 | 0 | _____
[12 empty] | _____ |  | 0% | 0 | 0 | _____
[12 empty] | _____ |  | 0% | 0 | 0 | _____
[12 empty] | _____ |  | 0% | 0 | 0 | _____
[12 empty] | _____ |  | 0% | 0 | 0 | _____
[12 empty] | _____ |  | 0% | 0 | 0 | _____
[12 empty] | _____ |  | 0% | 0 | 0 | _____
[12 empty] | _____ |  | 0% | 0 | 0 | _____
[12 empty] | _____ |  | 0% | 0 | 0 | _____
[12 empty] | _____ |  | 0% | 0 | 0 | _____
[12 empty] | _____ |  | 0% | 0 | 0 | _____
[12 empty] | _____ |  | 0% | 0 | 0 | _____
[12 empty] | _____ |  | 0% | 0 | 0 | _____
[12 empty] | _____ |  | 0% | 0 | 0 | _____
[12 empty] | _____ |  | 0% | 0 | 0 | _____
[12 empty] | _____ |  | 0% | 0 | 0 | _____
[12 empty] | _____ |  | 0% | 0 | 0 | _____
[12 empty] | _____ |  | 0% | 0 | 0 | _____
[12 empty] | _____ |  | 0% | 0 | 0 | _____
[12 empty] | _____ |  | 0% | 0 | 0 | _____
[12 empty] | _____ |  | 0% | 0 | 0 | _____
[12 empty] | _____ |  | 0% | 0 | 0 | _____
[12 empty] | _____ |  | 0% | 0 | 0 | _____
[12 empty] | _____ |  | 0% | 0 | 0 | _____
[12 empty] | _____ |  | 0% | 0 | 0 | _____
[12 empty] | _____ |  | 0% | 0 | 0 | _____
[12 empty] | _____ |  | 0% | 0 | 0 | _____
[12 empty] | _____ |  | 0% | 0 | 0 | _____
[12 empty] | _____ |  | 0% | 0 | 0 | _____
[12 empty] | _____ |  | 0% | 0 | 0 | _____
[12 empty] | _____ |  | 0% | 0 | 0 | _____
[12 empty] | _____ |  | 0% | 0 | 0 | _____
[12 empty] | _____ |  | 0% | 0 | 0 | _____
[12 empty] | _____ |  | 0% | 0 | 0 | _____
[12 empty] | _____ |  | 0% | 0 | 0 | _____
[12 empty] | _____ |  | 0% | 0 | 0 | _____
[12 empty] | _____ |  | 0% | 0 | 0 | _____
[12 empty] | _____ |  | 0% | 0 | 0 | _____
[12 empty] | _____ |  | 0% | 0 | 0 | _____
[12 empty] | _____ |  | 0% | 0 | 0 | _____
[12 empty] | _____ |  | 0% | 0 | 0 | _____
[12 empty] | _____ |  | 0% | 0 | 0 | _____
[12 empty] | _____ |  | 0% | 0 | 0 | _____
[12 empty] | _____ |  | 0% | 0 | 0 | _____
[12 empty] | _____ |  | 0% | 0 | 0 | _____
[12 empty] | _____ |  | 0% | 0 | 0 | _____
[12 empty] | _____ |  | 0% | 0 | 0 | _____
[12 empty] | _____ |  | 0% | 0 | 0 | _____
[12 empty] | _____ |  | 0% | 0 | 0 | _____
[12 empty] | _____ |  | 0% | 0 | 0 | _____
[12 empty] | _____ |  | 0% | 0 | 0 | _____
[12 empty] | _____ |  | 0% | 0 | 0 | _____
[12 empty] | _____ |  | 0% | 0 | 0 | _____
[12 empty] | _____ |  | 0% | 0 | 0 | _____
[12 empty] | _____ |  | 0% | 0 | 0 | _____
[12 empty] | _____ |  | 0% | 0 | 0 | _____
[12 empty] | _____ |  | 0% | 0 | 0 | _____
[12 empty] | _____ |  | 0% | 0 | 0 | _____
[12 empty] | _____ |  | 0% | 0 | 0 | _____
[12 empty] | _____ |  | 0% | 0 | 0 | _____
[12 empty] | _____ |  | 0% | 0 | 0 | _____
[12 empty] | _____ |  | 0% | 0 | 0 | _____
[12 empty] | _____ |  | 0% | 0 | 0 | _____
[12 empty] | _____ |  | 0% | 0 | 0 | _____
[12 empty] | _____ |  | 0% | 0 | 0 | _____
[12 empty] | _____ |  | 0% | 0 | 0 | _____
[12 empty] | _____ |  | 0% | 0 | 0 | _____
[12 empty] | _____ |  | 0% | 0 | 0 | _____
[12 empty] | _____ |  | 0% | 0 | 0 | _____
[12 empty] | _____ |  | 0% | 0 | 0 | _____
[12 empty] | _____ |  | 0% | 0 | 0 | _____
[12 empty] | _____ |  | 0% | 0 | 0 | _____
[12 empty] | _____ |  | 0% | 0 | 0 | _____
[12 empty] | _____ |  | 0% | 0 | 0 | _____
[12 empty] | _____ |  | 0% | 0 | 0 | _____
[12 empty] | _____ |  | 0% | 0 | 0 | _____
[12 empty] | _____ |  | 0% | 0 | 0 | _____
[12 empty] | _____ |  | 0% | 0 | 0 | _____
[12 empty] | _____ |  | 0% | 0 | 0 | _____
[12 empty] | _____ |  | 0% | 0 | 0 | _____
[12 empty] | _____ |  | 0% | 0 | 0 | _____
[12 empty] | _____ |  | 0% | 0 | 0 | _____
[12 empty] | _____ |  | 0% | 0 | 0 | _____
[12 empty] | _____ |  | 0% | 0 | 0 | _____
[12 empty] | _____ |  | 0% | 0 | 0 | _____
[12 empty] | _____ |  | 0% | 0 | 0 | _____
[12 empty] | _____ |  | 0% | 0 | 0 | _____
[12 empty] | _____ |  | 0% | 0 | 0 | _____
[12 empty] | _____ |  | 0% | 0 | 0 | _____
[12 empty] | _____ |  | 0% | 0 | 0 | _____
[12 empty] | _____ |  | 0% | 0 | 0 | _____
[12 empty] | _____ |  | 0% | 0 | 0 | _____
[12 empty] | _____ |  | 0% | 0 | 0 | _____
[12 empty] | _____ |  | 0% | 0 | 0 | _____
[12 empty] | _____ |  | 0% | 0 | 0 | _____
[12 empty] | _____ |  | 0% | 0 | 0 | _____
[12 empty] | _____ |  | 0% | 0 | 0 | _____
[12 empty] | _____ |  | 0% | 0 | 0 | _____
[12 empty] | _____ |  | 0% | 0 | 0 | _____
[12 empty] | _____ |  | 0% | 0 | 0 | _____
[12 empty] | _____ |  | 0% | 0 | 0 | _____
[12 empty] | _____ |  | 0% | 0 | 0 | _____
[12 empty] | _____ |  | 0% | 0 | 0 | _____
[12 empty] | _____ |  | 0% | 0 | 0 | _____
[12 empty] | _____ |  | 0% | 0 | 0 | _____
[12 empty] | _____ |  | 0% | 0 | 0 | _____
[12 empty] | _____ |  | 0% | 0 | 0 | _____
[12 empty] | _____ |  | 0% | 0 | 0 | _____
[12 empty] | _____ |  | 0% | 0 | 0 | _____
[12 empty] | _____ |  | 0% | 0 | 0 | _____
[12 empty] | _____ |  | 0% | 0 | 0 | _____
[12 empty] | _____ |  | 0% | 0 | 0 | _____
[12 empty] | _____ |  | 0% | 0 | 0 | _____
[12 empty] | _____ |  | 0% | 0 | 0 | _____
[12 empty] | _____ |  | 0% | 0 | 0 | _____
[12 empty] | _____ |  | 0% | 0 | 0 | _____
[12 empty] | _____ |  | 0% | 0 | 0 | _____
[12 empty] | _____ |  | 0% | 0 | 0 | _____
[12 empty] | _____ |  | 0% | 0 | 0 | _____
[12 empty] | _____ |  | 0% | 0 | 0 | _____
[12 empty] | _____ |  | 0% | 0 | 0 | _____
[12 empty] | _____ |  | 0% | 0 | 0 | _____
[12 empty] | _____ |  | 0% | 0 | 0 | _____
[12 empty] | _____ |  | 0% | 0 | 0 | _____
[12 empty] | _____ |  | 0% | 0 | 0 | _____
[12 empty] | _____ |  | 0% | 0 | 0 | _____
[12 empty] | _____ |  | 0% | 0 | 0 | _____
[12 empty] | _____ |  | 0% | 0 | 0 | _____
[12 empty] | _____ |  | 0% | 0 | 0 | _____
[12 empty] | _____ |  | 0% | 0 | 0 | _____
[12 empty] | _____ |  | 0% | 0 | 0 | _____
[12 empty] | _____ |  | 0% | 0 | 0 | _____
[12 empty] | _____ |  | 0% | 0 | 0 | _____
[12 empty] | _____ |  | 0% | 0 | 0 | _____
[12 empty] | _____ |  | 0% | 0 | 0 | _____
[12 empty] | _____ |  | 0% | 0 | 0 | _____
[12 empty] | _____ |  | 0% | 0 | 0 | _____
[12 empty] | _____ |  | 0% | 0 | 0 | _____
[12 empty] | _____ |  | 0% | 0 | 0 | _____
[12 empty] | _____ |  | 0% | 0 | 0 | _____
[12 empty] | _____ |  | 0% | 0 | 0 | _____
[12 empty] | _____ |  | 0% | 0 | 0 | _____
[12 empty] | _____ |  | 0% | 0 | 0 | _____
[12 empty] | _____ |  | 0% | 0 | 0 | _____
[12 empty] | _____ |  | 0% | 0 | 0 | _____
[12 empty] | _____ |  | 0% | 0 | 0 | _____
[12 empty] | _____ |  | 0% | 0 | 0 | _____
[12 empty] | _____ |  | 0% | 0 | 0 | _____
[12 empty] | _____ |  | 0% | 0 | 0 | _____
[12 empty] | _____ |  | 0% | 0 | 0 | _____
[12 empty] | _____ |  | 0% | 0 | 0 | _____
[12 empty] | _____ |  | 0% | 0 | 0 | _____
[12 empty] | _____ |  | 0% | 0 | 0 | _____
[12 empty] | _____ |  | 0% | 0 | 0 | _____
[12 empty] | _____ |  | 0% | 0 | 0 | _____
[12 empty] | _____ |  | 0% | 0 | 0 | _____
[12 empty] | _____ |  | 0% | 0 | 0 | _____
[12 empty] | _____ |  | 0% | 0 | 0 | _____
[12 empty] | _____ |  | 0% | 0 | 0 | _____
[12 empty] | _____ |  | 0% | 0 | 0 | _____
[12 empty] | _____ |  | 0% | 0 | 0 | _____
[12 empty] | _____ |  | 0% | 0 | 0 | _____
[12 empty] | _____ |  | 0% | 0 | 0 | _____
[12 empty] | _____ |  | 0% | 0 | 0 | _____
[12 empty] | _____ |  | 0% | 0 | 0 | _____
[12 empty] | _____ |  | 0% | 0 | 0 | _____
[12 empty] | _____ |  | 0% | 0 | 0 | _____
[12 empty] | _____ |  | 0% | 0 | 0 | _____
[12 empty] | _____ |  | 0% | 0 | 0 | _____
[12 empty] | _____ |  | 0% | 0 | 0 | _____
[12 empty] | _____ |  | 0% | 0 | 0 | _____
[12 empty] | _____ |  | 0% | 0 | 0 | _____
[12 empty] | _____ |  | 0% | 0 | 0 | _____
[12 empty] | _____ |  | 0% | 0 | 0 | _____
[12 empty] | _____ |  | 0% | 0 | 0 | _____
[12 empty] | _____ |  | 0% | 0 | 0 | _____
[12 empty] | _____ |  | 0% | 0 | 0 | _____
[12 empty] | _____ |  | 0% | 0 | 0 | _____
[12 empty] | _____ |  | 0% | 0 | 0 | _____
[12 empty] | _____ |  | 0% | 0 | 0 | _____
[12 empty] | _____ |  | 0% | 0 | 0 | _____
[12 empty] | _____ |  | 0% | 0 | 0 | _____
[12 empty] | _____ |  | 0% | 0 | 0 | _____
[12 empty] | _____ |  | 0% | 0 | 0 | _____
[12 empty] | _____ |  | 0% | 0 | 0 | _____
[12 empty] | _____ |  | 0% | 0 | 0 | _____
[12 empty] | _____ |  | 0% | 0 | 0 | _____
[12 empty] | _____ |  | 0% | 0 | 0 | _____
[12 empty] | _____ |  | 0% | 0 | 0 | _____
[12 empty] | _____ |  | 0% | 0 | 0 | _____
[12 empty] | _____ |  | 0% | 0 | 0 | _____
[12 empty] | _____ |  | 0% | 0 | 0 | _____
[12 empty] | _____ |  | 0% | 0 | 0 | _____
[12 empty] | _____ |  | 0% | 0 | 0 | _____
[12 empty] | _____ |  | 0% | 0 | 0 | _____
[12 empty] | _____ |  | 0% | 0 | 0 | _____
[12 empty] | _____ |  | 0% | 0 | 0 | _____
[12 empty] | _____ |  | 0% | 0 | 0 | _____
[12 empty] | _____ |  | 0% | 0 | 0 | _____
[12 empty] | _____ |  | 0% | 0 | 0 | _____
[12 empty] | _____ |  | 0% | 0 | 0 | _____
[12 empty] | _____ |  | 0% | 0 | 0 | _____
[12 empty] | _____ |  | 0% | 0 | 0 | _____
[12 empty] | _____ |  | 0% | 0 | 0 | _____
[12 empty] | _____ |  | 0% | 0 | 0 | _____
[12 empty] | _____ |  | 0% | 0 | 0 | _____
[12 empty] | _____ |  | 0% | 0 | 0 | _____
[12 empty] | _____ |  | 0% | 0 | 0 | _____
[12 empty] | _____ |  | 0% | 0 | 0 | _____
[12 empty] | _____ |  | 0% | 0 | 0 | _____
[12 empty] | _____ |  | 0% | 0 | 0 | _____
[12 empty] | _____ |  | 0% | 0 | 0 | _____
[12 empty] | _____ |  | 0% | 0 | 0 | _____
[12 empty] | _____ |  | 0% | 0 | 0 | _____
[12 empty] | _____ |  | 0% | 0 | 0 | _____
[12 empty] | _____ |  | 0% | 0 | 0 | _____
[12 empty] | _____ |  | 0% | 0 | 0 | _____
[12 empty] | _____ |  | 0% | 0 | 0 | _____
[12 empty] | _____ |  | 0% | 0 | 0 | _____
[12 empty] | _____ |  | 0% | 0 | 0 | _____
[12 empty] | _____ |  | 0% | 0 | 0 | _____
[12 empty] | _____ |  | 0% | 0 | 0 | _____
[12 empty] | _____ |  | 0% | 0 | 0 | _____
[12 empty] | _____ |  | 0% | 0 | 0 | _____
[12 empty] | _____ |  | 0% | 0 | 0 | _____
[12 empty] | _____ |  | 0% | 0 | 0 | _____
[12 empty] | _____ |  | 0% | 0 | 0 | _____
[12 empty] | _____ |  | 0% | 0 | 0 | _____
[12 empty] | _____ |  | 0% | 0 | 0 | _____
[12 empty] | _____ |  | 0% | 0 | 0 | _____
[12 empty] | _____ |  | 0% | 0 | 0 | _____
[12 empty] | _____ |  | 0% | 0 | 0 | _____
[12 empty] | _____ |  | 0% | 0 | 0 | _____
[12 empty] | _____ |  | 0% | 0 | 0 | _____
[12 empty] | _____ |  | 0% | 0 | 0 | _____
[12 empty] | _____ |  | 0% | 0 | 0 | _____
[12 empty] | _____ |  | 0% | 0 | 0 | _____
[12 empty] | _____ |  | 0% | 0 | 0 | _____
[12 empty] | _____ |  | 0% | 0 | 0 | _____
[12 empty] | _____ |  | 0% | 0 | 0 | _____
[12 empty] | _____ |  | 0% | 0 | 0 | _____
[12 empty] | _____ |  | 0% | 0 | 0 | _____
[12 empty] | _____ |  | 0% | 0 | 0 | _____
[12 empty] | _____ |  | 0% | 0 | 0 | _____
[12 empty] | _____ |  | 0% | 0 | 0 | _____
[12 empty] | _____ |  | 0% | 0 | 0 | _____
[12 empty] | _____ |  | 0% | 0 | 0 | _____
[12 empty] | _____ |  | 0% | 0 | 0 | _____
[12 empty] | _____ |  | 0% | 0 | 0 | _____
[12 empty] | _____ |  | 0% | 0 | 0 | _____
[12 empty] | _____ |  | 0% | 0 | 0 | _____
[12 empty] | _____ |  | 0% | 0 | 0 | _____
[12 empty] | _____ |  | 0% | 0 | 0 | _____
[12 empty] | _____ |  | 0% | 0 | 0 | _____
[12 empty] | _____ |  | 0% | 0 | 0 | _____
[12 empty] | _____ |  | 0% | 0 | 0 | _____
[12 empty] | _____ |  | 0% | 0 | 0 | _____
[12 empty] | _____ |  | 0% | 0 | 0 | _____
[12 empty] | _____ |  | 0% | 0 | 0 | _____
[12 empty] | _____ |  | 0% | 0 | 0 | _____
[12 empty] | _____ |  | 0% | 0 | 0 | _____
[12 empty] | _____ |  | 0% | 0 | 0 | _____
[12 empty] | _____ |  | 0% | 0 | 0 | _____
[12 empty] | _____ |  | 0% | 0 | 0 | _____
[12 empty] | _____ |  | 0% | 0 | 0 | _____
[12 empty] | _____ |  | 0% | 0 | 0 | _____
[12 empty] | _____ |  | 0% | 0 | 0 | _____
[12 empty] | _____ |  | 0% | 0 | 0 | _____
[12 empty] | _____ |  | 0% | 0 | 0 | _____
[12 empty] | _____ |  | 0% | 0 | 0 | _____
[12 empty] | _____ |  | 0% | 0 | 0 | _____
[12 empty] | _____ |  | 0% | 0 | 0 | _____
[12 empty] | _____ |  | 0% | 0 | 0 | _____
[12 empty] | _____ |  | 0% | 0 | 0 | _____
[12 empty] | _____ |  | 0% | 0 | 0 | _____
[12 empty] | _____ |  | 0% | 0 | 0 | _____
[12 empty] | _____ |  | 0% | 0 | 0 | _____
[12 empty] | _____ |  | 0% | 0 | 0 | _____
[12 empty] | _____ |  | 0% | 0 | 0 | _____
[12 empty] | _____ |  | 0% | 0 | 0 | _____
[12 empty] | _____ |  | 0% | 0 | 0 | _____
[12 empty] | _____ |  | 0% | 0 | 0 | _____
[12 empty] | _____ |  | 0% | 0 | 0 | _____
[12 empty] | _____ |  | 0% | 0 | 0 | _____
[12 empty] | _____ |  | 0% | 0 | 0 | _____
[12 empty] | _____ |  | 0% | 0 | 0 | _____
[12 empty] | _____ |  | 0% | 0 | 0 | _____
[12 empty] | _____ |  | 0% | 0 | 0 | _____
[12 empty] | _____ |  | 0% | 0 | 0 | _____
[12 empty] | _____ |  | 0% | 0 | 0 | _____
[12 empty] | _____ |  | 0% | 0 | 0 | _____
[12 empty] | _____ |  | 0% | 0 | 0 | _____
[12 empty] | _____ |  | 0% | 0 | 0 | _____
[12 empty] | _____ |  | 0% | 0 | 0 | _____
[12 empty] | _____ |  | 0% | 0 | 0 | _____
[12 empty] | _____ |  | 0% | 0 | 0 | _____
[12 empty] | _____ |  | 0% | 0 | 0 | _____
[12 empty] | _____ |  | 0% | 0 | 0 | _____
[12 empty] | _____ |  | 0% | 0 | 0 | _____
[12 empty] | _____ |  | 0% | 0 | 0 | _____
[12 empty] | _____ |  | 0% | 0 | 0 | _____
[12 empty] | _____ |  | 0% | 0 | 0 | _____
[12 empty] | _____ |  | 0% | 0 | 0 | _____
[12 empty] | _____ |  | 0% | 0 | 0 | _____
[12 empty] | _____ |  | 0% | 0 | 0 | _____
[12 empty] | _____ |  | 0% | 0 | 0 | _____
[12 empty] | _____ |  | 0% | 0 | 0 | _____
[12 empty] | _____ |  | 0% | 0 | 0 | _____
[12 empty] | _____ |  | 0% | 0 | 0 | _____
[12 empty] | _____ |  | 0% | 0 | 0 | _____
[12 empty] | _____ |  | 0% | 0 | 0 | _____
[12 empty] | _____ |  | 0% | 0 | 0 | _____
[12 empty] | _____ |  | 0% | 0 | 0 | _____
[12 empty] | _____ |  | 0% | 0 | 0 | _____
[12 empty] | _____ |  | 0% | 0 | 0 | _____
[12 empty] | _____ |  | 0% | 0 | 0 | _____
[12 empty] | _____ |  | 0% | 0 | 0 | _____
[12 empty] | _____ |  | 0% | 0 | 0 | _____
[12 empty] | _____ |  | 0% | 0 | 0 | _____
[12 empty] | _____ |  | 0% | 0 | 0 | _____
[12 empty] | _____ |  | 0% | 0 | 0 | _____
[12 empty] | _____ |  | 0% | 0 | 0 | _____
[12 empty] | _____ |  | 0% | 0 | 0 | _____
[12 empty] | _____ |  | 0% | 0 | 0 | _____
[12 empty] | _____ |  | 0% | 0 | 0 | _____
[12 empty] | _____ |  | 0% | 0 | 0 | _____
[12 empty] | _____ |  | 0% | 0 | 0 | _____
[12 empty] | _____ |  | 0% | 0 | 0 | _____
[12 empty] | _____ |  | 0% | 0 | 0 | _____
[12 empty] | _____ |  | 0% | 0 | 0 | _____
[12 empty] | _____ |  | 0% | 0 | 0 | _____
[12 empty] | _____ |  | 0% | 0 | 0 | _____
[12 empty] | _____ |  | 0% | 0 | 0 | _____
[12 empty] | _____ |  | 0% | 0 | 0 | _____
[12 empty] | _____ |  | 0% | 0 | 0 | _____
[12 empty] | _____ |  | 0% | 0 | 0 | _____
[12 empty] | _____ |  | 0% | 0 | 0 | _____
[12 empty] | _____ |  | 0% | 0 | 0 | _____
[12 empty] | _____ |  | 0% | 0 | 0 | _____
[12 empty] | _____ |  | 0% | 0 | 0 | _____
[12 empty] | _____ |  | 0% | 0 | 0 | _____
[12 empty] | _____ |  | 0% | 0 | 0 | _____
[12 empty] | _____ |  | 0% | 0 | 0 | _____
[12 empty] | _____ |  | 0% | 0 | 0 | _____
[12 empty] | _____ |  | 0% | 0 | 0 | _____
[12 empty] | _____ |  | 0% | 0 | 0 | _____
[12 empty] | _____ |  | 0% | 0 | 0 | _____
[12 empty] | _____ |  | 0% | 0 | 0 | _____
[12 empty] | _____ |  | 0% | 0 | 0 | _____
[12 empty] | _____ |  | 0% | 0 | 0 | _____
[12 empty] | _____ |  | 0% | 0 | 0 | _____
[12 empty] | _____ |  | 0% | 0 | 0 | _____
[12 empty] | _____ |  | 0% | 0 | 0 | _____
[12 empty] | _____ |  | 0% | 0 | 0 | _____
[12 empty] | _____ |  | 0% | 0 | 0 | _____
[12 empty] | _____ |  | 0% | 0 | 0 | _____
[12 empty] | _____ |  | 0% | 0 | 0 | _____
[12 empty] | _____ |  | 0% | 0 | 0 | _____
[12 empty] | _____ |  | 0% | 0 | 0 | _____
[12 empty] | _____ |  | 0% | 0 | 0 | _____
[12 empty] | _____ |  | 0% | 0 | 0 | _____
[12 empty] | _____ |  | 0% | 0 | 0 | _____
[12 empty] | _____ |  | 0% | 0 | 0 | _____
[12 empty] | _____ |  | 0% | 0 | 0 | _____
[12 empty] | _____ |  | 0% | 0 | 0 | _____
[12 empty] | _____ |  | 0% | 0 | 0 | _____
[12 empty] | _____ |  | 0% | 0 | 0 | _____
[12 empty] | _____ |  | 0% | 0 | 0 | _____
[12 empty] | _____ |  | 0% | 0 | 0 | _____
[12 empty] | _____ |  | 0% | 0 | 0 | _____
[12 empty] | _____ |  | 0% | 0 | 0 | _____
[12 empty] | _____ |  | 0% | 0 | 0 | _____
[12 empty] | _____ |  | 0% | 0 | 0 | _____
[12 empty] | _____ |  | 0% | 0 | 0 | _____
[12 empty] | _____ |  | 0% | 0 | 0 | _____
[12 empty] | _____ |  | 0% | 0 | 0 | _____
[12 empty] | _____ |  | 0% | 0 | 0 | _____
[12 empty] | _____ |  | 0% | 0 | 0 | _____
[12 empty] | _____ |  | 0% | 0 | 0 | _____
[12 empty] | _____ |  | 0% | 0 | 0 | _____
[12 empty] | _____ |  | 0% | 0 | 0 | _____
[12 empty] | _____ |  | 0% | 0 | 0 | _____
[12 empty] | _____ |  | 0% | 0 | 0 | _____
[12 empty] | _____ |  | 0% | 0 | 0 | _____
[12 empty] | _____ |  | 0% | 0 | 0 | _____
[12 empty] | _____ |  | 0% | 0 | 0 | _____
[12 empty] | _____ |  | 0% | 0 | 0 | _____
[12 empty] | _____ |  | 0% | 0 | 0 | _____
[12 empty] | _____ |  | 0% | 0 | 0 | _____
[12 empty] | _____ |  | 0% | 0 | 0 | _____
[12 empty] | _____ |  | 0% | 0 | 0 | _____
[12 empty] | _____ |  | 0% | 0 | 0 | _____
[12 empty] | _____ |  | 0% | 0 | 0 | _____
[12 empty] | _____ |  | 0% | 0 | 0 | _____
[12 empty] | _____ |  | 0% | 0 | 0 | _____
[12 empty] | _____ |  | 0% | 0 | 0 | _____
[12 empty] | _____ |  | 0% | 0 | 0 | _____
[12 empty] | _____ |  | 0% | 0 | 0 | _____
[12 empty] | _____ |  | 0% | 0 | 0 | _____
[12 empty] | _____ |  | 0% | 0 | 0 | _____
[12 empty] | _____ |  | 0% | 0 | 0 | _____
[12 empty] | _____ |  | 0% | 0 | 0 | _____
[12 empty] | _____ |  | 0% | 0 | 0 | _____
[12 empty] | _____ |  | 0% | 0 | 0 | _____
[12 empty] | _____ |  | 0% | 0 | 0 | _____
[12 empty] | _____ |  | 0% | 0 | 0 | _____
[12 empty] | _____ |  | 0% | 0 | 0 | _____
[12 empty] | _____ |  | 0% | 0 | 0 | _____
[12 empty] | _____ |  | 0% | 0 | 0 | _____
[12 empty] | _____ |  | 0% | 0 | 0 | _____
[12 empty] | _____ |  | 0% | 0 | 0 | _____
[12 empty] | _____ |  | 0% | 0 | 0 | _____
[12 empty] | _____ |  | 0% | 0 | 0 | _____
[12 empty] | _____ |  | 0% | 0 | 0 | _____
[12 empty] | _____ |  | 0% | 0 | 0 | _____
[12 empty] | _____ |  | 0% | 0 | 0 | _____
[12 empty] | _____ |  | 0% | 0 | 0 | _____
[12 empty] | _____ |  | 0% | 0 | 0 | _____
[12 empty] | _____ |  | 0% | 0 | 0 | _____
[12 empty] | _____ |  | 0% | 0 | 0 | _____
[12 empty] | _____ |  | 0% | 0 | 0 | _____
[12 empty] | _____ |  | 0% | 0 | 0 | _____
[12 empty] | _____ |  | 0% | 0 | 0 | _____
[12 empty] | _____ |  | 0% | 0 | 0 | _____
[12 empty] | _____ |  | 0% | 0 | 0 | _____
[12 empty] | _____ |  | 0% | 0 | 0 | _____
[12 empty] | _____ |  | 0% | 0 | 0 | _____
[12 empty] | _____ |  | 0% | 0 | 0 | _____
[12 empty] | _____ |  | 0% | 0 | 0 | _____
[12 empty] | _____ |  | 0% | 0 | 0 | _____
[12 empty] | _____ |  | 0% | 0 | 0 | _____
[12 empty] | _____ |  | 0% | 0 | 0 | _____
[12 empty] | _____ |  | 0% | 0 | 0 | _____
[12 empty] | _____ |  | 0% | 0 | 0 | _____
[12 empty] | _____ |  | 0% | 0 | 0 | _____
[12 empty] | _____ |  | 0% | 0 | 0 | _____
[12 empty] | _____ |  | 0% | 0 | 0 | _____
[12 empty] | _____ |  | 0% | 0 | 0 | _____
[12 empty] | _____ |  | 0% | 0 | 0 | _____
[12 empty] | _____ |  | 0% | 0 | 0 | _____
[12 empty] | _____ |  | 0% | 0 | 0 | _____
[12 empty] | _____ |  | 0% | 0 | 0 | _____
[12 empty] | _____ |  | 0% | 0 | 0 | _____
[12 empty] | _____ |  | 0% | 0 | 0 | _____
[12 empty] | _____ |  | 0% | 0 | 0 | _____
[12 empty] | _____ |  | 0% | 0 | 0 | _____
[12 empty] | _____ |  | 0% | 0 | 0 | _____
[12 empty] | _____ |  | 0% | 0 | 0 | _____
[12 empty] | _____ |  | 0% | 0 | 0 | _____
[12 empty] | _____ |  | 0% | 0 | 0 | _____
[12 empty] | _____ |  | 0% | 0 | 0 | _____
[12 empty] | _____ |  | 0% | 0 | 0 | _____
[12 empty] | _____ |  | 0% | 0 | 0 | _____
[12 empty] | _____ |  | 0% | 0 | 0 | _____
[12 empty] | _____ |  | 0% | 0 | 0 | _____
[12 empty] | _____ |  | 0% | 0 | 0 | _____
[12 empty] | _____ |  | 0% | 0 | 0 | _____
[12 empty] | _____ |  | 0% | 0 | 0 | _____
[12 empty] | _____ |  | 0% | 0 | 0 | _____
[12 empty] | _____ |  | 0% | 0 | 0 | _____
[12 empty] | _____ |  | 0% | 0 | 0 | _____
[12 empty] | _____ |  | 0% | 0 | 0 | _____
[12 empty] | _____ |  | 0% | 0 | 0 | _____
[12 empty] | _____ |  | 0% | 0 | 0 | _____
[12 empty] | _____ |  | 0% | 0 | 0 | _____
[12 empty] | _____ |  | 0% | 0 | 0 | _____
[12 empty] | _____ |  | 0% | 0 | 0 | _____
[12 empty] | _____ |  | 0% | 0 | 0 | _____
[12 empty] | _____ |  | 0% | 0 | 0 | _____
[12 empty] | _____ |  | 0% | 0 | 0 | _____
[12 empty] | _____ |  | 0% | 0 | 0 | _____
[12 empty] | _____ |  | 0% | 0 | 0 | _____
[12 empty] | _____ |  | 0% | 0 | 0 | _____
[12 empty] | _____ |  | 0% | 0 | 0 | _____
[12 empty] | _____ |  | 0% | 0 | 0 | _____
[12 empty] | _____ |  | 0% | 0 | 0 | _____
[12 empty] | _____ |  | 0% | 0 | 0 | _____
[12 empty] | _____ |  | 0% | 0 | 0 | _____
[12 empty] | _____ |  | 0% | 0 | 0 | _____
[12 empty] | _____ |  | 0% | 0 | 0 | _____
[12 empty] | _____ |  | 0% | 0 | 0 | _____
[12 empty] | _____ |  | 0% | 0 | 0 | _____
[12 empty] | _____ |  | 0% | 0 | 0 | _____
[12 empty] | _____ |  | 0% | 0 | 0 | _____
[12 empty] | _____ |  | 0% | 0 | 0 | _____
[12 empty] | _____ |  | 0% | 0 | 0 | _____
[12 empty] | _____ |  | 0% | 0 | 0 | _____
[12 empty] | _____ |  | 0% | 0 | 0 | _____
[12 empty] | _____ |  | 0% | 0 | 0 | _____
[12 empty] | _____ |  | 0% | 0 | 0 | _____
[12 empty] | _____ |  | 0% | 0 | 0 | _____
[12 empty] | _____ |  | 0% | 0 | 0 | _____
[12 empty] | _____ |  | 0% | 0 | 0 | _____
[12 empty] | _____ |  | 0% | 0 | 0 | _____
[12 empty] | _____ |  | 0% | 0 | 0 | _____
[12 empty] | _____ |  | 0% | 0 | 0 | _____
[12 empty] | _____ |  | 0% | 0 | 0 | _____
[12 empty] | _____ |  | 0% | 0 | 0 | _____
[12 empty] | _____ |  | 0% | 0 | 0 | _____
[12 empty] | _____ |  | 0% | 0 | 0 | _____
[12 empty] | _____ |  | 0% | 0 | 0 | _____
[12 empty] | _____ |  | 0% | 0 | 0 | _____
[12 empty] | _____ |  | 0% | 0 | 0 | _____
[12 empty] | _____ |  | 0% | 0 | 0 | _____
[12 empty] | _____ |  | 0% | 0 | 0 | _____
[12 empty] | _____ |  | 0% | 0 | 0 | _____
[12 empty] | _____ |  | 0% | 0 | 0 | _____
[12 empty] | _____ |  | 0% | 0 | 0 | _____
[12 empty] | _____ |  | 0% | 0 | 0 | _____
[12 empty] | _____ |  | 0% | 0 | 0 | _____
[12 empty] | _____ |  | 0% | 0 | 0 | _____
[12 empty] | _____ |  | 0% | 0 | 0 | _____
[12 empty] | _____ |  | 0% | 0 | 0 | _____
[12 empty] | _____ |  | 0% | 0 | 0 | _____
[12 empty] | _____ |  | 0% | 0 | 0 | _____
[12 empty] | _____ |  | 0% | 0 | 0 | _____
[12 empty] | _____ |  | 0% | 0 | 0 | _____
[12 empty] | _____ |  | 0% | 0 | 0 | _____
[12 empty] | _____ |  | 0% | 0 | 0 | _____
[12 empty] | _____ |  | 0% | 0 | 0 | _____
[12 empty] | _____ |  | 0% | 0 | 0 | _____
[12 empty] | _____ |  | 0% | 0 | 0 | _____
[12 empty] | _____ |  | 0% | 0 | 0 | _____
[12 empty] | _____ |  | 0% | 0 | 0 | _____
[12 empty] | _____ |  | 0% | 0 | 0 | _____
[12 empty] | _____ |  | 0% | 0 | 0 | _____
[12 empty] | _____ |  | 0% | 0 | 0 | _____
[12 empty] | _____ |  | 0% | 0 | 0 | _____
[12 empty] | _____ |  | 0% | 0 | 0 | _____
[12 empty] | _____ |  | 0% | 0 | 0 | _____
[12 empty] | _____ |  | 0% | 0 | 0 | _____
[12 empty] | _____ |  | 0% | 0 | 0 | _____
[12 empty] | _____ |  | 0% | 0 | 0 | _____
[12 empty] | _____ |  | 0% | 0 | 0 | _____
[12 empty] | _____ |  | 0% | 0 | 0 | _____
[12 empty] | _____ |  | 0% | 0 | 0 | _____
[12 empty] | _____ |  | 0% | 0 | 0 | _____
[12 empty] | _____ |  | 0% | 0 | 0 | _____
[12 empty] | _____ |  | 0% | 0 | 0 | _____
[12 empty] | _____ |  | 0% | 0 | 0 | _____
[12 empty] | _____ |  | 0% | 0 | 0 | _____
[12 empty] | _____ |  | 0% | 0 | 0 | _____
[12 empty] | _____ |  | 0% | 0 | 0 | _____
[12 empty] | _____ |  | 0% | 0 | 0 | _____
[12 empty] | _____ |  | 0% | 0 | 0 | _____
[12 empty] | _____ |  | 0% | 0 | 0 | _____
[12 empty] | _____ |  | 0% | 0 | 0 | _____
[12 empty] | _____ |  | 0% | 0 | 0 | _____
[12 empty] | _____ |  | 0% | 0 | 0 | _____
[12 empty] | _____ |  | 0% | 0 | 0 | _____
[12 empty] | _____ |  | 0% | 0 | 0 | _____
[12 empty] | _____ |  | 0% | 0 | 0 | _____
[12 empty] | _____ |  | 0% | 0 | 0 | _____
[12 empty] | _____ |  | 0% | 0 | 0 | _____
[12 empty] | _____ |  | 0% | 0 | 0 | _____
[12 empty] | _____ |  | 0% | 0 | 0 | _____
[12 empty] | _____ |  | 0% | 0 | 0 | _____
[12 empty] | _____ |  | 0% | 0 | 0 | _____
[12 empty] | _____ |  | 0% | 0 | 0 | _____
[12 empty] | _____ |  | 0% | 0 | 0 | _____
[12 empty] | _____ |  | 0% | 0 | 0 | _____
[12 empty] | _____ |  | 0% | 0 | 0 | _____
[12 empty] | _____ |  | 0% | 0 | 0 | _____
[12 empty] | _____ |  | 0% | 0 | 0 | _____
[12 empty] | _____ |  | 0% | 0 | 0 | _____
[12 empty] | _____ |  | 0% | 0 | 0 | _____
[12 empty] | _____ |  | 0% | 0 | 0 | _____
[12 empty] | _____ |  | 0% | 0 | 0 | _____
[12 empty] | _____ |  | 0% | 0 | 0 | _____
[12 empty] | _____ |  | 0% | 0 | 0 | _____
[12 empty] | _____ |  | 0% | 0 | 0 | _____
[12 empty] | _____ |  | 0% | 0 | 0 | _____
[12 empty] | _____ |  | 0% | 0 | 0 | _____
[12 empty] | _____ |  | 0% | 0 | 0 | _____
[12 empty] | _____ |  | 0% | 0 | 0 | _____
[12 empty] | _____ |  | 0% | 0 | 0 | _____
[12 empty] | _____ |  | 0% | 0 | 0 | _____
[12 empty] | _____ |  | 0% | 0 | 0 | _____
[12 empty] | _____ |  | 0% | 0 | 0 | _____
[12 empty] | _____ |  | 0% | 0 | 0 | _____
[12 empty] | _____ |  | 0% | 0 | 0 | _____
[12 empty] | _____ |  | 0% | 0 | 0 | _____
[12 empty] | _____ |  | 0% | 0 | 0 | _____
[12 empty] | _____ |  | 0% | 0 | 0 | _____
[12 empty] | _____ |  | 0% | 0 | 0 | _____
[12 empty] | _____ |  | 0% | 0 | 0 | _____
[12 empty] | _____ |  | 0% | 0 | 0 | _____
[12 empty] | _____ |  | 0% | 0 | 0 | _____
[12 empty] | _____ |  | 0% | 0 | 0 | _____
[12 empty] | _____ |  | 0% | 0 | 0 | _____
[12 empty] | _____ |  | 0% | 0 | 0 | _____
[12 empty] | _____ |  | 0% | 0 | 0 | _____
[12 empty] | _____ |  | 0% | 0 | 0 | _____
[12 empty] | _____ |  | 0% | 0 | 0 | _____
[12 empty] | _____ |  | 0% | 0 | 0 | _____
[12 empty] | _____ |  | 0% | 0 | 0 | _____
[12 empty] | _____ |  | 0% | 0 | 0 | _____
[12 empty] | _____ |  | 0% | 0 | 0 | _____
[12 empty] | _____ |  | 0% | 0 | 0 | _____
[12 empty] | _____ |  | 0% | 0 | 0 | _____
[12 empty] | _____ |  | 0% | 0 | 0 | _____
[12 empty] | _____ |  | 0% | 0 | 0 | _____
[12 empty] | _____ |  | 0% | 0 | 0 | _____
[12 empty] | _____ |  | 0% | 0 | 0 | _____
[12 empty] | _____ |  | 0% | 0 | 0 | _____
[12 empty] | _____ |  | 0% | 0 | 0 | _____
[12 empty] | _____ |  | 0% | 0 | 0 | _____
[12 empty] | _____ |  | 0% | 0 | 0 | _____
[12 empty] | _____ |  | 0% | 0 | 0 | _____
[12 empty] | _____ |  | 0% | 0 | 0 | _____
[12 empty] | _____ |  | 0% | 0 | 0 | _____
[12 empty] | _____ |  | 0% | 0 | 0 | _____
[12 empty] | _____ |  | 0% | 0 | 0 | _____
[12 empty] | _____ |  | 0% | 0 | 0 | _____
[12 empty] | _____ |  | 0% | 0 | 0 | _____
[12 empty] | _____ |  | 0% | 0 | 0 | _____
[12 empty] | _____ |  | 0% | 0 | 0 | _____
[12 empty] | _____ |  | 0% | 0 | 0 | _____
[12 empty] | _____ |  | 0% | 0 | 0 | _____
[12 empty] | _____ |  | 0% | 0 | 0 | _____
[12 empty] | _____ |  | 0% | 0 | 0 | _____
[12 empty] | _____ |  | 0% | 0 | 0 | _____
[12 empty] | _____ |  | 0% | 0 | 0 | _____
[12 empty] | _____ |  | 0% | 0 | 0 | _____
[12 empty] | _____ |  | 0% | 0 | 0 | _____
[12 empty] | _____ |  | 0% | 0 | 0 | _____
[12 empty] | _____ |  | 0% | 0 | 0 | _____
[12 empty] | _____ |  | 0% | 0 | 0 | _____
[12 empty] | _____ |  | 0% | 0 | 0 | _____
[12 empty] | _____ |  | 0% | 0 | 0 | _____
[12 empty] | _____ |  | 0% | 0 | 0 | _____
[12 empty] | _____ |  | 0% | 0 | 0 | _____
[12 empty] | _____ |  | 0% | 0 | 0 | _____
[12 empty] | _____ |  | 0% | 0 | 0 | _____
[12 empty] | _____ |  | 0% | 0 | 0 | _____
[12 empty] | _____ |  | 0% | 0 | 0 | _____
[12 empty] | _____ |  | 0% | 0 | 0 | _____
[12 empty] | _____ |  | 0% | 0 | 0 | _____
[12 empty] | _____ |  | 0% | 0 | 0 | _____
[12 empty] | _____ |  | 0% | 0 | 0 | _____
[12 empty] | _____ |  | 0% | 0 | 0 | _____
[12 empty] | _____ |  | 0% | 0 | 0 | _____
[12 empty] | _____ |  | 0% | 0 | 0 | _____
[12 empty] | _____ |  | 0% | 0 | 0 | _____
[12 empty] | _____ |  | 0% | 0 | 0 | _____
[12 empty] | _____ |  | 0% | 0 | 0 | _____
[12 empty] | _____ |  | 0% | 0 | 0 | _____
[12 empty] | _____ |  | 0% | 0 | 0 | _____
[12 empty] | _____ |  | 0% | 0 | 0 | _____
[12 empty] | _____ |  | 0% | 0 | 0 | _____
[12 empty] | _____ |  | 0% | 0 | 0 | _____
[12 empty] | _____ |  | 0% | 0 | 0 | _____
[12 empty] | _____ |  | 0% | 0 | 0 | _____
[12 empty] | _____ |  | 0% | 0 | 0 | _____
[12 empty] | _____ |  | 0% | 0 | 0 | _____
[12 empty] | _____ |  | 0% | 0 | 0 | _____
[12 empty] | _____ |  | 0% | 0 | 0 | _____
[12 empty] | _____ |  | 0% | 0 | 0 | _____
[12 empty] | _____ |  | 0% | 0 | 0 | _____
[12 empty] | _____ |  | 0% | 0 | 0 | _____
[12 empty] | _____ |  | 0% | 0 | 0 | _____
[12 empty] | _____ |  | 0% | 0 | 0 | _____
[12 empty] | _____ |  | 0% | 0 | 0 | _____
[12 empty] | _____ |  | 0% | 0 | 0 | _____
[12 empty] | _____ |  | 0% | 0 | 0 | _____
[12 empty] | _____ |  | 0% | 0 | 0 | _____
[12 empty] | _____ |  | 0% | 0 | 0 | _____
[12 empty] | _____ |  | 0% | 0 | 0 | _____
[12 empty] | _____ |  | 0% | 0 | 0 | _____
[12 empty] | _____ |  | 0% | 0 | 0 | _____
[12 empty] | _____ |  | 0% | 0 | 0 | _____
[12 empty] | _____ |  | 0% | 0 | 0 | _____
[12 empty] | _____ |  | 0% | 0 | 0 | _____
[12 empty] | _____ |  | 0% | 0 | 0 | _____
[12 empty] | _____ |  | 0% | 0 | 0 | _____
[12 empty] | _____ |  | 0% | 0 | 0 | _____
[12 empty] | _____ |  | 0% | 0 | 0 | _____
[12 empty] | _____ |  | 0% | 0 | 0 | _____
[12 empty] | _____ |  | 0% | 0 | 0 | _____
[12 empty] | _____ |  | 0% | 0 | 0 | _____
[12 empty] | _____ |  | 0% | 0 | 0 | _____
[12 empty] | _____ |  | 0% | 0 | 0 | _____
[12 empty] | _____ |  | 0% | 0 | 0 | _____
[12 empty] | _____ |  | 0% | 0 | 0 | _____
[12 empty] | _____ |  | 0% | 0 | 0 | _____
[12 empty] | _____ |  | 0% | 0 | 0 | _____
[12 empty] | _____ |  | 0% | 0 | 0 | _____
[12 empty] | _____ |  | 0% | 0 | 0 | _____
[12 empty] | _____ |  | 0% | 0 | 0 | _____
[12 empty] | _____ |  | 0% | 0 | 0 | _____
[12 empty] | _____ |  | 0% | 0 | 0 | _____
[12 empty] | _____ |  | 0% | 0 | 0 | _____
[12 empty] | _____ |  | 0% | 0 | 0 | _____
[12 empty] | _____ |  | 0% | 0 | 0 | _____
[12 empty] | _____ |  | 0% | 0 | 0 | _____
[12 empty] | _____ |  | 0% | 0 | 0 | _____
[12 empty] | _____ |  | 0% | 0 | 0 | _____
[12 empty] | _____ |  | 0% | 0 | 0 | _____
[12 empty] | _____ |  | 0% | 0 | 0 | _____
[12 empty] | _____ |  | 0% | 0 | 0 | _____
[12 empty] | _____ |  | 0% | 0 | 0 | _____
[12 empty] | _____ |  | 0% | 0 | 0 | _____
[12 empty] | _____ |  | 0% | 0 | 0 | _____
[12 empty] | _____ |  | 0% | 0 | 0 | _____
[12 empty] | _____ |  | 0% | 0 | 0 | _____
[12 empty] | _____ |  | 0% | 0 | 0 | _____
[12 empty] | _____ |  | 0% | 0 | 0 | _____
[12 empty] | _____ |  | 0% | 0 | 0 | _____
[12 empty] | _____ |  | 0% | 0 | 0 | _____
[12 empty] | _____ |  | 0% | 0 | 0 | _____
[12 empty] | _____ |  | 0% | 0 | 0 | _____
[12 empty] | _____ |  | 0% | 0 | 0 | _____
[12 empty] | _____ |  | 0% | 0 | 0 | _____
[12 empty] | _____ |  | 0% | 0 | 0 | _____
[12 empty] | _____ |  | 0% | 0 | 0 | _____
[12 empty] | _____ |  | 0% | 0 | 0 | _____
[12 empty] | _____ |  | 0% | 0 | 0 | _____
[12 empty] | _____ |  | 0% | 0 | 0 | _____
[12 empty] | _____ |  | 0% | 0 | 0 | _____
[12 empty] | _____ |  | 0% | 0 | 0 | _____
[12 empty] | _____ |  | 0% | 0 | 0 | _____
[12 empty] | _____ |  | 0% | 0 | 0 | _____
[12 empty] | _____ |  | 0% | 0 | 0 | _____
[12 empty] | _____ |  | 0% | 0 | 0 | _____
[12 empty] | _____ |  | 0% | 0 | 0 | _____
[12 empty] | _____ |  | 0% | 0 | 0 | _____
[12 empty] | _____ |  | 0% | 0 | 0 | _____
[12 empty] | _____ |  | 0% | 0 | 0 | _____
[12 empty] | _____ |  | 0% | 0 | 0 | _____
[12 empty] | _____ |  | 0% | 0 | 0 | _____
[12 empty] | _____ |  | 0% | 0 | 0 | _____
[12 empty] | _____ |  | 0% | 0 | 0 | _____
[12 empty] | _____ |  | 0% | 0 | 0 | _____
[12 empty] | _____ |  | 0% | 0 | 0 | _____
[12 empty] | _____ |  | 0% | 0 | 0 | _____
[12 empty] | _____ |  | 0% | 0 | 0 | _____
[12 empty] | _____ |  | 0% | 0 | 0 | _____
[12 empty] | _____ |  | 0% | 0 | 0 | _____
[12 empty] | _____ |  | 0% | 0 | 0 | _____
[12 empty] | _____ |  | 0% | 0 | 0 | _____
[12 empty] | _____ |  | 0% | 0 | 0 | _____
[12 empty] | _____ |  | 0% | 0 | 0 | _____
[12 empty] | _____ |  | 0% | 0 | 0 | _____
[12 empty] | _____ |  | 0% | 0 | 0 | _____
[12 empty] | _____ |  | 0% | 0 | 0 | _____
[12 empty] | _____ |  | 0% | 0 | 0 | _____
[12 empty] | _____ |  | 0% | 0 | 0 | _____
[12 empty] | _____ |  | 0% | 0 | 0 | _____
[12 empty] | _____ |  | 0% | 0 | 0 | _____
[12 empty] | _____ |  | 0% | 0 | 0 | _____
[12 empty] | _____ |  | 0% | 0 | 0 | _____
[12 empty] | _____ |  | 0% | 0 | 0 | _____
[12 empty] | _____ |  | 0% | 0 | 0 | _____
[12 empty] | _____ |  | 0% | 0 | 0 | _____
[12 empty] | _____ |  | 0% | 0 | 0 | _____
[12 empty] | _____ |  | 0% | 0 | 0 | _____
[12 empty] | _____ |  | 0% | 0 | 0 | _____
[12 empty] | _____ |  | 0% | 0 | 0 | _____
[12 empty] | _____ |  | 0% | 0 | 0 | _____
[12 empty] | _____ |  | 0% | 0 | 0 | _____
[12 empty] | _____ |  | 0% | 0 | 0 | _____
[12 empty] | _____ |  | 0% | 0 | 0 | _____
[12 empty] | _____ |  | 0% | 0 | 0 | _____
[12 empty] | _____ |  | 0% | 0 | 0 | _____
[12 empty] | _____ |  | 0% | 0 | 0 | _____
[12 empty] | _____ |  | 0% | 0 | 0 | _____
[12 empty] | _____ |  | 0% | 0 | 0 | _____
[12 empty] | _____ |  | 0% | 0 | 0 | _____
[12 empty] | _____ |  | 0% | 0 | 0 | _____
[12 empty] | _____ |  | 0% | 0 | 0 | _____
[12 empty] | _____ |  | 0% | 0 | 0 | _____
[12 empty] | _____ |  | 0% | 0 | 0 | _____
[12 empty] | _____ |  | 0% | 0 | 0 | _____
[12 empty] | _____ |  | 0% | 0 | 0 | _____
[12 empty] | _____ |  | 0% | 0 | 0 | _____
[12 empty] | _____ |  | 0% | 0 | 0 | _____
[12 empty] | _____ |  | 0% | 0 | 0 | _____
[12 empty] | _____ |  | 0% | 0 | 0 | _____
[12 empty] | _____ |  | 0% | 0 | 0 | _____
[12 empty] | _____ |  | 0% | 0 | 0 | _____
[12 empty] | _____ |  | 0% | 0 | 0 | _____
[12 empty] | _____ |  | 0% | 0 | 0 | _____
[12 empty] | _____ |  | 0% | 0 | 0 | _____
[12 empty] | _____ |  | 0% | 0 | 0 | _____
[12 empty] | _____ |  | 0% | 0 | 0 | _____
[12 empty] | _____ |  | 0% | 0 | 0 | _____
[12 empty] | _____ |  | 0% | 0 | 0 | _____
[12 empty] | _____ |  | 0% | 0 | 0 | _____
[12 empty] | _____ |  | 0% | 0 | 0 | _____
[12 empty] | _____ |  | 0% | 0 | 0 | _____
[12 empty] | _____ |  | 0% | 0 | 0 | _____
[12 empty] | _____ |  | 0% | 0 | 0 | _____
[12 empty] | _____ |  | 0% | 0 | 0 | _____
[12 empty] | _____ |  | 0% | 0 | 0 | _____
[12 empty] | _____ |  | 0% | 0 | 0 | _____
[12 empty] | _____ |  | 0% | 0 | 0 | _____
[12 empty] | _____ |  | 0% | 0 | 0 | _____
[12 empty] | _____ |  | 0% | 0 | 0 | _____
[12 empty] | _____ |  | 0% | 0 | 0 | _____
[12 empty] | _____ |  | 0% | 0 | 0 | _____
[12 empty] | _____ |  | 0% | 0 | 0 | _____
[12 empty] | _____ |  | 0% | 0 | 0 | _____
[12 empty] | _____ |  | 0% | 0 | 0 | _____
[12 empty] | _____ |  | 0% | 0 | 0 | _____
[12 empty] | _____ |  | 0% | 0 | 0 | _____
[12 empty] | _____ |  | 0% | 0 | 0 | _____
[12 empty] | _____ |  | 0% | 0 | 0 | _____
[12 empty] | _____ |  | 0% | 0 | 0 | _____
[12 empty] | _____ |  | 0% | 0 | 0 | _____
[12 empty] | _____ |  | 0% | 0 | 0 | _____
[12 empty] | _____ |  | 0% | 0 | 0 | _____
[12 empty] | _____ |  | 0% | 0 | 0 | _____
[12 empty] | _____ |  | 0% | 0 | 0 | _____
[12 empty] | _____ |  | 0% | 0 | 0 | _____
[12 empty] | _____ |  | 0% | 0 | 0 | _____
[12 empty] | _____ |  | 0% | 0 | 0 | _____
[12 empty] | _____ |  | 0% | 0 | 0 | _____
[12 empty] | _____ |  | 0% | 0 | 0 | _____
[12 empty] | _____ |  | 0% | 0 | 0 | _____
[12 empty] | _____ |  | 0% | 0 | 0 | _____
[12 empty] | _____ |  | 0% | 0 | 0 | _____
[12 empty] | _____ |  | 0% | 0 | 0 | _____
[12 empty] | _____ |  | 0% | 0 | 0 | _____
[12 empty] | _____ |  | 0% | 0 | 0 | _____
[12 empty] | _____ |  | 0% | 0 | 0 | _____
[12 empty] | _____ |  | 0% | 0 | 0 | _____
[12 empty] | _____ |  | 0% | 0 | 0 | _____
[12 empty] | _____ |  | 0% | 0 | 0 | _____
[12 empty] | _____ |  | 0% | 0 | 0 | _____
[12 empty] | _____ |  | 0% | 0 | 0 | _____
[12 empty] | _____ |  | 0% | 0 | 0 | _____
[12 empty] | _____ |  | 0% | 0 | 0 | _____
[12 empty] | _____ |  | 0% | 0 | 0 | _____
[12 empty] | _____ |  | 0% | 0 | 0 | _____
[12 empty] | _____ |  | 0% | 0 | 0 | _____
[12 empty] | _____ |  | 0% | 0 | 0 | _____
[12 empty] | _____ |  | 0% | 0 | 0 | _____
[12 empty] | _____ |  | 0% | 0 | 0 | _____
[12 empty] | _____ |  | 0% | 0 | 0 | _____
[12 empty] | _____ |  | 0% | 0 | 0 | _____
[12 empty] | _____ |  | 0% | 0 | 0 | _____
[12 empty] | _____ |  | 0% | 0 | 0 | _____
[12 empty] | _____ |  | 0% | 0 | 0 | _____
[12 empty] | _____ |  | 0% | 0 | 0 | _____
[12 empty] | _____ |  | 0% | 0 | 0 | _____
[12 empty] | _____ |  | 0% | 0 | 0 | _____
[12 empty] | _____ |  | 0% | 0 | 0 | _____
[12 empty] | _____ |  | 0% | 0 | 0 | _____
[12 empty] | _____ |  | 0% | 0 | 0 | _____
[12 empty] | _____ |  | 0% | 0 | 0 | _____
[12 empty] | _____ |  | 0% | 0 | 0 | _____
[12 empty] | _____ |  | 0% | 0 | 0 | _____
[12 empty] | _____ |  | 0% | 0 | 0 | _____
[12 empty] | _____ |  | 0% | 0 | 0 | _____
[12 empty] | _____ |  | 0% | 0 | 0 | _____
[12 empty] | _____ |  | 0% | 0 | 0 | _____
[12 empty] | _____ |  | 0% | 0 | 0 | _____
[12 empty] | _____ |  | 0% | 0 | 0 | _____
[12 empty] | _____ |  | 0% | 0 | 0 | _____
[12 empty] | _____ |  | 0% | 0 | 0 | _____
[12 empty] | _____ |  | 0% | 0 | 0 | _____
[12 empty] | _____ |  | 0% | 0 | 0 | _____
[12 empty] | _____ |  | 0% | 0 | 0 | _____
[12 empty] | _____ |  | 0% | 0 | 0 | _____
[12 empty] | _____ |  | 0% | 0 | 0 | _____
[12 empty] | _____ |  | 0% | 0 | 0 | _____
[12 empty] | _____ |  | 0% | 0 | 0 | _____
[12 empty] | _____ |  | 0% | 0 | 0 | _____
[12 empty] | _____ |  | 0% | 0 | 0 | _____
[12 empty] | _____ |  | 0% | 0 | 0 | _____
[12 empty] | _____ |  | 0% | 0 | 0 | _____
[12 empty] | _____ |  | 0% | 0 | 0 | _____
[12 empty] | _____ |  | 0% | 0 | 0 | _____
[12 empty] | _____ |  | 0% | 0 | 0 | _____
[12 empty] | _____ |  | 0% | 0 | 0 | _____
[12 empty] | _____ |  | 0% | 0 | 0 | _____
[12 empty] | _____ |  | 0% | 0 | 0 | _____
[12 empty] | _____ |  | 0% | 0 | 0 | _____
[12 empty] | _____ |  | 0% | 0 | 0 | _____
[12 empty] | _____ |  | 0% | 0 | 0 | _____
[12 empty] | _____ |  | 0% | 0 | 0 | _____
[12 empty] | _____ |  | 0% | 0 | 0 | _____
[12 empty] | _____ |  | 0% | 0 | 0 | _____
[12 empty] | _____ |  | 0% | 0 | 0 | _____
[12 empty] | _____ |  | 0% | 0 | 0 | _____
[12 empty] | _____ |  | 0% | 0 | 0 | _____
[12 empty] | _____ |  | 0% | 0 | 0 | _____
[12 empty] | _____ |  | 0% | 0 | 0 | _____
[12 empty] | _____ |  | 0% | 0 | 0 | _____
[12 empty] | _____ |  | 0% | 0 | 0 | _____
[12 empty] | _____ |  | 0% | 0 | 0 | _____
[12 empty] | _____ |  | 0% | 0 | 0 | _____
[12 empty] | _____ |  | 0% | 0 | 0 | _____
[12 empty] | _____ |  | 0% | 0 | 0 | _____
[12 empty] | _____ |  | 0% | 0 | 0 | _____
[12 empty] | _____ |  | 0% | 0 | 0 | _____
[12 empty] | _____ |  | 0% | 0 | 0 | _____
[12 empty] | _____ |  | 0% | 0 | 0 | _____
[12 empty] | _____ |  | 0% | 0 | 0 | _____
[12 empty] | _____ |  | 0% | 0 | 0 | _____
[12 empty] | _____ |  | 0% | 0 | 0 | _____
[12 empty] | _____ |  | 0% | 0 | 0 | _____
[12 empty] | _____ |  | 0% | 0 | 0 | _____
[12 empty] | _____ |  | 0% | 0 | 0 | _____
[12 empty] | _____ |  | 0% | 0 | 0 | _____
[12 empty] | _____ |  | 0% | 0 | 0 | _____
[12 empty] | _____ |  | 0% | 0 | 0 | _____
[12 empty] | _____ |  | 0% | 0 | 0 | _____
[12 empty] | _____ |  | 0% | 0 | 0 | _____
[12 empty] | _____ |  | 0% | 0 | 0 | _____
[12 empty] | _____ |  | 0% | 0 | 0 | _____
[12 empty] | _____ |  | 0% | 0 | 0 | _____
[12 empty] | _____ |  | 0% | 0 | 0 | _____
[12 empty] | _____ |  | 0% | 0 | 0 | _____
[12 empty] | _____ |  | 0% | 0 | 0 | _____
[12 empty] | _____ |  | 0% | 0 | 0 | _____
[12 empty] | _____ |  | 0% | 0 | 0 | _____
[12 empty] | _____ |  | 0% | 0 | 0 | _____
[12 empty] | _____ |  | 0% | 0 | 0 | _____
[12 empty] | _____ |  | 0% | 0 | 0 | _____
[12 empty] | _____ |  | 0% | 0 | 0 | _____
[12 empty] | _____ |  | 0% | 0 | 0 | _____
[12 empty] | _____ |  | 0% | 0 | 0 | _____
[12 empty] | _____ |  | 0% | 0 | 0 | _____
[12 empty] | _____ |  | 0% | 0 | 0 | _____
[12 empty] | _____ |  | 0% | 0 | 0 | _____
[12 empty] | _____ |  | 0% | 0 | 0 | _____
[12 empty] | _____ |  | 0% | 0 | 0 | _____
[12 empty] | _____ |  | 0% | 0 | 0 | _____
[12 empty] | _____ |  | 0% | 0 | 0 | _____
[12 empty] | _____ |  | 0% | 0 | 0 | _____
[12 empty] | _____ |  | 0% | 0 | 0 | _____
[12 empty] | _____ |  | 0% | 0 | 0 | _____
[12 empty] | _____ |  | 0% | 0 | 0 | _____
[12 empty] | _____ |  | 0% | 0 | 0 | _____
[12 empty] | _____ |  | 0% | 0 | 0 | _____
[12 empty] | _____ |  | 0% | 0 | 0 | _____
[12 empty] | _____ |  | 0% | 0 | 0 | _____
[12 empty] | _____ |  | 0% | 0 | 0 | _____
[12 empty] | _____ |  | 0% | 0 | 0 | _____
[12 empty] | _____ |  | 0% | 0 | 0 | _____
[12 empty] | _____ |  | 0% | 0 | 0 | _____
[12 empty] | _____ |  | 0% | 0 | 0 | _____
[12 empty] | _____ |  | 0% | 0 | 0 | _____
[12 empty] | _____ |  | 0% | 0 | 0 | _____
[12 empty] | _____ |  | 0% | 0 | 0 | _____
[12 empty] | _____ |  | 0% | 0 | 0 | _____
[12 empty] | _____ |  | 0% | 0 | 0 | _____
[12 empty] | _____ |  | 0% | 0 | 0 | _____
[12 empty] | _____ |  | 0% | 0 | 0 | _____
[12 empty] | _____ |  | 0% | 0 | 0 | _____
[12 empty] | _____ |  | 0% | 0 | 0 | _____
[12 empty] | _____ |  | 0% | 0 | 0 | _____
[12 empty] | _____ |  | 0% | 0 | 0 | _____
[12 empty] | _____ |  | 0% | 0 | 0 | _____
[12 empty] | _____ |  | 0% | 0 | 0 | _____
[12 empty] | _____ |  | 0% | 0 | 0 | _____
[12 empty] | _____ |  | 0% | 0 | 0 | _____
[12 empty] | _____ |  | 0% | 0 | 0 | _____
[12 empty] | _____ |  | 0% | 0 | 0 | _____
[12 empty] | _____ |  | 0% | 0 | 0 | _____
[12 empty] | _____ |  | 0% | 0 | 0 | _____
[12 empty] | _____ |  | 0% | 0 | 0 | _____
[12 empty] | _____ |  | 0% | 0 | 0 | _____
[12 empty] | _____ |  | 0% | 0 | 0 | _____
[12 empty] | _____ |  | 0% | 0 | 0 | _____
[12 empty] | _____ |  | 0% | 0 | 0 | _____
[12 empty] | _____ |  | 0% | 0 | 0 | _____
[12 empty] | _____ |  | 0% | 0 | 0 | _____
[12 empty] | _____ |  | 0% | 0 | 0 | _____
[12 empty] | _____ |  | 0% | 0 | 0 | _____
[12 empty] | _____ |  | 0% | 0 | 0 | _____
[12 empty] | _____ |  | 0% | 0 | 0 | _____
[12 empty] | _____ |  | 0% | 0 | 0 | _____
[12 empty] | _____ |  | 0% | 0 | 0 | _____
[12 empty] | _____ |  | 0% | 0 | 0 | _____
[12 empty] | _____ |  | 0% | 0 | 0 | _____
[12 empty] | _____ |  | 0% | 0 | 0 | _____
[12 empty] | _____ |  | 0% | 0 | 0 | _____
[12 empty] | _____ |  | 0% | 0 | 0 | _____
[12 empty] | _____ |  | 0% | 0 | 0 | _____
[12 empty] | _____ |  | 0% | 0 | 0 | _____
[12 empty] | _____ |  | 0% | 0 | 0 | _____
[12 empty] | _____ |  | 0% | 0 | 0 | _____
[12 empty] | _____ |  | 0% | 0 | 0 | _____
[12 empty] | _____ |  | 0% | 0 | 0 | _____
[12 empty] | _____ |  | 0% | 0 | 0 | _____
[12 empty] | _____ |  | 0% | 0 | 0 | _____
[12 empty] | _____ |  | 0% | 0 | 0 | _____
[12 empty] | _____ |  | 0% | 0 | 0 | _____
[12 empty] | _____ |  | 0% | 0 | 0 | _____
[12 empty] | _____ |  | 0% | 0 | 0 | _____
[12 empty] | _____ |  | 0% | 0 | 0 | _____
[12 empty] | _____ |  | 0% | 0 | 0 | _____
[12 empty] | _____ |  | 0% | 0 | 0 | _____
[12 empty] | _____ |  | 0% | 0 | 0 | _____
[12 empty] | _____ |  | 0% | 0 | 0 | _____
[12 empty] | _____ |  | 0% | 0 | 0 | _____
[12 empty] | _____ |  | 0% | 0 | 0 | _____
[12 empty] | _____ |  | 0% | 0 | 0 | _____
[12 empty] | _____ |  | 0% | 0 | 0 | _____
[12 empty] | _____ |  | 0% | 0 | 0 | _____
[12 empty] | _____ |  | 0% | 0 | 0 | _____
[12 empty] | _____ |  | 0% | 0 | 0 | _____
[12 empty] | _____ |  | 0% | 0 | 0 | _____
[12 empty] | _____ |  | 0% | 0 | 0 | _____
[12 empty] | _____ |  | 0% | 0 | 0 | _____
[12 empty] | _____ |  | 0% | 0 | 0 | _____
[12 empty] | _____ |  | 0% | 0 | 0 | _____
[12 empty] | _____ |  | 0% | 0 | 0 | _____
[12 empty] | _____ |  | 0% | 0 | 0 | _____
[12 empty] | _____ |  | 0% | 0 | 0 | _____
[12 empty] | _____ |  | 0% | 0 | 0 | _____
[12 empty] | _____ |  | 0% | 0 | 0 | _____
[12 empty] | _____ |  | 0% | 0 | 0 | _____
[12 empty] | _____ |  | 0% | 0 | 0 | _____
[12 empty] | _____ |  | 0% | 0 | 0 | _____
[12 empty] | _____ |  | 0% | 0 | 0 | _____
[12 empty] | _____ |  | 0% | 0 | 0 | _____
[12 empty] | _____ |  | 0% | 0 | 0 | _____
[12 empty] | _____ |  | 0% | 0 | 0 | _____
[12 empty] | _____ |  | 0% | 0 | 0 | _____
[12 empty] | _____ |  | 0% | 0 | 0 | _____
[12 empty] | _____ |  | 0% | 0 | 0 | _____
[12 empty] | _____ |  | 0% | 0 | 0 | _____
[12 empty] | _____ |  | 0% | 0 | 0 | _____
[12 empty] | _____ |  | 0% | 0 | 0 | _____
[12 empty] | _____ |  | 0% | 0 | 0 | _____
[12 empty] | _____ |  | 0% | 0 | 0 | _____
[12 empty] | _____ |  | 0% | 0 | 0 | _____
[12 empty] | _____ |  | 0% | 0 | 0 | _____
[12 empty] | _____ |  | 0% | 0 | 0 | _____
[12 empty] | _____ |  | 0% | 0 | 0 | _____
[12 empty] | _____ |  | 0% | 0 | 0 | _____
[12 empty] | _____ |  | 0% | 0 | 0 | _____
[12 empty] | _____ |  | 0% | 0 | 0 | _____
[12 empty] | _____ |  | 0% | 0 | 0 | _____
[12 empty] | _____ |  | 0% | 0 | 0 | _____
[12 empty] | _____ |  | 0% | 0 | 0 | _____
[12 empty] | _____ |  | 0% | 0 | 0 | _____
[12 empty] | _____ |  | 0% | 0 | 0 | _____
[12 empty] | _____ |  | 0% | 0 | 0 | _____
[12 empty] | _____ |  | 0% | 0 | 0 | _____
[12 empty] | _____ |  | 0% | 0 | 0 | _____
[12 empty] | _____ |  | 0% | 0 | 0 | _____
[12 empty] | _____ |  | 0% | 0 | 0 | _____
[12 empty] | _____ |  | 0% | 0 | 0 | _____
[12 empty] | _____ |  | 0% | 0 | 0 | _____
[12 empty] | _____ |  | 0% | 0 | 0 | _____
[12 empty] | _____ |  | 0% | 0 | 0 | _____
[12 empty] | _____ |  | 0% | 0 | 0 | _____
[12 empty] | _____ |  | 0% | 0 | 0 | _____
[12 empty] | _____ |  | 0% | 0 | 0 | _____
[12 empty] | _____ |  | 0% | 0 | 0 | _____
[12 empty] | _____ |  | 0% | 0 | 0 | _____
[12 empty] | _____ |  | 0% | 0 | 0 | _____
[12 empty] | _____ |  | 0% | 0 | 0 | _____
[12 empty] | _____ |  | 0% | 0 | 0 | _____
[12 empty] | _____ |  | 0% | 0 | 0 | _____
[12 empty] | _____ |  | 0% | 0 | 0 | _____
[12 empty] | _____ |  | 0% | 0 | 0 | _____
[12 empty] | _____ |  | 0% | 0 | 0 | _____
[12 empty] | _____ |  | 0% | 0 | 0 | _____
[12 empty] | _____ |  | 0% | 0 | 0 | _____
[12 empty] | _____ |  | 0% | 0 | 0 | _____
[12 empty] | _____ |  | 0% | 0 | 0 | _____
[12 empty] | _____ |  | 0% | 0 | 0 | _____
[12 empty] | _____ |  | 0% | 0 | 0 | _____
[12 empty] | _____ |  | 0% | 0 | 0 | _____
[12 empty] | _____ |  | 0% | 0 | 0 | _____
[12 empty] | _____ |  | 0% | 0 | 0 | _____
[12 empty] | _____ |  | 0% | 0 | 0 | _____
[12 empty] | _____ |  | 0% | 0 | 0 | _____
[12 empty] | _____ |  | 0% | 0 | 0 | _____
[12 empty] | _____ |  | 0% | 0 | 0 | _____
[12 empty] | _____ |  | 0% | 0 | 0 | _____
[12 empty] | _____ |  | 0% | 0 | 0 | _____
[12 empty] | _____ |  | 0% | 0 | 0 | _____
[12 empty] | _____ |  | 0% | 0 | 0 | _____
[12 empty] | _____ |  | 0% | 0 | 0 | _____
[12 empty] | _____ |  | 0% | 0 | 0 | _____
[12 empty] | _____ |  | 0% | 0 | 0 | _____
[12 empty] | _____ |  | 0% | 0 | 0 | _____
[12 empty] | _____ |  | 0% | 0 | 0 | _____
[12 empty] | _____ |  | 0% | 0 | 0 | _____
[12 empty] | _____ |  | 0% | 0 | 0 | _____
[12 empty] | _____ |  | 0% | 0 | 0 | _____
[12 empty] | _____ |  | 0% | 0 | 0 | _____
[12 empty] | _____ |  | 0% | 0 | 0 | _____
[12 empty] | _____ |  | 0% | 0 | 0 | _____
[12 empty] | _____ |  | 0% | 0 | 0 | _____
[12 empty] | _____ |  | 0% | 0 | 0 | _____
[12 empty] | _____ |  | 0% | 0 | 0 | _____
[12 empty] | _____ |  | 0% | 0 | 0 | _____
[12 empty] | _____ |  | 0% | 0 | 0 | _____
[12 empty] | _____ |  | 0% | 0 | 0 | _____
[12 empty] | _____ |  | 0% | 0 | 0 | _____
[12 empty] | _____ |  | 0% | 0 | 0 | _____
[12 empty] | _____ |  | 0% | 0 | 0 | _____
[12 empty] | _____ |  | 0% | 0 | 0 | _____
[12 empty] | _____ |  | 0% | 0 | 0 | _____
[12 empty] | _____ |  | 0% | 0 | 0 | _____
[12 empty] | _____ |  | 0% | 0 | 0 | _____
[12 empty] | _____ |  | 0% | 0 | 0 | _____
[12 empty] | _____ |  | 0% | 0 | 0 | _____
[12 empty] | _____ |  | 0% | 0 | 0 | _____
[12 empty] | _____ |  | 0% | 0 | 0 | _____
[12 empty] | _____ |  | 0% | 0 | 0 | _____
[12 empty] | _____ |  | 0% | 0 | 0 | _____
[12 empty] | _____ |  | 0% | 0 | 0 | _____
[12 empty] | _____ |  | 0% | 0 | 0 | _____
[12 empty] | _____ |  | 0% | 0 | 0 | _____
[12 empty] | _____ |  | 0% | 0 | 0 | _____
[12 empty] | _____ |  | 0% | 0 | 0 | _____
[12 empty] | _____ |  | 0% | 0 | 0 | _____
[12 empty] | _____ |  | 0% | 0 | 0 | _____
[12 empty] | _____ |  | 0% | 0 | 0 | _____
[12 empty] | _____ |  | 0% | 0 | 0 | _____
[12 empty] | _____ |  | 0% | 0 | 0 | _____
[12 empty] | _____ |  | 0% | 0 | 0 | _____
[12 empty] | _____ |  | 0% | 0 | 0 | _____
[12 empty] | _____ |  | 0% | 0 | 0 | _____
[12 empty] | _____ |  | 0% | 0 | 0 | _____
[12 empty] | _____ |  | 0% | 0 | 0 | _____
[12 empty] | _____ |  | 0% | 0 | 0 | _____
[12 empty] | _____ |  | 0% | 0 | 0 | _____
[12 empty] | _____ |  | 0% | 0 | 0 | _____
[12 empty] | _____ |  | 0% | 0 | 0 | _____
[12 empty] | _____ |  | 0% | 0 | 0 | _____
[12 empty] | _____ |  | 0% | 0 | 0 | _____
[12 empty] | _____ |  | 0% | 0 | 0 | _____
[12 empty] | _____ |  | 0% | 0 | 0 | _____
[12 empty] | _____ |  | 0% | 0 | 0 | _____
[12 empty] | _____ |  | 0% | 0 | 0 | _____
[12 empty] | _____ |  | 0% | 0 | 0 | _____
[12 empty] | _____ |  | 0% | 0 | 0 | _____
[12 empty] | _____ |  | 0% | 0 | 0 | _____
[12 empty] | _____ |  | 0% | 0 | 0 | _____
[12 empty] | _____ |  | 0% | 0 | 0 | _____
[12 empty] | _____ |  | 0% | 0 | 0 | _____
[12 empty] | _____ |  | 0% | 0 | 0 | _____
[12 empty] | _____ |  | 0% | 0 | 0 | _____
[12 empty] | _____ |  | 0% | 0 | 0 | _____
[12 empty] | _____ |  | 0% | 0 | 0 | _____
[12 empty] | _____ |  | 0% | 0 | 0 | _____
[12 empty] | _____ |  | 0% | 0 | 0 | _____
[12 empty] | _____ |  | 0% | 0 | 0 | _____
[12 empty] | _____ |  | 0% | 0 | 0 | _____
[12 empty] | _____ |  | 0% | 0 | 0 | _____
[12 empty] | _____ |  | 0% | 0 | 0 | _____
[12 empty] | _____ |  | 0% | 0 | 0 | _____
[12 empty] | _____ |  | 0% | 0 | 0 | _____
[12 empty] | _____ |  | 0% | 0 | 0 | _____
[12 empty] | _____ |  | 0% | 0 | 0 | _____
[12 empty] | _____ |  | 0% | 0 | 0 | _____
[12 empty] | _____ |  | 0% | 0 | 0 | _____
[12 empty] | _____ |  | 0% | 0 | 0 | _____
[12 empty] | _____ |  | 0% | 0 | 0 | _____
[12 empty] | _____ |  | 0% | 0 | 0 | _____
[12 empty] | _____ |  | 0% | 0 | 0 | _____
[12 empty] | _____ |  | 0% | 0 | 0 | _____
[12 empty] | _____ |  | 0% | 0 | 0 | _____
[12 empty] | _____ |  | 0% | 0 | 0 | _____
[12 empty] | _____ |  | 0% | 0 | 0 | _____
[12 empty] | _____ |  | 0% | 0 | 0 | _____
[12 empty] | _____ |  | 0% | 0 | 0 | _____
[12 empty] | _____ |  | 0% | 0 | 0 | _____
[12 empty] | _____ |  | 0% | 0 | 0 | _____
[12 empty] | _____ |  | 0% | 0 | 0 | _____
[12 empty] | _____ |  | 0% | 0 | 0 | _____
[12 empty] | _____ |  | 0% | 0 | 0 | _____
[12 empty] | _____ |  | 0% | 0 | 0 | _____
[12 empty] | _____ |  | 0% | 0 | 0 | _____
[12 empty] | _____ |  | 0% | 0 | 0 | _____
[12 empty] | _____ |  | 0% | 0 | 0 | _____
[12 empty] | _____ |  | 0% | 0 | 0 | _____
[12 empty] | _____ |  | 0% | 0 | 0 | _____
[12 empty] | _____ |  | 0% | 0 | 0 | _____
[12 empty] | _____ |  | 0% | 0 | 0 | _____
[12 empty] | _____ |  | 0% | 0 | 0 | _____
[12 empty] | _____ |  | 0% | 0 | 0 | _____
[12 empty] | _____ |  | 0% | 0 | 0 | _____
[12 empty] | _____ |  | 0% | 0 | 0 | _____
[12 empty] | _____ |  | 0% | 0 | 0 | _____
[12 empty] | _____ |  | 0% | 0 | 0 | _____
[12 empty] | _____ |  | 0% | 0 | 0 | _____
[12 empty] | _____ |  | 0% | 0 | 0 | _____
[12 empty] | _____ |  | 0% | 0 | 0 | _____
[12 empty] | _____ |  | 0% | 0 | 0 | _____
[12 empty] | _____ |  | 0% | 0 | 0 | _____
[12 empty] | _____ |  | 0% | 0 | 0 | _____
[12 empty] | _____ |  | 0% | 0 | 0 | _____
[12 empty] | _____ |  | 0% | 0 | 0 | _____
[12 empty] | _____ |  | 0% | 0 | 0 | _____
[12 empty] | _____ |  | 0% | 0 | 0 | _____
[12 empty] | _____ |  | 0% | 0 | 0 | _____
[12 empty] | _____ |  | 0% | 0 | 0 | _____
[12 empty] | _____ |  | 0% | 0 | 0 | _____
[12 empty] | _____ |  | 0% | 0 | 0 | _____
[12 empty] | _____ |  | 0% | 0 | 0 | _____
[12 empty] | _____ |  | 0% | 0 | 0 | _____
[12 empty] | _____ |  | 0% | 0 | 0 | _____
[12 empty] | _____ |  | 0% | 0 | 0 | _____
[12 empty] | _____ |  | 0% | 0 | 0 | _____
[12 empty] | _____ |  | 0% | 0 | 0 | _____
[12 empty] | _____ |  | 0% | 0 | 0 | _____
[12 empty] | _____ |  | 0% | 0 | 0 | _____
[12 empty] | _____ |  | 0% | 0 | 0 | _____
[12 empty] | _____ |  | 0% | 0 | 0 | _____
[12 empty] | _____ |  | 0% | 0 | 0 | _____
[12 empty] | _____ |  | 0% | 0 | 0 | _____
[12 empty] | _____ |  | 0% | 0 | 0 | _____
[12 empty] | _____ |  | 0% | 0 | 0 | _____
[12 empty] | _____ |  | 0% | 0 | 0 | _____
[12 empty] | _____ |  | 0% | 0 | 0 | _____
[12 empty] | _____ |  | 0% | 0 | 0 | _____
[12 empty] | _____ |  | 0% | 0 | 0 | _____
[12 empty] | _____ |  | 0% | 0 | 0 | _____
[12 empty] | _____ |  | 0% | 0 | 0 | _____
[12 empty] | _____ |  | 0% | 0 | 0 | _____
[12 empty] | _____ |  | 0% | 0 | 0 | _____
[12 empty] | _____ |  | 0% | 0 | 0 | _____
[12 empty] | _____ |  | 0% | 0 | 0 | _____
[12 empty] | _____ |  | 0% | 0 | 0 | _____
[12 empty] | _____ |  | 0% | 0 | 0 | _____
[12 empty] | _____ |  | 0% | 0 | 0 | _____
[12 empty] | _____ |  | 0% | 0 | 0 | _____
[12 empty] | _____ |  | 0% | 0 | 0 | _____
[12 empty] | _____ |  | 0% | 0 | 0 | _____
[12 empty] | _____ |  | 0% | 0 | 0 | _____
[12 empty] | _____ |  | 0% | 0 | 0 | _____
[12 empty] | _____ |  | 0% | 0 | 0 | _____
[12 empty] | _____ |  | 0% | 0 | 0 | _____
[12 empty] | _____ |  | 0% | 0 | 0 | _____
[12 empty] | _____ |  | 0% | 0 | 0 | _____
[12 empty] | _____ |  | 0% | 0 | 0 | _____
[12 empty] | _____ |  | 0% | 0 | 0 | _____
[12 empty] | _____ |  | 0% | 0 | 0 | _____
[12 empty] | _____ |  | 0% | 0 | 0 | _____
[12 empty] | _____ |  | 0% | 0 | 0 | _____
[12 empty] | _____ |  | 0% | 0 | 0 | _____
[12 empty] | _____ |  | 0% | 0 | 0 | _____
[12 empty] | _____ |  | 0% | 0 | 0 | _____
[12 empty] | _____ |  | 0% | 0 | 0 | _____
[12 empty] | _____ |  | 0% | 0 | 0 | _____
[12 empty] | _____ |  | 0% | 0 | 0 | _____
[12 empty] | _____ |  | 0% | 0 | 0 | _____
[12 empty] | _____ |  | 0% | 0 | 0 | _____
[12 empty] | _____ |  | 0% | 0 | 0 | _____
[12 empty] | _____ |  | 0% | 0 | 0 | _____
[12 empty] | _____ |  | 0% | 0 | 0 | _____
[12 empty] | _____ |  | 0% | 0 | 0 | _____
[12 empty] | _____ |  | 0% | 0 | 0 | _____
[12 empty] | _____ |  | 0% | 0 | 0 | _____
[12 empty] | _____ |  | 0% | 0 | 0 | _____
[12 empty] | _____ |  | 0% | 0 | 0 | _____
[12 empty] | _____ |  | 0% | 0 | 0 | _____
[12 empty] | _____ |  | 0% | 0 | 0 | _____
[12 empty] | _____ |  | 0% | 0 | 0 | _____
[12 empty] | _____ |  | 0% | 0 | 0 | _____
[12 empty] | _____ |  | 0% | 0 | 0 | _____
[12 empty] | _____ |  | 0% | 0 | 0 | _____
[12 empty] | _____ |  | 0% | 0 | 0 | _____
[12 empty] | _____ |  | 0% | 0 | 0 | _____
[12 empty] | _____ |  | 0% | 0 | 0 | _____
[12 empty] | _____ |  | 0% | 0 | 0 | _____
[12 empty] | _____ |  | 0% | 0 | 0 | _____
[12 empty] | _____ |  | 0% | 0 | 0 | _____
[12 empty] | _____ |  | 0% | 0 | 0 | _____
[12 empty] | _____ |  | 0% | 0 | 0 | _____
[12 empty] | _____ |  | 0% | 0 | 0 | _____
[12 empty] | _____ |  | 0% | 0 | 0 | _____
[12 empty] | _____ |  | 0% | 0 | 0 | _____
[12 empty] | _____ |  | 0% | 0 | 0 | _____
[12 empty] | _____ |  | 0% | 0 | 0 | _____
[12 empty] | _____ |  | 0% | 0 | 0 | _____
[12 empty] | _____ |  | 0% | 0 | 0 | _____
[12 empty] | _____ |  | 0% | 0 | 0 | _____
[12 empty] | _____ |  | 0% | 0 | 0 | _____
[12 empty] | _____ |  | 0% | 0 | 0 | _____
[12 empty] | _____ |  | 0% | 0 | 0 | _____
[12 empty] | _____ |  | 0% | 0 | 0 | _____
[12 empty] | _____ |  | 0% | 0 | 0 | _____
[12 empty] | _____ |  | 0% | 0 | 0 | _____
[12 empty] | _____ |  | 0% | 0 | 0 | _____
[12 empty] | _____ |  | 0% | 0 | 0 | _____
[12 empty] | _____ |  | 0% | 0 | 0 | _____
[12 empty] | _____ |  | 0% | 0 | 0 | _____
[12 empty] | _____ |  | 0% | 0 | 0 | _____
[12 empty] | _____ |  | 0% | 0 | 0 | _____
[12 empty] | _____ |  | 0% | 0 | 0 | _____
[12 empty] | _____ |  | 0% | 0 | 0 | _____
[12 empty] | _____ |  | 0% | 0 | 0 | _____
[12 empty] | _____ |  | 0% | 0 | 0 | _____
[12 empty] | _____ |  | 0% | 0 | 0 | _____
[12 empty] | _____ |  | 0% | 0 | 0 | _____
[12 empty] | _____ |  | 0% | 0 | 0 | _____
[12 empty] | _____ |  | 0% | 0 | 0 | _____
[12 empty] | _____ |  | 0% | 0 | 0 | _____
[12 empty] | _____ |  | 0% | 0 | 0 | _____
[12 empty] | _____ |  | 0% | 0 | 0 | _____
[12 empty] | _____ |  | 0% | 0 | 0 | _____
[12 empty] | _____ |  | 0% | 0 | 0 | _____
[12 empty] | _____ |  | 0% | 0 | 0 | _____
[12 empty] | _____ |  | 0% | 0 | 0 | _____
[12 empty] | _____ |  | 0% | 0 | 0 | _____
[12 empty] | _____ |  | 0% | 0 | 0 | _____
[12 empty] | _____ |  | 0% | 0 | 0 | _____
[12 empty] | _____ |  | 0% | 0 | 0 | _____
[12 empty] | _____ |  | 0% | 0 | 0 | _____
[12 empty] | _____ |  | 0% | 0 | 0 | _____
[12 empty] | _____ |  | 0% | 0 | 0 | _____
[12 empty] | _____ |  | 0% | 0 | 0 | _____
[12 empty] | _____ |  | 0% | 0 | 0 | _____
[12 empty] | _____ |  | 0% | 0 | 0 | _____
[12 empty] | _____ |  | 0% | 0 | 0 | _____
[12 empty] | _____ |  | 0% | 0 | 0 | _____
[12 empty] | _____ |  | 0% | 0 | 0 | _____
[12 empty] | _____ |  | 0% | 0 | 0 | _____
[12 empty] | _____ |  | 0% | 0 | 0 | _____
[12 empty] | _____ |  | 0% | 0 | 0 | _____
[12 empty] | _____ |  | 0% | 0 | 0 | _____
[12 empty] | _____ |  | 0% | 0 | 0 | _____
[12 empty] | _____ |  | 0% | 0 | 0 | _____
[12 empty] | _____ |  | 0% | 0 | 0 | _____
[12 empty] | _____ |  | 0% | 0 | 0 | _____
[12 empty] | _____ |  | 0% | 0 | 0 | _____
[12 empty] | _____ |  | 0% | 0 | 0 | _____
[12 empty] | _____ |  | 0% | 0 | 0 | _____
[12 empty] | _____ |  | 0% | 0 | 0 | _____
[12 empty] | _____ |  | 0% | 0 | 0 | _____
[12 empty] | _____ |  | 0% | 0 | 0 | _____
[12 empty] | _____ |  | 0% | 0 | 0 | _____
[12 empty] | _____ |  | 0% | 0 | 0 | _____
[12 empty] | _____ |  | 0% | 0 | 0 | _____
[12 empty] | _____ |  | 0% | 0 | 0 | _____
[12 empty] | _____ |  | 0% | 0 | 0 | _____
[12 empty] | _____ |  | 0% | 0 | 0 | _____
[12 empty] | _____ |  | 0% | 0 | 0 | _____
[12 empty] | _____ |  | 0% | 0 | 0 | _____
[12 empty] | _____ |  | 0% | 0 | 0 | _____
[12 empty] | _____ |  | 0% | 0 | 0 | _____
[12 empty] | _____ |  | 0% | 0 | 0 | _____
[12 empty] | _____ |  | 0% | 0 | 0 | _____
[12 empty] | _____ |  | 0% | 0 | 0 | _____
[12 empty] | _____ |  | 0% | 0 | 0 | _____
[12 empty] | _____ |  | 0% | 0 | 0 | _____
[12 empty] | _____ |  | 0% | 0 | 0 | _____
[12 empty] | _____ |  | 0% | 0 | 0 | _____
[12 empty] | _____ |  | 0% | 0 | 0 | _____
[12 empty] | _____ |  | 0% | 0 | 0 | _____
[12 empty] | _____ |  | 0% | 0 | 0 | _____
[12 empty] | _____ |  | 0% | 0 | 0 | _____
[12 empty] | _____ |  | 0% | 0 | 0 | _____
[12 empty] | _____ |  | 0% | 0 | 0 | _____
[12 empty] | _____ |  | 0% | 0 | 0 | _____
[12 empty] | _____ |  | 0% | 0 | 0 | _____
[12 empty] | _____ |  | 0% | 0 | 0 | _____
[12 empty] | _____ |  | 0% | 0 | 0 | _____
[12 empty] | _____ |  | 0% | 0 | 0 | _____
[12 empty] | _____ |  | 0% | 0 | 0 | _____
[12 empty] | _____ |  | 0% | 0 | 0 | _____
[12 empty] | _____ |  | 0% | 0 | 0 | _____
[12 empty] | _____ |  | 0% | 0 | 0 | _____
[12 empty] | _____ |  | 0% | 0 | 0 | _____
[12 empty] | _____ |  | 0% | 0 | 0 | _____
[12 empty] | _____ |  | 0% | 0 | 0 | _____
[12 empty] | _____ |  | 0% | 0 | 0 | _____
[12 empty] | _____ |  | 0% | 0 | 0 | _____
[12 empty] | _____ |  | 0% | 0 | 0 | _____
[12 empty] | _____ |  | 0% | 0 | 0 | _____
[12 empty] | _____ |  | 0% | 0 | 0 | _____
[12 empty] | _____ |  | 0% | 0 | 0 | _____
[12 empty] | _____ |  | 0% | 0 | 0 | _____
[12 empty] | _____ |  | 0% | 0 | 0 | _____
[12 empty] | _____ |  | 0% | 0 | 0 | _____
[12 empty] | _____ |  | 0% | 0 | 0 | _____
[12 empty] | _____ |  | 0% | 0 | 0 | _____
[12 empty] | _____ |  | 0% | 0 | 0 | _____
[12 empty] | _____ |  | 0% | 0 | 0 | _____
[12 empty] | _____ |  | 0% | 0 | 0 | _____
[12 empty] | _____ |  | 0% | 0 | 0 | _____
[12 empty] | _____ |  | 0% | 0 | 0 | _____
[12 empty] | _____ |  | 0% | 0 | 0 | _____
[12 empty] | _____ |  | 0% | 0 | 0 | _____
[12 empty] | _____ |  | 0% | 0 | 0 | _____
[12 empty] | _____ |  | 0% | 0 | 0 | _____
[12 empty] | _____ |  | 0% | 0 | 0 | _____
[12 empty] | _____ |  | 0% | 0 | 0 | _____
[12 empty] | _____ |  | 0% | 0 | 0 | _____
[12 empty] | _____ |  | 0% | 0 | 0 | _____
[12 empty] | _____ |  | 0% | 0 | 0 | _____
[12 empty] | _____ |  | 0% | 0 | 0 | _____
[12 empty] | _____ |  | 0% | 0 | 0 | _____
[12 empty] | _____ |  | 0% | 0 | 0 | _____
[12 empty] | _____ |  | 0% | 0 | 0 | _____
[12 empty] | _____ |  | 0% | 0 | 0 | _____
[12 empty] | _____ |  | 0% | 0 | 0 | _____
[12 empty] | _____ |  | 0% | 0 | 0 | _____
[12 empty] | _____ |  | 0% | 0 | 0 | _____
[12 empty] | _____ |  | 0% | 0 | 0 | _____
[12 empty] | _____ |  | 0% | 0 | 0 | _____
[12 empty] | _____ |  | 0% | 0 | 0 | _____
[12 empty] | _____ |  | 0% | 0 | 0 | _____
[12 empty] | _____ |  | 0% | 0 | 0 | _____
[12 empty] | _____ |  | 0% | 0 | 0 | _____
[12 empty] | _____ |  | 0% | 0 | 0 | _____
[12 empty] | _____ |  | 0% | 0 | 0 | _____
[12 empty] | _____ |  | 0% | 0 | 0 | _____
[12 empty] | _____ |  | 0% | 0 | 0 | _____
[12 empty] | _____ |  | 0% | 0 | 0 | _____
[12 empty] | _____ |  | 0% | 0 | 0 | _____
[12 empty] | _____ |  | 0% | 0 | 0 | _____
[12 empty] | _____ |  | 0% | 0 | 0 | _____
[12 empty] | _____ |  | 0% | 0 | 0 | _____
[12 empty] | _____ |  | 0% | 0 | 0 | _____
[12 empty] | _____ |  | 0% | 0 | 0 | _____
[12 empty] | _____ |  | 0% | 0 | 0 | _____
[12 empty] | _____ |  | 0% | 0 | 0 | _____
[12 empty] | _____ |  | 0% | 0 | 0 | _____
[12 empty] | _____ |  | 0% | 0 | 0 | _____
[12 empty] | _____ |  | 0% | 0 | 0 | _____
[12 empty] | _____ |  | 0% | 0 | 0 | _____
[12 empty] | _____ |  | 0% | 0 | 0 | _____
[12 empty] | _____ |  | 0% | 0 | 0 | _____
[12 empty] | _____ |  | 0% | 0 | 0 | _____
[12 empty] | _____ |  | 0% | 0 | 0 | _____
[12 empty] | _____ |  | 0% | 0 | 0 | _____
[12 empty] | _____ |  | 0% | 0 | 0 | _____
[12 empty] | _____ |  | 0% | 0 | 0 | _____
[12 empty] | _____ |  | 0% | 0 | 0 | _____
[12 empty] | _____ |  | 0% | 0 | 0 | _____
[12 empty] | _____ |  | 0% | 0 | 0 | _____
[12 empty] | _____ |  | 0% | 0 | 0 | _____
[12 empty] | _____ |  | 0% | 0 | 0 | _____
[12 empty] | _____ |  | 0% | 0 | 0 | _____
[12 empty] | _____ |  | 0% | 0 | 0 | _____
[12 empty] | _____ |  | 0% | 0 | 0 | _____
[12 empty] | _____ |  | 0% | 0 | 0 | _____
[12 empty] | _____ |  | 0% | 0 | 0 | _____
[12 empty] | _____ |  | 0% | 0 | 0 | _____
[12 empty] | _____ |  | 0% | 0 | 0 | _____
[12 empty] | _____ |  | 0% | 0 | 0 | _____
[12 empty] | _____ |  | 0% | 0 | 0 | _____
[12 empty] | _____ |  | 0% | 0 | 0 | _____
[12 empty] | _____ |  | 0% | 0 | 0 | _____
[12 empty] | _____ |  | 0% | 0 | 0 | _____
[12 empty] | _____ |  | 0% | 0 | 0 | _____
[12 empty] | _____ |  | 0% | 0 | 0 | _____
[12 empty] | _____ |  | 0% | 0 | 0 | _____
[12 empty] | _____ |  | 0% | 0 | 0 | _____
[12 empty] | _____ |  | 0% | 0 | 0 | _____
[12 empty] | _____ |  | 0% | 0 | 0 | _____
[12 empty] | _____ |  | 0% | 0 | 0 | _____
[12 empty] | _____ |  | 0% | 0 | 0 | _____
[12 empty] | _____ |  | 0% | 0 | 0 | _____
[12 empty] | _____ |  | 0% | 0 | 0 | _____
[12 empty] | _____ |  | 0% | 0 | 0 | _____
[12 empty] | _____ |  | 0% | 0 | 0 | _____
[12 empty] | _____ |  | 0% | 0 | 0 | _____
[12 empty] | _____ |  | 0% | 0 | 0 | _____
[12 empty] | _____ |  | 0% | 0 | 0 | _____
[12 empty] | _____ |  | 0% | 0 | 0 | _____
[12 empty] | _____ |  | 0% | 0 | 0 | _____
[12 empty] | _____ |  | 0% | 0 | 0 | _____
[12 empty] | _____ |  | 0% | 0 | 0 | _____
[12 empty] | _____ |  | 0% | 0 | 0 | _____
[12 empty] | _____ |  | 0% | 0 | 0 | _____
[12 empty] | _____ |  | 0% | 0 | 0 | _____
[12 empty] | _____ |  | 0% | 0 | 0 | _____
[12 empty] | _____ |  | 0% | 0 | 0 | _____
[12 empty] | _____ |  | 0% | 0 | 0 | _____
[12 empty] | _____ |  | 0% | 0 | 0 | _____
[12 empty] | _____ |  | 0% | 0 | 0 | _____
[12 empty] | _____ |  | 0% | 0 | 0 | _____
[12 empty] | _____ |  | 0% | 0 | 0 | _____
[12 empty] | _____ |  | 0% | 0 | 0 | _____
[12 empty] | _____ |  | 0% | 0 | 0 | _____
[12 empty] | _____ |  | 0% | 0 | 0 | _____
[12 empty] | _____ |  | 0% | 0 | 0 | _____
[12 empty] | _____ |  | 0% | 0 | 0 | _____
[12 empty] | _____ |  | 0% | 0 | 0 | _____
[12 empty] | _____ |  | 0% | 0 | 0 | _____
[12 empty] | _____ |  | 0% | 0 | 0 | _____
[12 empty] | _____ |  | 0% | 0 | 0 | _____
[12 empty] | _____ |  | 0% | 0 | 0 | _____
[12 empty] | _____ |  | 0% | 0 | 0 | _____
[12 empty] | _____ |  | 0% | 0 | 0 | _____
[12 empty] | _____ |  | 0% | 0 | 0 | _____
[12 empty] | _____ |  | 0% | 0 | 0 | _____
[12 empty] | _____ |  | 0% | 0 | 0 | _____
[12 empty] | _____ |  | 0% | 0 | 0 | _____
[12 empty] | _____ |  | 0% | 0 | 0 | _____
[12 empty] | _____ |  | 0% | 0 | 0 | _____
[12 empty] | _____ |  | 0% | 0 | 0 | _____
[12 empty] | _____ |  | 0% | 0 | 0 | _____
[12 empty] | _____ |  | 0% | 0 | 0 | _____
[12 empty] | _____ |  | 0% | 0 | 0 | _____
[12 empty] | _____ |  | 0% | 0 | 0 | _____
[12 empty] | _____ |  | 0% | 0 | 0 | _____
[12 empty] | _____ |  | 0% | 0 | 0 | _____
[12 empty] | _____ |  | 0% | 0 | 0 | _____
[12 empty] | _____ |  | 0% | 0 | 0 | _____
[12 empty] | _____ |  | 0% | 0 | 0 | _____
[12 empty] | _____ |  | 0% | 0 | 0 | _____
[12 empty] | _____ |  | 0% | 0 | 0 | _____
[12 empty] | _____ |  | 0% | 0 | 0 | _____
[12 empty] | _____ |  | 0% | 0 | 0 | _____
[12 empty] | _____ |  | 0% | 0 | 0 | _____
[12 empty] | _____ |  | 0% | 0 | 0 | _____
[12 empty] | _____ |  | 0% | 0 | 0 | _____
[12 empty] | _____ |  | 0% | 0 | 0 | _____
[12 empty] | _____ |  | 0% | 0 | 0 | _____
[12 empty] | _____ |  | 0% | 0 | 0 | _____
[12 empty] | _____ |  | 0% | 0 | 0 | _____
[12 empty] | _____ |  | 0% | 0 | 0 | _____
[12 empty] | _____ |  | 0% | 0 | 0 | _____
[12 empty] | _____ |  | 0% | 0 | 0 | _____
[12 empty] | _____ |  | 0% | 0 | 0 | _____
[12 empty] | _____ |  | 0% | 0 | 0 | _____
[12 empty] | _____ |  | 0% | 0 | 0 | _____
[12 empty] | _____ |  | 0% | 0 | 0 | _____
[12 empty] | _____ |  | 0% | 0 | 0 | _____
[12 empty] | _____ |  | 0% | 0 | 0 | _____
[12 empty] | _____ |  | 0% | 0 | 0 | _____
[12 empty] | _____ |  | 0% | 0 | 0 | _____
[12 empty] | _____ |  | 0% | 0 | 0 | _____
[12 empty] | _____ |  | 0% | 0 | 0 | _____
[12 empty] | _____ |  | 0% | 0 | 0 | _____
[12 empty] | _____ |  | 0% | 0 | 0 | _____
[12 empty] | _____ |  | 0% | 0 | 0 | _____
[12 empty] | _____ |  | 0% | 0 | 0 | _____
[12 empty] | _____ |  | 0% | 0 | 0 | _____
[12 empty] | _____ |  | 0% | 0 | 0 | _____
[12 empty] | _____ |  | 0% | 0 | 0 | _____
[12 empty] | _____ |  | 0% | 0 | 0 | _____
[12 empty] | _____ |  | 0% | 0 | 0 | _____
[12 empty] | _____ |  | 0% | 0 | 0 | _____
[12 empty] | _____ |  | 0% | 0 | 0 | _____
[12 empty] | _____ |  | 0% | 0 | 0 | _____
[12 empty] | _____ |  | 0% | 0 | 0 | _____
[12 empty] | _____ |  | 0% | 0 | 0 | _____
[12 empty] | _____ |  | 0% | 0 | 0 | _____
[12 empty] | _____ |  | 0% | 0 | 0 | _____
[12 empty] | _____ |  | 0% | 0 | 0 | _____
[12 empty] | _____ |  | 0% | 0 | 0 | _____
[12 empty] | _____ |  | 0% | 0 | 0 | _____
[12 empty] | _____ |  | 0% | 0 | 0 | _____
[12 empty] | _____ |  | 0% | 0 | 0 | _____
[12 empty] | _____ |  | 0% | 0 | 0 | _____
[12 empty] | _____ |  | 0% | 0 | 0 | _____
[12 empty] | _____ |  | 0% | 0 | 0 | _____
[12 empty] | _____ |  | 0% | 0 | 0 | _____
[12 empty] | _____ |  | 0% | 0 | 0 | _____
[12 empty] | _____ |  | 0% | 0 | 0 | _____
[12 empty] | _____ |  | 0% | 0 | 0 | _____
[12 empty] | _____ |  | 0% | 0 | 0 | _____
[12 empty] | _____ |  | 0% | 0 | 0 | _____
[12 empty] | _____ |  | 0% | 0 | 0 | _____
[12 empty] | _____ |  | 0% | 0 | 0 | _____
[12 empty] | _____ |  | 0% | 0 | 0 | _____
[12 empty] | _____ |  | 0% | 0 | 0 | _____
[12 empty] | _____ |  | 0% | 0 | 0 | _____
[12 empty] | _____ |  | 0% | 0 | 0 | _____
[12 empty] | _____ |  | 0% | 0 | 0 | _____
[12 empty] | _____ |  | 0% | 0 | 0 | _____
[12 empty] | _____ |  | 0% | 0 | 0 | _____
[12 empty] | _____ |  | 0% | 0 | 0 | _____
[12 empty] | _____ |  | 0% | 0 | 0 | _____
[12 empty] | _____ |  | 0% | 0 | 0 | _____
[12 empty] | _____ |  | 0% | 0 | 0 | _____
[12 empty] | _____ |  | 0% | 0 | 0 | _____
[12 empty] | _____ |  | 0% | 0 | 0 | _____
[12 empty] | _____ |  | 0% | 0 | 0 | _____
[12 empty] | _____ |  | 0% | 0 | 0 | _____
[12 empty] | _____ |  | 0% | 0 | 0 | _____
[12 empty] | _____ |  | 0% | 0 | 0 | _____
[12 empty] | _____ |  | 0% | 0 | 0 | _____
[12 empty] | _____ |  | 0% | 0 | 0 | _____
[12 empty] | _____ |  | 0% | 0 | 0 | _____
[12 empty] | _____ |  | 0% | 0 | 0 | _____
[12 empty] | _____ |  | 0% | 0 | 0 | _____
[12 empty] | _____ |  | 0% | 0 | 0 | _____
[12 empty] | _____ |  | 0% | 0 | 0 | _____
[12 empty] | _____ |  | 0% | 0 | 0 | _____
[12 empty] | _____ |  | 0% | 0 | 0 | _____
[12 empty] | _____ |  | 0% | 0 | 0 | _____
[12 empty] | _____ |  | 0% | 0 | 0 | _____
[12 empty] | _____ |  | 0% | 0 | 0 | _____
[12 empty] | _____ |  | 0% | 0 | 0 | _____
[12 empty] | _____ |  | 0% | 0 | 0 | _____
[12 empty] | _____ |  | 0% | 0 | 0 | _____
[12 empty] | _____ |  | 0% | 0 | 0 | _____
[12 empty] | _____ |  | 0% | 0 | 0 | _____
[12 empty] | _____ |  | 0% | 0 | 0 | _____
[12 empty] | _____ |  | 0% | 0 | 0 | _____
[12 empty] | _____ |  | 0% | 0 | 0 | _____
[12 empty] | _____ |  | 0% | 0 | 0 | _____
[12 empty] | _____ |  | 0% | 0 | 0 | _____
[12 empty] | _____ |  | 0% | 0 | 0 | _____
[12 empty] | _____ |  | 0% | 0 | 0 | _____
[12 empty] | _____ |  | 0% | 0 | 0 | _____
[12 empty] | _____ |  | 0% | 0 | 0 | _____
[12 empty] | _____ |  | 0% | 0 | 0 | _____
[12 empty] | _____ |  | 0% | 0 | 0 | _____
[12 empty] | _____ |  | 0% | 0 | 0 | _____
[12 empty] | _____ |  | 0% | 0 | 0 | _____
[12 empty] | _____ |  | 0% | 0 | 0 | _____
[12 empty] | _____ |  | 0% | 0 | 0 | _____
[12 empty] | _____ |  | 0% | 0 | 0 | _____
[12 empty] | _____ |  | 0% | 0 | 0 | _____
[12 empty] | _____ |  | 0% | 0 | 0 | _____
[12 empty] | _____ |  | 0% | 0 | 0 | _____
[12 empty] | _____ |  | 0% | 0 | 0 | _____
[12 empty] | _____ |  | 0% | 0 | 0 | _____
[12 empty] | _____ |  | 0% | 0 | 0 | _____
[12 empty] | _____ |  | 0% | 0 | 0 | _____
[12 empty] | _____ |  | 0% | 0 | 0 | _____
[12 empty] | _____ |  | 0% | 0 | 0 | _____
[12 empty] | _____ |  | 0% | 0 | 0 | _____
[12 empty] | _____ |  | 0% | 0 | 0 | _____
[12 empty] | _____ |  | 0% | 0 | 0 | _____
[12 empty] | _____ |  | 0% | 0 | 0 | _____
[12 empty] | _____ |  | 0% | 0 | 0 | _____
[12 empty] | _____ |  | 0% | 0 | 0 | _____
[12 empty] | _____ |  | 0% | 0 | 0 | _____
[12 empty] | _____ |  | 0% | 0 | 0 | _____
[12 empty] | _____ |  | 0% | 0 | 0 | _____
[12 empty] | _____ |  | 0% | 0 | 0 | _____
[12 empty] | _____ |  | 0% | 0 | 0 | _____
[12 empty] | _____ |  | 0% | 0 | 0 | _____
[12 empty] | _____ |  | 0% | 0 | 0 | _____
[12 empty] | _____ |  | 0% | 0 | 0 | _____
[12 empty] | _____ |  | 0% | 0 | 0 | _____
[12 empty] | _____ |  | 0% | 0 | 0 | _____
[12 empty] | _____ |  | 0% | 0 | 0 | _____
[12 empty] | _____ |  | 0% | 0 | 0 | _____
[12 empty] | _____ |  | 0% | 0 | 0 | _____
[12 empty] | _____ |  | 0% | 0 | 0 | _____
[12 empty] | _____ |  | 0% | 0 | 0 | _____
[12 empty] | _____ |  | 0% | 0 | 0 | _____
[12 empty] | _____ |  | 0% | 0 | 0 | _____
[12 empty] | _____ |  | 0% | 0 | 0 | _____
[12 empty] | _____ |  | 0% | 0 | 0 | _____
[12 empty] | _____ |  | 0% | 0 | 0 | _____
[12 empty] | _____ |  | 0% | 0 | 0 | _____
[12 empty] | _____ |  | 0% | 0 | 0 | _____
[12 empty] | _____ |  | 0% | 0 | 0 | _____
[12 empty] | _____ |  | 0% | 0 | 0 | _____
[12 empty] | _____ |  | 0% | 0 | 0 | _____
[12 empty] | _____ |  | 0% | 0 | 0 | _____
[12 empty] | _____ |  | 0% | 0 | 0 | _____
[12 empty] | _____ |  | 0% | 0 | 0 | _____
[12 empty] | _____ |  | 0% | 0 | 0 | _____
[12 empty] | _____ |  | 0% | 0 | 0 | _____
[12 empty] | _____ |  | 0% | 0 | 0 | _____
[12 empty] | _____ |  | 0% | 0 | 0 | _____
[12 empty] | _____ |  | 0% | 0 | 0 | _____
[12 empty] | _____ |  | 0% | 0 | 0 | _____
[12 empty] | _____ |  | 0% | 0 | 0 | _____
[12 empty] | _____ |  | 0% | 0 | 0 | _____
[12 empty] | _____ |  | 0% | 0 | 0 | _____
[12 empty] | _____ |  | 0% | 0 | 0 | _____
[12 empty] | _____ |  | 0% | 0 | 0 | _____
[12 empty] | _____ |  | 0% | 0 | 0 | _____
[12 empty] | _____ |  | 0% | 0 | 0 | _____
[12 empty] | _____ |  | 0% | 0 | 0 | _____
[12 empty] | _____ |  | 0% | 0 | 0 | _____
[12 empty] | _____ |  | 0% | 0 | 0 | _____
[12 empty] | _____ |  | 0% | 0 | 0 | _____
[12 empty] | _____ |  | 0% | 0 | 0 | _____
[12 empty] | _____ |  | 0% | 0 | 0 | _____
[12 empty] | _____ |  | 0% | 0 | 0 | _____
[12 empty] | _____ |  | 0% | 0 | 0 | _____
[12 empty] | _____ |  | 0% | 0 | 0 | _____
[12 empty] | _____ |  | 0% | 0 | 0 | _____
[12 empty] | _____ |  | 0% | 0 | 0 | _____
[12 empty] | _____ |  | 0% | 0 | 0 | _____
[12 empty] | _____ |  | 0% | 0 | 0 | _____
[12 empty] | _____ |  | 0% | 0 | 0 | _____
[12 empty] | _____ |  | 0% | 0 | 0 | _____
[12 empty] | _____ |  | 0% | 0 | 0 | _____
[12 empty] | _____ |  | 0% | 0 | 0 | _____
[12 empty] | _____ |  | 0% | 0 | 0 | _____
[12 empty] | _____ |  | 0% | 0 | 0 | _____
[12 empty] | _____ |  | 0% | 0 | 0 | _____
[12 empty] | _____ |  | 0% | 0 | 0 | _____
[12 empty] | _____ |  | 0% | 0 | 0 | _____
[12 empty] | _____ |  | 0% | 0 | 0 | _____
[12 empty] | _____ |  | 0% | 0 | 0 | _____
[12 empty] | _____ |  | 0% | 0 | 0 | _____
[12 empty] | _____ |  | 0% | 0 | 0 | _____
[12 empty] | _____ |  | 0% | 0 | 0 | _____
[12 empty] | _____ |  | 0% | 0 | 0 | _____
[12 empty] | _____ |  | 0% | 0 | 0 | _____
[12 empty] | _____ |  | 0% | 0 | 0 | _____
[12 empty] | _____ |  | 0% | 0 | 0 | _____
[12 empty] | _____ |  | 0% | 0 | 0 | _____
[12 empty] | _____ |  | 0% | 0 | 0 | _____
[12 empty] | _____ |  | 0% | 0 | 0 | _____
[12 empty] | _____ |  | 0% | 0 | 0 | _____
[12 empty] | _____ |  | 0% | 0 | 0 | _____
[12 empty] | _____ |  | 0% | 0 | 0 | _____
[12 empty] | _____ |  | 0% | 0 | 0 | _____
[12 empty] | _____ |  | 0% | 0 | 0 | _____
[12 empty] | _____ |  | 0% | 0 | 0 | _____
[12 empty] | _____ |  | 0% | 0 | 0 | _____
[12 empty] | _____ |  | 0% | 0 | 0 | _____
[12 empty] | _____ |  | 0% | 0 | 0 | _____
[12 empty] | _____ |  | 0% | 0 | 0 | _____
[12 empty] | _____ |  | 0% | 0 | 0 | _____
[12 empty] | _____ |  | 0% | 0 | 0 | _____
[12 empty] | _____ |  | 0% | 0 | 0 | _____
[12 empty] | _____ |  | 0% | 0 | 0 | _____
[12 empty] | _____ |  | 0% | 0 | 0 | _____
[12 empty] | _____ |  | 0% | 0 | 0 | _____
[12 empty] | _____ |  | 0% | 0 | 0 | _____
[12 empty] | _____ |  | 0% | 0 | 0 | _____
[12 empty] | _____ |  | 0% | 0 | 0 | _____
[12 empty] | _____ |  | 0% | 0 | 0 | _____
[12 empty] | _____ |  | 0% | 0 | 0 | _____
[12 empty] | _____ |  | 0% | 0 | 0 | _____
[12 empty] | _____ |  | 0% | 0 | 0 | _____
[12 empty] | _____ |  | 0% | 0 | 0 | _____
[12 empty] | _____ |  | 0% | 0 | 0 | _____
[12 empty] | _____ |  | 0% | 0 | 0 | _____
[12 empty] | _____ |  | 0% | 0 | 0 | _____
[12 empty] | _____ |  | 0% | 0 | 0 | _____
[12 empty] | _____ |  | 0% | 0 | 0 | _____
[12 empty] | _____ |  | 0% | 0 | 0 | _____
[12 empty] | _____ |  | 0% | 0 | 0 | _____
[12 empty] | _____ |  | 0% | 0 | 0 | _____
[12 empty] | _____ |  | 0% | 0 | 0 | _____
[12 empty] | _____ |  | 0% | 0 | 0 | _____
[12 empty] | _____ |  | 0% | 0 | 0 | _____
[12 empty] | _____ |  | 0% | 0 | 0 | _____
[12 empty] | _____ |  | 0% | 0 | 0 | _____
[12 empty] | _____ |  | 0% | 0 | 0 | _____
[12 empty] | _____ |  | 0% | 0 | 0 | _____
[12 empty] | _____ |  | 0% | 0 | 0 | _____
[12 empty] | _____ |  | 0% | 0 | 0 | _____
[12 empty] | _____ |  | 0% | 0 | 0 | _____
[12 empty] | _____ |  | 0% | 0 | 0 | _____
[12 empty] | _____ |  | 0% | 0 | 0 | _____
[12 empty] | _____ |  | 0% | 0 | 0 | _____
[12 empty] | _____ |  | 0% | 0 | 0 | _____
[12 empty] | _____ |  | 0% | 0 | 0 | _____
[12 empty] | _____ |  | 0% | 0 | 0 | _____
[12 empty] | _____ |  | 0% | 0 | 0 | _____
[12 empty] | _____ |  | 0% | 0 | 0 | _____
[12 empty] | _____ |  | 0% | 0 | 0 | _____
[12 empty] | _____ |  | 0% | 0 | 0 | _____
[12 empty] | _____ |  | 0% | 0 | 0 | _____
[12 empty] | _____ |  | 0% | 0 | 0 | _____
[12 empty] | _____ |  | 0% | 0 | 0 | _____
[12 empty] | _____ |  | 0% | 0 | 0 | _____
[12 empty] | _____ |  | 0% | 0 | 0 | _____
[12 empty] | _____ |  | 0% | 0 | 0 | _____
[12 empty] | _____ |  | 0% | 0 | 0 | _____
[12 empty] | _____ |  | 0% | 0 | 0 | _____
[12 empty] | _____ |  | 0% | 0 | 0 | _____
[12 empty] | _____ |  | 0% | 0 | 0 | _____
[12 empty] | _____ |  | 0% | 0 | 0 | _____
[12 empty] | _____ |  | 0% | 0 | 0 | _____
[12 empty] | _____ |  | 0% | 0 | 0 | _____
[12 empty] | _____ |  | 0% | 0 | 0 | _____
[12 empty] | _____ |  | 0% | 0 | 0 | _____
[12 empty] | _____ |  | 0% | 0 | 0 | _____
[12 empty] | _____ |  | 0% | 0 | 0 | _____
[12 empty] | _____ |  | 0% | 0 | 0 | _____
[12 empty] | _____ |  | 0% | 0 | 0 | _____
[12 empty] | _____ |  | 0% | 0 | 0 | _____
[12 empty] | _____ |  | 0% | 0 | 0 | _____
[12 empty] | _____ |  | 0% | 0 | 0 | _____
[12 empty] | _____ |  | 0% | 0 | 0 | _____
[12 empty] | _____ |  | 0% | 0 | 0 | _____
[12 empty] | _____ |  | 0% | 0 | 0 | _____
[12 empty] | _____ |  | 0% | 0 | 0 | _____
[12 empty] | _____ |  | 0% | 0 | 0 | _____
[12 empty] | _____ |  | 0% | 0 | 0 | _____
[12 empty] | _____ |  | 0% | 0 | 0 | _____
[12 empty] | _____ |  | 0% | 0 | 0 | _____
[12 empty] | _____ |  | 0% | 0 | 0 | _____
[12 empty] | _____ |  | 0% | 0 | 0 | _____
[12 empty] | _____ |  | 0% | 0 | 0 | _____
[12 empty] | _____ |  | 0% | 0 | 0 | _____
[12 empty] | _____ |  | 0% | 0 | 0 | _____
[12 empty] | _____ |  | 0% | 0 | 0 | _____
[12 empty] | _____ |  | 0% | 0 | 0 | _____
[12 empty] | _____ |  | 0% | 0 | 0 | _____
[12 empty] | _____ |  | 0% | 0 | 0 | _____
[12 empty] | _____ |  | 0% | 0 | 0 | _____
[12 empty] | _____ |  | 0% | 0 | 0 | _____
[12 empty] | _____ |  | 0% | 0 | 0 | _____
[12 empty] | _____ |  | 0% | 0 | 0 | _____
[12 empty] | _____ |  | 0% | 0 | 0 | _____
[12 empty] | _____ |  | 0% | 0 | 0 | _____
[12 empty] | _____ |  | 0% | 0 | 0 | _____
[12 empty] | _____ |  | 0% | 0 | 0 | _____
[12 empty] | _____ |  | 0% | 0 | 0 | _____
[12 empty] | _____ |  | 0% | 0 | 0 | _____
[12 empty] | _____ |  | 0% | 0 | 0 | _____
[12 empty] | _____ |  | 0% | 0 | 0 | _____
[12 empty] | _____ |  | 0% | 0 | 0 | _____
[12 empty] | _____ |  | 0% | 0 | 0 | _____
[12 empty] | _____ |  | 0% | 0 | 0 | _____
[12 empty] | _____ |  | 0% | 0 | 0 | _____
[12 empty] | _____ |  | 0% | 0 | 0 | _____
[12 empty] | _____ |  | 0% | 0 | 0 | _____
[12 empty] | _____ |  | 0% | 0 | 0 | _____
[12 empty] | _____ |  | 0% | 0 | 0 | _____
[12 empty] | _____ |  | 0% | 0 | 0 | _____
[12 empty] | _____ |  | 0% | 0 | 0 | _____
[12 empty] | _____ |  | 0% | 0 | 0 | _____
[12 empty] | _____ |  | 0% | 0 | 0 | _____
[12 empty] | _____ |  | 0% | 0 | 0 | _____
[12 empty] | _____ |  | 0% | 0 | 0 | _____
[12 empty] | _____ |  | 0% | 0 | 0 | _____
[12 empty] | _____ |  | 0% | 0 | 0 | _____
[12 empty] | _____ |  | 0% | 0 | 0 | _____
[12 empty] | _____ |  | 0% | 0 | 0 | _____
[12 empty] | _____ |  | 0% | 0 | 0 | _____
[12 empty] | _____ |  | 0% | 0 | 0 | _____
[12 empty] | _____ |  | 0% | 0 | 0 | _____
[12 empty] | _____ |  | 0% | 0 | 0 | _____
[12 empty] | _____ |  | 0% | 0 | 0 | _____
[12 empty] | _____ |  | 0% | 0 | 0 | _____
[12 empty] | _____ |  | 0% | 0 | 0 | _____
[12 empty] | _____ |  | 0% | 0 | 0 | _____
[12 empty] | _____ |  | 0% | 0 | 0 | _____
[12 empty] | _____ |  | 0% | 0 | 0 | _____
[12 empty] | _____ |  | 0% | 0 | 0 | _____
[12 empty] | _____ |  | 0% | 0 | 0 | _____
[12 empty] | _____ |  | 0% | 0 | 0 | _____
[12 empty] | _____ |  | 0% | 0 | 0 | _____
[12 empty] | _____ |  | 0% | 0 | 0 | _____
[12 empty] | _____ |  | 0% | 0 | 0 | _____
[12 empty] | _____ |  | 0% | 0 | 0 | _____
[12 empty] | _____ |  | 0% | 0 | 0 | _____
[12 empty] | _____ |  | 0% | 0 | 0 | _____
[12 empty] | _____ |  | 0% | 0 | 0 | _____
[12 empty] | _____ |  | 0% | 0 | 0 | _____
[12 empty] | _____ |  | 0% | 0 | 0 | _____
[12 empty] | _____ |  | 0% | 0 | 0 | _____
[12 empty] | _____ |  | 0% | 0 | 0 | _____
[12 empty] | _____ |  | 0% | 0 | 0 | _____
[12 empty] | _____ |  | 0% | 0 | 0 | _____
[12 empty] | _____ |  | 0% | 0 | 0 | _____
[12 empty] | _____ |  | 0% | 0 | 0 | _____
[12 empty] | _____ |  | 0% | 0 | 0 | _____
[12 empty] | _____ |  | 0% | 0 | 0 | _____
[12 empty] | _____ |  | 0% | 0 | 0 | _____
[12 empty] | _____ |  | 0% | 0 | 0 | _____
[12 empty] | _____ |  | 0% | 0 | 0 | _____
[12 empty] | _____ |  | 0% | 0 | 0 | _____
[12 empty] | _____ |  | 0% | 0 | 0 | _____
[12 empty] | _____ |  | 0% | 0 | 0 | _____
[12 empty] | _____ |  | 0% | 0 | 0 | _____
[12 empty] | _____ |  | 0% | 0 | 0 | _____
[12 empty] | _____ |  | 0% | 0 | 0 | _____
[12 empty] | _____ |  | 0% | 0 | 0 | _____
[12 empty] | _____ |  | 0% | 0 | 0 | _____
[12 empty] | _____ |  | 0% | 0 | 0 | _____
[12 empty] | _____ |  | 0% | 0 | 0 | _____
[12 empty] | _____ |  | 0% | 0 | 0 | _____
[12 empty] | _____ |  | 0% | 0 | 0 | _____
[12 empty] | _____ |  | 0% | 0 | 0 | _____
[12 empty] | _____ |  | 0% | 0 | 0 | _____
[12 empty] | _____ |  | 0% | 0 | 0 | _____
[12 empty] | _____ |  | 0% | 0 | 0 | _____
[12 empty] | _____ |  | 0% | 0 | 0 | _____
[12 empty] | _____ |  | 0% | 0 | 0 | _____
[12 empty] | _____ |  | 0% | 0 | 0 | _____
[12 empty] | _____ |  | 0% | 0 | 0 | _____
[12 empty] | _____ |  | 0% | 0 | 0 | _____
[12 empty] | _____ |  | 0% | 0 | 0 | _____
[12 empty] | _____ |  | 0% | 0 | 0 | _____
[12 empty] | _____ |  | 0% | 0 | 0 | _____
[12 empty] | _____ |  | 0% | 0 | 0 | _____
[12 empty] | _____ |  | 0% | 0 | 0 | _____
[12 empty] | _____ |  | 0% | 0 | 0 | _____
[12 empty] | _____ |  | 0% | 0 | 0 | _____
[12 empty] | _____ |  | 0% | 0 | 0 | _____
[12 empty] | _____ |  | 0% | 0 | 0 | _____
[12 empty] | _____ |  | 0% | 0 | 0 | _____
[12 empty] | _____ |  | 0% | 0 | 0 | _____
[12 empty] | _____ |  | 0% | 0 | 0 | _____
[12 empty] | _____ |  | 0% | 0 | 0 | _____
[12 empty] | _____ |  | 0% | 0 | 0 | _____
[12 empty] | _____ |  | 0% | 0 | 0 | _____
[12 empty] | _____ |  | 0% | 0 | 0 | _____
[12 empty] | _____ |  | 0% | 0 | 0 | _____
[12 empty] | _____ |  | 0% | 0 | 0 | _____
[12 empty] | _____ |  | 0% | 0 | 0 | _____
[12 empty] | _____ |  | 0% | 0 | 0 | _____
[12 empty] | _____ |  | 0% | 0 | 0 | _____
[12 empty] | _____ |  | 0% | 0 | 0 | _____
[12 empty] | _____ |  | 0% | 0 | 0 | _____
[12 empty] | _____ |  | 0% | 0 | 0 | _____
[12 empty] | _____ |  | 0% | 0 | 0 | _____
[12 empty] | _____ |  | 0% | 0 | 0 | _____
[12 empty] | _____ |  | 0% | 0 | 0 | _____
[12 empty] | _____ |  | 0% | 0 | 0 | _____
[12 empty] | _____ |  | 0% | 0 | 0 | _____
[12 empty] | _____ |  | 0% | 0 | 0 | _____
[12 empty] | _____ |  | 0% | 0 | 0 | _____
[12 empty] | _____ |  | 0% | 0 | 0 | _____
[12 empty] | _____ |  | 0% | 0 | 0 | _____
[12 empty] | _____ |  | 0% | 0 | 0 | _____
[12 empty] | _____ |  | 0% | 0 | 0 | _____
[12 empty] | _____ |  | 0% | 0 | 0 | _____
[12 empty] | _____ |  | 0% | 0 | 0 | _____
[12 empty] | _____ |  | 0% | 0 | 0 | _____
[12 empty] | _____ |  | 0% | 0 | 0 | _____
[12 empty] | _____ |  | 0% | 0 | 0 | _____
[12 empty] | _____ |  | 0% | 0 | 0 | _____
[12 empty] | _____ |  | 0% | 0 | 0 | _____
[12 empty] | _____ |  | 0% | 0 | 0 | _____
[12 empty] | _____ |  | 0% | 0 | 0 | _____
[12 empty] | _____ |  | 0% | 0 | 0 | _____
[12 empty] | _____ |  | 0% | 0 | 0 | _____
[12 empty] | _____ |  | 0% | 0 | 0 | _____
[12 empty] | _____ |  | 0% | 0 | 0 | _____
[12 empty] | _____ |  | 0% | 0 | 0 | _____
[12 empty] | _____ |  | 0% | 0 | 0 | _____
[12 empty] | _____ |  | 0% | 0 | 0 | _____
[12 empty] | _____ |  | 0% | 0 | 0 | _____
[12 empty] | _____ |  | 0% | 0 | 0 | _____
[12 empty] | _____ |  | 0% | 0 | 0 | _____
[12 empty] | _____ |  | 0% | 0 | 0 | _____
[12 empty] | _____ |  | 0% | 0 | 0 | _____
[12 empty] | _____ |  | 0% | 0 | 0 | _____
[12 empty] | _____ |  | 0% | 0 | 0 | _____
[12 empty] | _____ |  | 0% | 0 | 0 | _____
[12 empty] | _____ |  | 0% | 0 | 0 | _____
[12 empty] | _____ |  | 0% | 0 | 0 | _____
[12 empty] | _____ |  | 0% | 0 | 0 | _____
[12 empty] | _____ |  | 0% | 0 | 0 | _____
[12 empty] | _____ |  | 0% | 0 | 0 | _____
[12 empty] | _____ |  | 0% | 0 | 0 | _____
[12 empty] | _____ |  | 0% | 0 | 0 | _____
[12 empty] | _____ |  | 0% | 0 | 0 | _____
[12 empty] | _____ |  | 0% | 0 | 0 | _____
[12 empty] | _____ |  | 0% | 0 | 0 | _____
[12 empty] | _____ |  | 0% | 0 | 0 | _____
[12 empty] | _____ |  | 0% | 0 | 0 | _____
[12 empty] | _____ |  | 0% | 0 | 0 | _____
[12 empty] | _____ |  | 0% | 0 | 0 | _____
[12 empty] | _____ |  | 0% | 0 | 0 | _____
[12 empty] | _____ |  | 0% | 0 | 0 | _____
[12 empty] | _____ |  | 0% | 0 | 0 | _____
[12 empty] | _____ |  | 0% | 0 | 0 | _____
[12 empty] | _____ |  | 0% | 0 | 0 | _____
[12 empty] | _____ |  | 0% | 0 | 0 | _____
[12 empty] | _____ |  | 0% | 0 | 0 | _____
[12 empty] | _____ |  | 0% | 0 | 0 | _____
[12 empty] | _____ |  | 0% | 0 | 0 | _____
[12 empty] | _____ |  | 0% | 0 | 0 | _____
[12 empty] | _____ |  | 0% | 0 | 0 | _____
[12 empty] | _____ |  | 0% | 0 | 0 | _____
[12 empty] | _____ |  | 0% | 0 | 0 | _____
[12 empty] | _____ |  | 0% | 0 | 0 | _____
[12 empty] | _____ |  | 0% | 0 | 0 | _____
[12 empty] | _____ |  | 0% | 0 | 0 | _____
[12 empty] | _____ |  | 0% | 0 | 0 | _____
[12 empty] | _____ |  | 0% | 0 | 0 | _____
[12 empty] | _____ |  | 0% | 0 | 0 | _____
[12 empty] | _____ |  | 0% | 0 | 0 | _____
[12 empty] | _____ |  | 0% | 0 | 0 | _____
[12 empty] | _____ |  | 0% | 0 | 0 | _____
[12 empty] | _____ |  | 0% | 0 | 0 | _____
[12 empty] | _____ |  | 0% | 0 | 0 | _____
[12 empty] | _____ |  | 0% | 0 | 0 | _____
[12 empty] | _____ |  | 0% | 0 | 0 | _____
[12 empty] | _____ |  | 0% | 0 | 0 | _____
[12 empty] | _____ |  | 0% | 0 | 0 | _____
[12 empty] | _____ |  | 0% | 0 | 0 | _____
[12 empty] | _____ |  | 0% | 0 | 0 | _____
[12 empty] | _____ |  | 0% | 0 | 0 | _____
[12 empty] | _____ |  | 0% | 0 | 0 | _____
[12 empty] | _____ |  | 0% | 0 | 0 | _____
[12 empty] | _____ |  | 0% | 0 | 0 | _____
[12 empty] | _____ |  | 0% | 0 | 0 | _____
[12 empty] | _____ |  | 0% | 0 | 0 | _____
[12 empty] | _____ |  | 0% | 0 | 0 | _____
[12 empty] | _____ |  | 0% | 0 | 0 | _____
[12 empty] | _____ |  | 0% | 0 | 0 | _____
[12 empty] | _____ |  | 0% | 0 | 0 | _____
[12 empty] | _____ |  | 0% | 0 | 0 | _____
[12 empty] | _____ |  | 0% | 0 | 0 | _____
[12 empty] | _____ |  | 0% | 0 | 0 | _____
[12 empty] | _____ |  | 0% | 0 | 0 | _____
[12 empty] | _____ |  | 0% | 0 | 0 | _____
[12 empty] | _____ |  | 0% | 0 | 0 | _____
[12 empty] | _____ |  | 0% | 0 | 0 | _____
[12 empty] | _____ |  | 0% | 0 | 0 | _____
[12 empty] | _____ |  | 0% | 0 | 0 | _____
[12 empty] | _____ |  | 0% | 0 | 0 | _____
[12 empty] | _____ |  | 0% | 0 | 0 | _____
[12 empty] | _____ |  | 0% | 0 | 0 | _____
[12 empty] | _____ |  | 0% | 0 | 0 | _____
[12 empty] | _____ |  | 0% | 0 | 0 | _____
[12 empty] | _____ |  | 0% | 0 | 0 | _____
[12 empty] | _____ |  | 0% | 0 | 0 | _____
[12 empty] | _____ |  | 0% | 0 | 0 | _____
[12 empty] | _____ |  | 0% | 0 | 0 | _____
[12 empty] | _____ |  | 0% | 0 | 0 | _____
[12 empty] | _____ |  | 0% | 0 | 0 | _____
[12 empty] | _____ |  | 0% | 0 | 0 | _____
[12 empty] | _____ |  | 0% | 0 | 0 | _____
[12 empty] | _____ |  | 0% | 0 | 0 | _____
[12 empty] | _____ |  | 0% | 0 | 0 | _____
[12 empty] | _____ |  | 0% | 0 | 0 | _____
[12 empty] | _____ |  | 0% | 0 | 0 | _____
[12 empty] | _____ |  | 0% | 0 | 0 | _____
[12 empty] | _____ |  | 0% | 0 | 0 | _____
[12 empty] | _____ |  | 0% | 0 | 0 | _____
[12 empty] | _____ |  | 0% | 0 | 0 | _____
[12 empty] | _____ |  | 0% | 0 | 0 | _____
[12 empty] | _____ |  | 0% | 0 | 0 | _____
[12 empty] | _____ |  | 0% | 0 | 0 | _____
[12 empty] | _____ |  | 0% | 0 | 0 | _____
[12 empty] | _____ |  | 0% | 0 | 0 | _____
[12 empty] | _____ |  | 0% | 0 | 0 | _____
[12 empty] | _____ |  | 0% | 0 | 0 | _____
[12 empty] | _____ |  | 0% | 0 | 0 | _____
[12 empty] | _____ |  | 0% | 0 | 0 | _____
[12 empty] | _____ |  | 0% | 0 | 0 | _____
[12 empty] | _____ |  | 0% | 0 | 0 | _____
[12 empty] | _____ |  | 0% | 0 | 0 | _____
[12 empty] | _____ |  | 0% | 0 | 0 | _____
[12 empty] | _____ |  | 0% | 0 | 0 | _____
[12 empty] | _____ |  | 0% | 0 | 0 | _____
[12 empty] | _____ |  | 0% | 0 | 0 | _____
[12 empty] | _____ |  | 0% | 0 | 0 | _____
[12 empty] | _____ |  | 0% | 0 | 0 | _____
[12 empty] | _____ |  | 0% | 0 | 0 | _____
[12 empty] | _____ |  | 0% | 0 | 0 | _____
[12 empty] | _____ |  | 0% | 0 | 0 | _____
[12 empty] | _____ |  | 0% | 0 | 0 | _____
[12 empty] | _____ |  | 0% | 0 | 0 | _____
[12 empty] | _____ |  | 0% | 0 | 0 | _____
[12 empty] | _____ |  | 0% | 0 | 0 | _____
[12 empty] | _____ |  | 0% | 0 | 0 | _____
[12 empty] | _____ |  | 0% | 0 | 0 | _____
[12 empty] | _____ |  | 0% | 0 | 0 | _____
[12 empty] | _____ |  | 0% | 0 | 0 | _____
[12 empty] | _____ |  | 0% | 0 | 0 | _____
[12 empty] | _____ |  | 0% | 0 | 0 | _____
[12 empty] | _____ |  | 0% | 0 | 0 | _____
[12 empty] | _____ |  | 0% | 0 | 0 | _____
[12 empty] | _____ |  | 0% | 0 | 0 | _____
[12 empty] | _____ |  | 0% | 0 | 0 | _____
[12 empty] | _____ |  | 0% | 0 | 0 | _____
[12 empty] | _____ |  | 0% | 0 | 0 | _____
[12 empty] | _____ |  | 0% | 0 | 0 | _____
[12 empty] | _____ |  | 0% | 0 | 0 | _____
[12 empty] | _____ |  | 0% | 0 | 0 | _____
[12 empty] | _____ |  | 0% | 0 | 0 | _____
[12 empty] | _____ |  | 0% | 0 | 0 | _____
[12 empty] | _____ |  | 0% | 0 | 0 | _____
[12 empty] | _____ |  | 0% | 0 | 0 | _____
[12 empty] | _____ |  | 0% | 0 | 0 | _____
[12 empty] | _____ |  | 0% | 0 | 0 | _____
[12 empty] | _____ |  | 0% | 0 | 0 | _____
[12 empty] | _____ |  | 0% | 0 | 0 | _____
[12 empty] | _____ |  | 0% | 0 | 0 | _____
[12 empty] | _____ |  | 0% | 0 | 0 | _____
[12 empty] | _____ |  | 0% | 0 | 0 | _____
[12 empty] | _____ |  | 0% | 0 | 0 | _____
[12 empty] | _____ |  | 0% | 0 | 0 | _____
[12 empty] | _____ |  | 0% | 0 | 0 | _____
[12 empty] | _____ |  | 0% | 0 | 0 | _____
[12 empty] | _____ |  | 0% | 0 | 0 | _____
[12 empty] | _____ |  | 0% | 0 | 0 | _____
[12 empty] | _____ |  | 0% | 0 | 0 | _____
[12 empty] | _____ |  | 0% | 0 | 0 | _____
[12 empty] | _____ |  | 0% | 0 | 0 | _____
[12 empty] | _____ |  | 0% | 0 | 0 | _____
[12 empty] | _____ |  | 0% | 0 | 0 | _____
[12 empty] | _____ |  | 0% | 0 | 0 | _____
[12 empty] | _____ |  | 0% | 0 | 0 | _____
[12 empty] | _____ |  | 0% | 0 | 0 | _____
[12 empty] | _____ |  | 0% | 0 | 0 | _____
[12 empty] | _____ |  | 0% | 0 | 0 | _____
[12 empty] | _____ |  | 0% | 0 | 0 | _____
[12 empty] | _____ |  | 0% | 0 | 0 | _____
[12 empty] | _____ |  | 0% | 0 | 0 | _____
[12 empty] | _____ |  | 0% | 0 | 0 | _____
[12 empty] | _____ |  | 0% | 0 | 0 | _____
[12 empty] | _____ |  | 0% | 0 | 0 | _____
[12 empty] | _____ |  | 0% | 0 | 0 | _____
[12 empty] | _____ |  | 0% | 0 | 0 | _____
[12 empty] | _____ |  | 0% | 0 | 0 | _____
[12 empty] | _____ |  | 0% | 0 | 0 | _____
[12 empty] | _____ |  | 0% | 0 | 0 | _____
[12 empty] | _____ |  | 0% | 0 | 0 | _____
[12 empty] | _____ |  | 0% | 0 | 0 | _____
[12 empty] | _____ |  | 0% | 0 | 0 | _____
[12 empty] | _____ |  | 0% | 0 | 0 | _____
[12 empty] | _____ |  | 0% | 0 | 0 | _____
[12 empty] | _____ |  | 0% | 0 | 0 | _____
[12 empty] | _____ |  | 0% | 0 | 0 | _____
[12 empty] | _____ |  | 0% | 0 | 0 | _____
[12 empty] | _____ |  | 0% | 0 | 0 | _____
[12 empty] | _____ |  | 0% | 0 | 0 | _____
[12 empty] | _____ |  | 0% | 0 | 0 | _____
[12 empty] | _____ |  | 0% | 0 | 0 | _____
[12 empty] | _____ |  | 0% | 0 | 0 | _____
[12 empty] | _____ |  | 0% | 0 | 0 | _____
[12 empty] | _____ |  | 0% | 0 | 0 | _____
[12 empty] | _____ |  | 0% | 0 | 0 | _____
[12 empty] | _____ |  | 0% | 0 | 0 | _____
[12 empty] | _____ |  | 0% | 0 | 0 | _____
[12 empty] | _____ |  | 0% | 0 | 0 | _____
[12 empty] | _____ |  | 0% | 0 | 0 | _____
[12 empty] | _____ |  | 0% | 0 | 0 | _____
[12 empty] | _____ |  | 0% | 0 | 0 | _____
[12 empty] | _____ |  | 0% | 0 | 0 | _____
[12 empty] | _____ |  | 0% | 0 | 0 | _____
[12 empty] | _____ |  | 0% | 0 | 0 | _____
[12 empty] | _____ |  | 0% | 0 | 0 | _____
[12 empty] | _____ |  | 0% | 0 | 0 | _____
[12 empty] | _____ |  | 0% | 0 | 0 | _____
[12 empty] | _____ |  | 0% | 0 | 0 | _____
[12 empty] | _____ |  | 0% | 0 | 0 | _____
[12 empty] | _____ |  | 0% | 0 | 0 | _____
[12 empty] | _____ |  | 0% | 0 | 0 | _____
[12 empty] | _____ |  | 0% | 0 | 0 | _____
[12 empty] | _____ |  | 0% | 0 | 0 | _____
[12 empty] | _____ |  | 0% | 0 | 0 | _____
[12 empty] | _____ |  | 0% | 0 | 0 | _____
[12 empty] | _____ |  | 0% | 0 | 0 | _____
[12 empty] | _____ |  | 0% | 0 | 0 | _____
[12 empty] | _____ |  | 0% | 0 | 0 | _____
[12 empty] | _____ |  | 0% | 0 | 0 | _____
[12 empty] | _____ |  | 0% | 0 | 0 | _____
[12 empty] | _____ |  | 0% | 0 | 0 | _____
[12 empty] | _____ |  | 0% | 0 | 0 | _____
[12 empty] | _____ |  | 0% | 0 | 0 | _____
[12 empty] | _____ |  | 0% | 0 | 0 | _____
[12 empty] | _____ |  | 0% | 0 | 0 | _____
[12 empty] | _____ |  | 0% | 0 | 0 | _____
[12 empty] | _____ |  | 0% | 0 | 0 | _____
[12 empty] | _____ |  | 0% | 0 | 0 | _____
[12 empty] | _____ |  | 0% | 0 | 0 | _____
[12 empty] | _____ |  | 0% | 0 | 0 | _____
[12 empty] | _____ |  | 0% | 0 | 0 | _____
[12 empty] | _____ |  | 0% | 0 | 0 | _____
[12 empty] | _____ |  | 0% | 0 | 0 | _____
[12 empty] | _____ |  | 0% | 0 | 0 | _____
[12 empty] | _____ |  | 0% | 0 | 0 | _____
[12 empty] | _____ |  | 0% | 0 | 0 | _____
[12 empty] | _____ |  | 0% | 0 | 0 | _____
[12 empty] | _____ |  | 0% | 0 | 0 | _____
[12 empty] | _____ |  | 0% | 0 | 0 | _____
[12 empty] | _____ |  | 0% | 0 | 0 | _____
[12 empty] | _____ |  | 0% | 0 | 0 | _____
[12 empty] | _____ |  | 0% | 0 | 0 | _____
[12 empty] | _____ |  | 0% | 0 | 0 | _____
[12 empty] | _____ |  | 0% | 0 | 0 | _____
[12 empty] | _____ |  | 0% | 0 | 0 | _____
[12 empty] | _____ |  | 0% | 0 | 0 | _____
[12 empty] | _____ |  | 0% | 0 | 0 | _____
[12 empty] | _____ |  | 0% | 0 | 0 | _____
[12 empty] | _____ |  | 0% | 0 | 0 | _____
[12 empty] | _____ |  | 0% | 0 | 0 | _____
[12 empty] | _____ |  | 0% | 0 | 0 | _____
[12 empty] | _____ |  | 0% | 0 | 0 | _____
[12 empty] | _____ |  | 0% | 0 | 0 | _____
[12 empty] | _____ |  | 0% | 0 | 0 | _____
[12 empty] | _____ |  | 0% | 0 | 0 | _____
[12 empty] | _____ |  | 0% | 0 | 0 | _____
[12 empty] | _____ |  | 0% | 0 | 0 | _____
[12 empty] | _____ |  | 0% | 0 | 0 | _____
[12 empty] | _____ |  | 0% | 0 | 0 | _____
[12 empty] | _____ |  | 0% | 0 | 0 | _____
[12 empty] | _____ |  | 0% | 0 | 0 | _____
[12 empty] | _____ |  | 0% | 0 | 0 | _____
[12 empty] | _____ |  | 0% | 0 | 0 | _____
[12 empty] | _____ |  | 0% | 0 | 0 | _____
[12 empty] | _____ |  | 0% | 0 | 0 | _____
[12 empty] | _____ |  | 0% | 0 | 0 | _____
[12 empty] | _____ |  | 0% | 0 | 0 | _____
[12 empty] | _____ |  | 0% | 0 | 0 | _____
[12 empty] | _____ |  | 0% | 0 | 0 | _____
[12 empty] | _____ |  | 0% | 0 | 0 | _____
[12 empty] | _____ |  | 0% | 0 | 0 | _____
[12 empty] | _____ |  | 0% | 0 | 0 | _____
[12 empty] | _____ |  | 0% | 0 | 0 | _____
[12 empty] | _____ |  | 0% | 0 | 0 | _____
[12 empty] | _____ |  | 0% | 0 | 0 | _____
[12 empty] | _____ |  | 0% | 0 | 0 | _____
[12 empty] | _____ |  | 0% | 0 | 0 | _____
[12 empty] | _____ |  | 0% | 0 | 0 | _____
[12 empty] | _____ |  | 0% | 0 | 0 | _____
[12 empty] | _____ |  | 0% | 0 | 0 | _____
[12 empty] | _____ |  | 0% | 0 | 0 | _____
[12 empty] | _____ |  | 0% | 0 | 0 | _____
[12 empty] | _____ |  | 0% | 0 | 0 | _____
[12 empty] | _____ |  | 0% | 0 | 0 | _____
[12 empty] | _____ |  | 0% | 0 | 0 | _____
[12 empty] | _____ |  | 0% | 0 | 0 | _____
[12 empty] | _____ |  | 0% | 0 | 0 | _____
[12 empty] | _____ |  | 0% | 0 | 0 | _____
[12 empty] | _____ |  | 0% | 0 | 0 | _____
[12 empty] | _____ |  | 0% | 0 | 0 | _____
[12 empty] | _____ |  | 0% | 0 | 0 | _____
[12 empty] | _____ |  | 0% | 0 | 0 | _____
[12 empty] | _____ |  | 0% | 0 | 0 | _____
[12 empty] | _____ |  | 0% | 0 | 0 | _____
[12 empty] | _____ |  | 0% | 0 | 0 | _____
[12 empty] | _____ |  | 0% | 0 | 0 | _____
[12 empty] | _____ |  | 0% | 0 | 0 | _____
[12 empty] | _____ |  | 0% | 0 | 0 | _____
[12 empty] | _____ |  | 0% | 0 | 0 | _____
[12 empty] | _____ |  | 0% | 0 | 0 | _____
[12 empty] | _____ |  | 0% | 0 | 0 | _____
[12 empty] | _____ |  | 0% | 0 | 0 | _____
[12 empty] | _____ |  | 0% | 0 | 0 | _____
[12 empty] | _____ |  | 0% | 0 | 0 | _____
[12 empty] | _____ |  | 0% | 0 | 0 | _____
[12 empty] | _____ |  | 0% | 0 | 0 | _____
[12 empty] | _____ |  | 0% | 0 | 0 | _____
[12 empty] | _____ |  | 0% | 0 | 0 | _____
[12 empty] | _____ |  | 0% | 0 | 0 | _____
[12 empty] | _____ |  | 0% | 0 | 0 | _____
[12 empty] | _____ |  | 0% | 0 | 0 | _____
[12 empty] | _____ |  | 0% | 0 | 0 | _____
[12 empty] | _____ |  | 0% | 0 | 0 | _____
[12 empty] | _____ |  | 0% | 0 | 0 | _____
[12 empty] | _____ |  | 0% | 0 | 0 | _____
[12 empty] | _____ |  | 0% | 0 | 0 | _____
[12 empty] | _____ |  | 0% | 0 | 0 | _____
[12 empty] | _____ |  | 0% | 0 | 0 | _____
[12 empty] | _____ |  | 0% | 0 | 0 | _____
[12 empty] | _____ |  | 0% | 0 | 0 | _____
[12 empty] | _____ |  | 0% | 0 | 0 | _____
[12 empty] | _____ |  | 0% | 0 | 0 | _____
[12 empty] | _____ |  | 0% | 0 | 0 | _____
[12 empty] | _____ |  | 0% | 0 | 0 | _____
[12 empty] | _____ |  | 0% | 0 | 0 | _____
[12 empty] | _____ |  | 0% | 0 | 0 | _____
[12 empty] | _____ |  | 0% | 0 | 0 | _____
[12 empty] | _____ |  | 0% | 0 | 0 | _____
[12 empty] | _____ |  | 0% | 0 | 0 | _____
[12 empty] | _____ |  | 0% | 0 | 0 | _____
[12 empty] | _____ |  | 0% | 0 | 0 | _____
[12 empty] | _____ |  | 0% | 0 | 0 | _____
[12 empty] | _____ |  | 0% | 0 | 0 | _____
[12 empty] | _____ |  | 0% | 0 | 0 | _____
[12 empty] | _____ |  | 0% | 0 | 0 | _____
[12 empty] | _____ |  | 0% | 0 | 0 | _____
[12 empty] | _____ |  | 0% | 0 | 0 | _____
[12 empty] | _____ |  | 0% | 0 | 0 | _____
[12 empty] | _____ |  | 0% | 0 | 0 | _____
[12 empty] | _____ |  | 0% | 0 | 0 | _____
[12 empty] | _____ |  | 0% | 0 | 0 | _____
[12 empty] | _____ |  | 0% | 0 | 0 | _____
[12 empty] | _____ |  | 0% | 0 | 0 | _____
[12 empty] | _____ |  | 0% | 0 | 0 | _____
[12 empty] | _____ |  | 0% | 0 | 0 | _____
[12 empty] | _____ |  | 0% | 0 | 0 | _____
[12 empty] | _____ |  | 0% | 0 | 0 | _____
[12 empty] | _____ |  | 0% | 0 | 0 | _____
[12 empty] | _____ |  | 0% | 0 | 0 | _____
[12 empty] | _____ |  | 0% | 0 | 0 | _____
[12 empty] | _____ |  | 0% | 0 | 0 | _____
[12 empty] | _____ |  | 0% | 0 | 0 | _____
[12 empty] | _____ |  | 0% | 0 | 0 | _____
[12 empty] | _____ |  | 0% | 0 | 0 | _____
[12 empty] | _____ |  | 0% | 0 | 0 | _____
[12 empty] | _____ |  | 0% | 0 | 0 | _____
[12 empty] | _____ |  | 0% | 0 | 0 | _____
[12 empty] | _____ |  | 0% | 0 | 0 | _____
[12 empty] | _____ |  | 0% | 0 | 0 | _____
[12 empty] | _____ |  | 0% | 0 | 0 | _____
[12 empty] | _____ |  | 0% | 0 | 0 | _____
[12 empty] | _____ |  | 0% | 0 | 0 | _____
[12 empty] | _____ |  | 0% | 0 | 0 | _____
[12 empty] | _____ |  | 0% | 0 | 0 | _____
[12 empty] | _____ |  | 0% | 0 | 0 | _____
[12 empty] | _____ |  | 0% | 0 | 0 | _____
[12 empty] | _____ |  | 0% | 0 | 0 | _____
[12 empty] | _____ |  | 0% | 0 | 0 | _____
[12 empty] | _____ |  | 0% | 0 | 0 | _____
[12 empty] | _____ |  | 0% | 0 | 0 | _____
[12 empty] | _____ |  | 0% | 0 | 0 | _____
[12 empty] | _____ |  | 0% | 0 | 0 | _____
[12 empty] | _____ |  | 0% | 0 | 0 | _____
[12 empty] | _____ |  | 0% | 0 | 0 | _____
[12 empty] | _____ |  | 0% | 0 | 0 | _____
[12 empty] | _____ |  | 0% | 0 | 0 | _____
[12 empty] | _____ |  | 0% | 0 | 0 | _____
[12 empty] | _____ |  | 0% | 0 | 0 | _____
[12 empty] | _____ |  | 0% | 0 | 0 | _____
[12 empty] | _____ |  | 0% | 0 | 0 | _____
[12 empty] | _____ |  | 0% | 0 | 0 | _____
[12 empty] | _____ |  | 0% | 0 | 0 | _____
[12 empty] | _____ |  | 0% | 0 | 0 | _____
[12 empty] | _____ |  | 0% | 0 | 0 | _____
[12 empty] | _____ |  | 0% | 0 | 0 | _____
[12 empty] | _____ |  | 0% | 0 | 0 | _____
[12 empty] | _____ |  | 0% | 0 | 0 | _____
[12 empty] | _____ |  | 0% | 0 | 0 | _____
[12 empty] | _____ |  | 0% | 0 | 0 | _____
[12 empty] | _____ |  | 0% | 0 | 0 | _____
[12 empty] | _____ |  | 0% | 0 | 0 | _____
[12 empty] | _____ |  | 0% | 0 | 0 | _____
[12 empty] | _____ |  | 0% | 0 | 0 | _____
[12 empty] | _____ |  | 0% | 0 | 0 | _____
[12 empty] | _____ |  | 0% | 0 | 0 | _____
[12 empty] | _____ |  | 0% | 0 | 0 | _____
[12 empty] | _____ |  | 0% | 0 | 0 | _____
[12 empty] | _____ |  | 0% | 0 | 0 | _____
[12 empty] | _____ |  | 0% | 0 | 0 | _____
[12 empty] | _____ |  | 0% | 0 | 0 | _____
[12 empty] | _____ |  | 0% | 0 | 0 | _____
[12 empty] | _____ |  | 0% | 0 | 0 | _____
[12 empty] | _____ |  | 0% | 0 | 0 | _____
[12 empty] | _____ |  | 0% | 0 | 0 | _____
[12 empty] | _____ |  | 0% | 0 | 0 | _____
[12 empty] | _____ |  | 0% | 0 | 0 | _____
[12 empty] | _____ |  | 0% | 0 | 0 | _____
[12 empty] | _____ |  | 0% | 0 | 0 | _____
[12 empty] | _____ |  | 0% | 0 | 0 | _____
[12 empty] | _____ |  | 0% | 0 | 0 | _____
[12 empty] | _____ |  | 0% | 0 | 0 | _____
[12 empty] | _____ |  | 0% | 0 | 0 | _____
[12 empty] | _____ |  | 0% | 0 | 0 | _____
[12 empty] | _____ |  | 0% | 0 | 0 | _____
[12 empty] | _____ |  | 0% | 0 | 0 | _____
[12 empty] | _____ |  | 0% | 0 | 0 | _____
[12 empty] | _____ |  | 0% | 0 | 0 | _____
[12 empty] | _____ |  | 0% | 0 | 0 | _____
[12 empty] | _____ |  | 0% | 0 | 0 | _____
[12 empty] | _____ |  | 0% | 0 | 0 | _____
[12 empty] | _____ |  | 0% | 0 | 0 | _____
[12 empty] | _____ |  | 0% | 0 | 0 | _____
[12 empty] | _____ |  | 0% | 0 | 0 | _____
[12 empty] | _____ |  | 0% | 0 | 0 | _____
[12 empty] | _____ |  | 0% | 0 | 0 | _____
[12 empty] | _____ |  | 0% | 0 | 0 | _____
[12 empty] | _____ |  | 0% | 0 | 0 | _____
[12 empty] | _____ |  | 0% | 0 | 0 | _____
[12 empty] | _____ |  | 0% | 0 | 0 | _____
[12 empty] | _____ |  | 0% | 0 | 0 | _____
[12 empty] | _____ |  | 0% | 0 | 0 | _____
[12 empty] | _____ |  | 0% | 0 | 0 | _____
[12 empty] | _____ |  | 0% | 0 | 0 | _____
[12 empty] | _____ |  | 0% | 0 | 0 | _____
[12 empty] | _____ |  | 0% | 0 | 0 | _____
[12 empty] | _____ |  | 0% | 0 | 0 | _____
[12 empty] | _____ |  | 0% | 0 | 0 | _____
[12 empty] | _____ |  | 0% | 0 | 0 | _____
[12 empty] | _____ |  | 0% | 0 | 0 | _____
[12 empty] | _____ |  | 0% | 0 | 0 | _____
[12 empty] | _____ |  | 0% | 0 | 0 | _____
[12 empty] | _____ |  | 0% | 0 | 0 | _____
[12 empty] | _____ |  | 0% | 0 | 0 | _____
[12 empty] | _____ |  | 0% | 0 | 0 | _____
[12 empty] | _____ |  | 0% | 0 | 0 | _____
[12 empty] | _____ |  | 0% | 0 | 0 | _____
[12 empty] | _____ |  | 0% | 0 | 0 | _____
[12 empty] | _____ |  | 0% | 0 | 0 | _____
[12 empty] | _____ |  | 0% | 0 | 0 | _____
[12 empty] | _____ |  | 0% | 0 | 0 | _____
[12 empty] | _____ |  | 0% | 0 | 0 | _____
[12 empty] | _____ |  | 0% | 0 | 0 | _____
[12 empty] | _____ |  | 0% | 0 | 0 | _____
[12 empty] | _____ |  | 0% | 0 | 0 | _____
[12 empty] | _____ |  | 0% | 0 | 0 | _____
[12 empty] | _____ |  | 0% | 0 | 0 | _____
[12 empty] | _____ |  | 0% | 0 | 0 | _____
[12 empty] | _____ |  | 0% | 0 | 0 | _____
[12 empty] | _____ |  | 0% | 0 | 0 | _____
[12 empty] | _____ |  | 0% | 0 | 0 | _____
[12 empty] | _____ |  | 0% | 0 | 0 | _____
[12 empty] | _____ |  | 0% | 0 | 0 | _____
[12 empty] | _____ |  | 0% | 0 | 0 | _____
[12 empty] | _____ |  | 0% | 0 | 0 | _____
[12 empty] | _____ |  | 0% | 0 | 0 | _____
[12 empty] | _____ |  | 0% | 0 | 0 | _____
[12 empty] | _____ |  | 0% | 0 | 0 | _____
[12 empty] | _____ |  | 0% | 0 | 0 | _____
[12 empty] | _____ |  | 0% | 0 | 0 | _____
[12 empty] | _____ |  | 0% | 0 | 0 | _____
[12 empty] | _____ |  | 0% | 0 | 0 | _____
[12 empty] | _____ |  | 0% | 0 | 0 | _____
[12 empty] | _____ |  | 0% | 0 | 0 | _____
[12 empty] | _____ |  | 0% | 0 | 0 | _____
[12 empty] | _____ |  | 0% | 0 | 0 | _____
[12 empty] | _____ |  | 0% | 0 | 0 | _____
[12 empty] | _____ |  | 0% | 0 | 0 | _____
[12 empty] | _____ |  | 0% | 0 | 0 | _____
[12 empty] | _____ |  | 0% | 0 | 0 | _____
[12 empty] | _____ |  | 0% | 0 | 0 | _____
[12 empty] | _____ |  | 0% | 0 | 0 | _____
[12 empty] | _____ |  | 0% | 0 | 0 | _____
[12 empty] | _____ |  | 0% | 0 | 0 | _____
[12 empty] | _____ |  | 0% | 0 | 0 | _____
[12 empty] | _____ |  | 0% | 0 | 0 | _____
[12 empty] | _____ |  | 0% | 0 | 0 | _____
[12 empty] | _____ |  | 0% | 0 | 0 | _____
[12 empty] | _____ |  | 0% | 0 | 0 | _____
[12 empty] | _____ |  | 0% | 0 | 0 | _____
[12 empty] | _____ |  | 0% | 0 | 0 | _____
[12 empty] | _____ |  | 0% | 0 | 0 | _____
[12 empty] | _____ |  | 0% | 0 | 0 | _____
[12 empty] | _____ |  | 0% | 0 | 0 | _____
[12 empty] | _____ |  | 0% | 0 | 0 | _____
[12 empty] | _____ |  | 0% | 0 | 0 | _____
[12 empty] | _____ |  | 0% | 0 | 0 | _____
[12 empty] | _____ |  | 0% | 0 | 0 | _____
[12 empty] | _____ |  | 0% | 0 | 0 | _____
[12 empty] | _____ |  | 0% | 0 | 0 | _____
[12 empty] | _____ |  | 0% | 0 | 0 | _____
[12 empty] | _____ |  | 0% | 0 | 0 | _____
[12 empty] | _____ |  | 0% | 0 | 0 | _____
[12 empty] | _____ |  | 0% | 0 | 0 | _____
[12 empty] | _____ |  | 0% | 0 | 0 | _____
[12 empty] | _____ |  | 0% | 0 | 0 | _____
[12 empty] | _____ |  | 0% | 0 | 0 | _____
[12 empty] | _____ |  | 0% | 0 | 0 | _____
[12 empty] | _____ |  | 0% | 0 | 0 | _____
[12 empty] | _____ |  | 0% | 0 | 0 | _____
[12 empty] | _____ |  | 0% | 0 | 0 | _____
[12 empty] | _____ |  | 0% | 0 | 0 | _____
[12 empty] | _____ |  | 0% | 0 | 0 | _____
[12 empty] | _____ |  | 0% | 0 | 0 | _____
[12 empty] | _____ |  | 0% | 0 | 0 | _____
[12 empty] | _____ |  | 0% | 0 | 0 | _____
[12 empty] | _____ |  | 0% | 0 | 0 | _____
[12 empty] | _____ |  | 0% | 0 | 0 | _____
[12 empty] | _____ |  | 0% | 0 | 0 | _____
[12 empty] | _____ |  | 0% | 0 | 0 | _____
[12 empty] | _____ |  | 0% | 0 | 0 | _____
[12 empty] | _____ |  | 0% | 0 | 0 | _____
[12 empty] | _____ |  | 0% | 0 | 0 | _____
[12 empty] | _____ |  | 0% | 0 | 0 | _____
[12 empty] | _____ |  | 0% | 0 | 0 | _____
[12 empty] | _____ |  | 0% | 0 | 0 | _____
[12 empty] | _____ |  | 0% | 0 | 0 | _____
[12 empty] | _____ |  | 0% | 0 | 0 | _____
[12 empty] | _____ |  | 0% | 0 | 0 | _____
[12 empty] | _____ |  | 0% | 0 | 0 | _____
[12 empty] | _____ |  | 0% | 0 | 0 | _____
[12 empty] | _____ |  | 0% | 0 | 0 | _____
[12 empty] | _____ |  | 0% | 0 | 0 | _____
[12 empty] | _____ |  | 0% | 0 | 0 | _____
[12 empty] | _____ |  | 0% | 0 | 0 | _____
[12 empty] | _____ |  | 0% | 0 | 0 | _____
[12 empty] | _____ |  | 0% | 0 | 0 | _____
[12 empty] | _____ |  | 0% | 0 | 0 | _____
[12 empty] | _____ |  | 0% | 0 | 0 | _____
[12 empty] | _____ |  | 0% | 0 | 0 | _____
[12 empty] | _____ |  | 0% | 0 | 0 | _____
[12 empty] | _____ |  | 0% | 0 | 0 | _____
[12 empty] | _____ |  | 0% | 0 | 0 | _____
[12 empty] | _____ |  | 0% | 0 | 0 | _____
[12 empty] | _____ |  | 0% | 0 | 0 | _____
[12 empty] | _____ |  | 0% | 0 | 0 | _____
[12 empty] | _____ |  | 0% | 0 | 0 | _____
[12 empty] | _____ |  | 0% | 0 | 0 | _____
[12 empty] | _____ |  | 0% | 0 | 0 | _____
[12 empty] | _____ |  | 0% | 0 | 0 | _____
[12 empty] | _____ |  | 0% | 0 | 0 | _____
[12 empty] | _____ |  | 0% | 0 | 0 | _____
[12 empty] | _____ |  | 0% | 0 | 0 | _____
[12 empty] | _____ |  | 0% | 0 | 0 | _____
[12 empty] | _____ |  | 0% | 0 | 0 | _____
[12 empty] | _____ |  | 0% | 0 | 0 | _____
[12 empty] | _____ |  | 0% | 0 | 0 | _____
[12 empty] | _____ |  | 0% | 0 | 0 | _____
[12 empty] | _____ |  | 0% | 0 | 0 | _____
[12 empty] | _____ |  | 0% | 0 | 0 | _____
[12 empty] | _____ |  | 0% | 0 | 0 | _____
[12 empty] | _____ |  | 0% | 0 | 0 | _____
[12 empty] | _____ |  | 0% | 0 | 0 | _____
[12 empty] | _____ |  | 0% | 0 | 0 | _____
[12 empty] | _____ |  | 0% | 0 | 0 | _____
[12 empty] | _____ |  | 0% | 0 | 0 | _____
[12 empty] | _____ |  | 0% | 0 | 0 | _____
[12 empty] | _____ |  | 0% | 0 | 0 | _____
[12 empty] | _____ |  | 0% | 0 | 0 | _____
[12 empty] | _____ |  | 0% | 0 | 0 | _____
[12 empty] | _____ |  | 0% | 0 | 0 | _____
[12 empty] | _____ |  | 0% | 0 | 0 | _____
[12 empty] | _____ |  | 0% | 0 | 0 | _____
[12 empty] | _____ |  | 0% | 0 | 0 | _____
[12 empty] | _____ |  | 0% | 0 | 0 | _____
[12 empty] | _____ |  | 0% | 0 | 0 | _____
[12 empty] | _____ |  | 0% | 0 | 0 | _____
[12 empty] | _____ |  | 0% | 0 | 0 | _____
[12 empty] | _____ |  | 0% | 0 | 0 | _____
[12 empty] | _____ |  | 0% | 0 | 0 | _____
[12 empty] | _____ |  | 0% | 0 | 0 | _____
[12 empty] | _____ |  | 0% | 0 | 0 | _____
[12 empty] | _____ |  | 0% | 0 | 0 | _____
[12 empty] | _____ |  | 0% | 0 | 0 | _____
[12 empty] | _____ |  | 0% | 0 | 0 | _____
[12 empty] | _____ |  | 0% | 0 | 0 | _____
[12 empty] | _____ |  | 0% | 0 | 0 | _____
[12 empty] | _____ |  | 0% | 0 | 0 | _____
[12 empty] | _____ |  | 0% | 0 | 0 | _____
[12 empty] | _____ |  | 0% | 0 | 0 | _____
[12 empty] | _____ |  | 0% | 0 | 0 | _____
[12 empty] | _____ |  | 0% | 0 | 0 | _____
[12 empty] | _____ |  | 0% | 0 | 0 | _____
[12 empty] | _____ |  | 0% | 0 | 0 | _____
[12 empty] | _____ |  | 0% | 0 | 0 | _____
[12 empty] | _____ |  | 0% | 0 | 0 | _____
[12 empty] | _____ |  | 0% | 0 | 0 | _____
[12 empty] | _____ |  | 0% | 0 | 0 | _____
[12 empty] | _____ |  | 0% | 0 | 0 | _____
[12 empty] | _____ |  | 0% | 0 | 0 | _____
[12 empty] | _____ |  | 0% | 0 | 0 | _____
[12 empty] | _____ |  | 0% | 0 | 0 | _____
[12 empty] | _____ |  | 0% | 0 | 0 | _____
[12 empty] | _____ |  | 0% | 0 | 0 | _____
[12 empty] | _____ |  | 0% | 0 | 0 | _____
[12 empty] | _____ |  | 0% | 0 | 0 | _____
[12 empty] | _____ |  | 0% | 0 | 0 | _____
[12 empty] | _____ |  | 0% | 0 | 0 | _____
[12 empty] | _____ |  | 0% | 0 | 0 | _____
[12 empty] | _____ |  | 0% | 0 | 0 | _____
[12 empty] | _____ |  | 0% | 0 | 0 | _____
[12 empty] | _____ |  | 0% | 0 | 0 | _____
[12 empty] | _____ |  | 0% | 0 | 0 | _____
[12 empty] | _____ |  | 0% | 0 | 0 | _____
[12 empty] | _____ |  | 0% | 0 | 0 | _____
[12 empty] | _____ |  | 0% | 0 | 0 | _____
[12 empty] | _____ |  | 0% | 0 | 0 | _____
[12 empty] | _____ |  | 0% | 0 | 0 | _____
[12 empty] | _____ |  | 0% | 0 | 0 | _____
[12 empty] | _____ |  | 0% | 0 | 0 | _____
[12 empty] | _____ |  | 0% | 0 | 0 | _____
[12 empty] | _____ |  | 0% | 0 | 0 | _____
[12 empty] | _____ |  | 0% | 0 | 0 | _____
[12 empty] | _____ |  | 0% | 0 | 0 | _____
[12 empty] | _____ |  | 0% | 0 | 0 | _____
[12 empty] | _____ |  | 0% | 0 | 0 | _____
[12 empty] | _____ |  | 0% | 0 | 0 | _____
[12 empty] | _____ |  | 0% | 0 | 0 | _____
[12 empty] | _____ |  | 0% | 0 | 0 | _____
[12 empty] | _____ |  | 0% | 0 | 0 | _____
[12 empty] | _____ |  | 0% | 0 | 0 | _____
[12 empty] | _____ |  | 0% | 0 | 0 | _____
[12 empty] | _____ |  | 0% | 0 | 0 | _____
[12 empty] | _____ |  | 0% | 0 | 0 | _____
[12 empty] | _____ |  | 0% | 0 | 0 | _____
[12 empty] | _____ |  | 0% | 0 | 0 | _____
[12 empty] | _____ |  | 0% | 0 | 0 | _____
[12 empty] | _____ |  | 0% | 0 | 0 | _____
[12 empty] | _____ |  | 0% | 0 | 0 | _____
[12 empty] | _____ |  | 0% | 0 | 0 | _____
[12 empty] | _____ |  | 0% | 0 | 0 | _____
[12 empty] | _____ |  | 0% | 0 | 0 | _____
[12 empty] | _____ |  | 0% | 0 | 0 | _____
[12 empty] | _____ |  | 0% | 0 | 0 | _____
[12 empty] | _____ |  | 0% | 0 | 0 | _____
[12 empty] | _____ |  | 0% | 0 | 0 | _____
[12 empty] | _____ |  | 0% | 0 | 0 | _____
[12 empty] | _____ |  | 0% | 0 | 0 | _____
[12 empty] | _____ |  | 0% | 0 | 0 | _____
[12 empty] | _____ |  | 0% | 0 | 0 | _____
[12 empty] | _____ |  | 0% | 0 | 0 | _____
[12 empty] | _____ |  | 0% | 0 | 0 | _____
[12 empty] | _____ |  | 0% | 0 | 0 | _____
[12 empty] | _____ |  | 0% | 0 | 0 | _____
[12 empty] | _____ |  | 0% | 0 | 0 | _____
[12 empty] | _____ |  | 0% | 0 | 0 | _____
[12 empty] | _____ |  | 0% | 0 | 0 | _____
[12 empty] | _____ |  | 0% | 0 | 0 | _____
[12 empty] | _____ |  | 0% | 0 | 0 | _____
[12 empty] | _____ |  | 0% | 0 | 0 | _____
[12 empty] | _____ |  | 0% | 0 | 0 | _____
[12 empty] | _____ |  | 0% | 0 | 0 | _____
[12 empty] | _____ |  | 0% | 0 | 0 | _____
[12 empty] | _____ |  | 0% | 0 | 0 | _____
[12 empty] | _____ |  | 0% | 0 | 0 | _____
[12 empty] | _____ |  | 0% | 0 | 0 | _____
[12 empty] | _____ |  | 0% | 0 | 0 | _____
[12 empty] | _____ |  | 0% | 0 | 0 | _____
[12 empty] | _____ |  | 0% | 0 | 0 | _____
[12 empty] | _____ |  | 0% | 0 | 0 | _____
[12 empty] | _____ |  | 0% | 0 | 0 | _____
[12 empty] | _____ |  | 0% | 0 | 0 | _____
[12 empty] | _____ |  | 0% | 0 | 0 | _____
[12 empty] | _____ |  | 0% | 0 | 0 | _____
[12 empty] | _____ |  | 0% | 0 | 0 | _____
[12 empty] | _____ |  | 0% | 0 | 0 | _____
[12 empty] | _____ |  | 0% | 0 | 0 | _____
[12 empty] | _____ |  | 0% | 0 | 0 | _____
[12 empty] | _____ |  | 0% | 0 | 0 | _____
[12 empty] | _____ |  | 0% | 0 | 0 | _____
[12 empty] | _____ |  | 0% | 0 | 0 | _____
[12 empty] | _____ |  | 0% | 0 | 0 | _____
[12 empty] | _____ |  | 0% | 0 | 0 | _____
[12 empty] | _____ |  | 0% | 0 | 0 | _____
[12 empty] | _____ |  | 0% | 0 | 0 | _____
[12 empty] | _____ |  | 0% | 0 | 0 | _____
[12 empty] | _____ |  | 0% | 0 | 0 | _____
[12 empty] | _____ |  | 0% | 0 | 0 | _____
[12 empty] | _____ |  | 0% | 0 | 0 | _____
[12 empty] | _____ |  | 0% | 0 | 0 | _____
[12 empty] | _____ |  | 0% | 0 | 0 | _____
[12 empty] | _____ |  | 0% | 0 | 0 | _____
[12 empty] | _____ |  | 0% | 0 | 0 | _____
[12 empty] | _____ |  | 0% | 0 | 0 | _____
[12 empty] | _____ |  | 0% | 0 | 0 | _____
[12 empty] | _____ |  | 0% | 0 | 0 | _____
[12 empty] | _____ |  | 0% | 0 | 0 | _____
[12 empty] | _____ |  | 0% | 0 | 0 | _____
[12 empty] | _____ |  | 0% | 0 | 0 | _____
[12 empty] | _____ |  | 0% | 0 | 0 | _____
[12 empty] | _____ |  | 0% | 0 | 0 | _____
[12 empty] | _____ |  | 0% | 0 | 0 | _____
[12 empty] | _____ |  | 0% | 0 | 0 | _____
[12 empty] | _____ |  | 0% | 0 | 0 | _____
[12 empty] | _____ |  | 0% | 0 | 0 | _____
[12 empty] | _____ |  | 0% | 0 | 0 | _____
[12 empty] | _____ |  | 0% | 0 | 0 | _____
[12 empty] | _____ |  | 0% | 0 | 0 | _____
[12 empty] | _____ |  | 0% | 0 | 0 | _____
[12 empty] | _____ |  | 0% | 0 | 0 | _____
[12 empty] | _____ |  | 0% | 0 | 0 | _____
[12 empty] | _____ |  | 0% | 0 | 0 | _____
[12 empty] | _____ |  | 0% | 0 | 0 | _____
[12 empty] | _____ |  | 0% | 0 | 0 | _____
[12 empty] | _____ |  | 0% | 0 | 0 | _____
[12 empty] | _____ |  | 0% | 0 | 0 | _____
[12 empty] | _____ |  | 0% | 0 | 0 | _____
[12 empty] | _____ |  | 0% | 0 | 0 | _____
[12 empty] | _____ |  | 0% | 0 | 0 | _____
[12 empty] | _____ |  | 0% | 0 | 0 | _____
[12 empty] | _____ |  | 0% | 0 | 0 | _____
[12 empty] | _____ |  | 0% | 0 | 0 | _____
[12 empty] | _____ |  | 0% | 0 | 0 | _____
[12 empty] | _____ |  | 0% | 0 | 0 | _____
[12 empty] | _____ |  | 0% | 0 | 0 | _____
[12 empty] | _____ |  | 0% | 0 | 0 | _____
[12 empty] | _____ |  | 0% | 0 | 0 | _____
[12 empty] | _____ |  | 0% | 0 | 0 | _____
[12 empty] | _____ |  | 0% | 0 | 0 | _____
[12 empty] | _____ |  | 0% | 0 | 0 | _____
[12 empty] | _____ |  | 0% | 0 | 0 | _____
[12 empty] | _____ |  | 0% | 0 | 0 | _____
[12 empty] | _____ |  | 0% | 0 | 0 | _____
[12 empty] | _____ |  | 0% | 0 | 0 | _____
[12 empty] | _____ |  | 0% | 0 | 0 | _____
[12 empty] | _____ |  | 0% | 0 | 0 | _____
[12 empty] | _____ |  | 0% | 0 | 0 | _____
[12 empty] | _____ |  | 0% | 0 | 0 | _____
[12 empty] | _____ |  | 0% | 0 | 0 | _____
[12 empty] | _____ |  | 0% | 0 | 0 | _____
[12 empty] | _____ |  | 0% | 0 | 0 | _____
[12 empty] | _____ |  | 0% | 0 | 0 | _____
[12 empty] | _____ |  | 0% | 0 | 0 | _____
[12 empty] | _____ |  | 0% | 0 | 0 | _____
[12 empty] | _____ |  | 0% | 0 | 0 | _____
[12 empty] | _____ |  | 0% | 0 | 0 | _____
[12 empty] | _____ |  | 0% | 0 | 0 | _____
[12 empty] | _____ |  | 0% | 0 | 0 | _____
[12 empty] | _____ |  | 0% | 0 | 0 | _____
[12 empty] | _____ |  | 0% | 0 | 0 | _____
[12 empty] | _____ |  | 0% | 0 | 0 | _____
[12 empty] | _____ |  | 0% | 0 | 0 | _____
[12 empty] | _____ |  | 0% | 0 | 0 | _____
[12 empty] | _____ |  | 0% | 0 | 0 | _____
[12 empty] | _____ |  | 0% | 0 | 0 | _____
[12 empty] | _____ |  | 0% | 0 | 0 | _____
[12 empty] | _____ |  | 0% | 0 | 0 | _____
[12 empty] | _____ |  | 0% | 0 | 0 | _____
[12 empty] | _____ |  | 0% | 0 | 0 | _____
[12 empty] | _____ |  | 0% | 0 | 0 | _____
[12 empty] | _____ |  | 0% | 0 | 0 | _____
[12 empty] | _____ |  | 0% | 0 | 0 | _____
[12 empty] | _____ |  | 0% | 0 | 0 | _____
[12 empty] | _____ |  | 0% | 0 | 0 | _____
[12 empty] | _____ |  | 0% | 0 | 0 | _____
[12 empty] | _____ |  | 0% | 0 | 0 | _____
[12 empty] | _____ |  | 0% | 0 | 0 | _____
[12 empty] | _____ |  | 0% | 0 | 0 | _____
[12 empty] | _____ |  | 0% | 0 | 0 | _____
[12 empty] | _____ |  | 0% | 0 | 0 | _____
[12 empty] | _____ |  | 0% | 0 | 0 | _____
[12 empty] | _____ |  | 0% | 0 | 0 | _____
[12 empty] | _____ |  | 0% | 0 | 0 | _____
[12 empty] | _____ |  | 0% | 0 | 0 | _____
[12 empty] | _____ |  | 0% | 0 | 0 | _____
[12 empty] | _____ |  | 0% | 0 | 0 | _____
[12 empty] | _____ |  | 0% | 0 | 0 | _____
[12 empty] | _____ |  | 0% | 0 | 0 | _____
[12 empty] | _____ |  | 0% | 0 | 0 | _____
[12 empty] | _____ |  | 0% | 0 | 0 | _____
[12 empty] | _____ |  | 0% | 0 | 0 | _____
[12 empty] | _____ |  | 0% | 0 | 0 | _____
[12 empty] | _____ |  | 0% | 0 | 0 | _____
[12 empty] | _____ |  | 0% | 0 | 0 | _____
[12 empty] | _____ |  | 0% | 0 | 0 | _____
[12 empty] | _____ |  | 0% | 0 | 0 | _____
[12 empty] | _____ |  | 0% | 0 | 0 | _____
[12 empty] | _____ |  | 0% | 0 | 0 | _____
[12 empty] | _____ |  | 0% | 0 | 0 | _____
[12 empty] | _____ |  | 0% | 0 | 0 | _____
[12 empty] | _____ |  | 0% | 0 | 0 | _____
[12 empty] | _____ |  | 0% | 0 | 0 | _____
[12 empty] | _____ |  | 0% | 0 | 0 | _____
[12 empty] | _____ |  | 0% | 0 | 0 | _____
[12 empty] | _____ |  | 0% | 0 | 0 | _____
[12 empty] | _____ |  | 0% | 0 | 0 | _____
[12 empty] | _____ |  | 0% | 0 | 0 | _____
[12 empty] | _____ |  | 0% | 0 | 0 | _____
[12 empty] | _____ |  | 0% | 0 | 0 | _____
[12 empty] | _____ |  | 0% | 0 | 0 | _____
[12 empty] | _____ |  | 0% | 0 | 0 | _____
[12 empty] | _____ |  | 0% | 0 | 0 | _____
[12 empty] | _____ |  | 0% | 0 | 0 | _____
[12 empty] | _____ |  | 0% | 0 | 0 | _____
[12 empty] | _____ |  | 0% | 0 | 0 | _____
[12 empty] | _____ |  | 0% | 0 | 0 | _____
[12 empty] | _____ |  | 0% | 0 | 0 | _____
[12 empty] | _____ |  | 0% | 0 | 0 | _____
[12 empty] | _____ |  | 0% | 0 | 0 | _____
[12 empty] | _____ |  | 0% | 0 | 0 | _____
[12 empty] | _____ |  | 0% | 0 | 0 | _____
[12 empty] | _____ |  | 0% | 0 | 0 | _____
[12 empty] | _____ |  | 0% | 0 | 0 | _____
[12 empty] | _____ |  | 0% | 0 | 0 | _____
[12 empty] | _____ |  | 0% | 0 | 0 | _____
[12 empty] | _____ |  | 0% | 0 | 0 | _____
[12 empty] | _____ |  | 0% | 0 | 0 | _____
[12 empty] | _____ |  | 0% | 0 | 0 | _____
[12 empty] | _____ |  | 0% | 0 | 0 | _____
[12 empty] | _____ |  | 0% | 0 | 0 | _____
[12 empty] | _____ |  | 0% | 0 | 0 | _____
[12 empty] | _____ |  | 0% | 0 | 0 | _____
[12 empty] | _____ |  | 0% | 0 | 0 | _____
[12 empty] | _____ |  | 0% | 0 | 0 | _____
[12 empty] | _____ |  | 0% | 0 | 0 | _____
[12 empty] | _____ |  | 0% | 0 | 0 | _____
[12 empty] | _____ |  | 0% | 0 | 0 | _____
[12 empty] | _____ |  | 0% | 0 | 0 | _____
[12 empty] | _____ |  | 0% | 0 | 0 | _____
[12 empty] | _____ |  | 0% | 0 | 0 | _____
[12 empty] | _____ |  | 0% | 0 | 0 | _____
[12 empty] | _____ |  | 0% | 0 | 0 | _____
[12 empty] | _____ |  | 0% | 0 | 0 | _____
[12 empty] | _____ |  | 0% | 0 | 0 | _____
[12 empty] | _____ |  | 0% | 0 | 0 | _____
[12 empty] | _____ |  | 0% | 0 | 0 | _____
[12 empty] | _____ |  | 0% | 0 | 0 | _____
[12 empty] | _____ |  | 0% | 0 | 0 | _____
[12 empty] | _____ |  | 0% | 0 | 0 | _____
[12 empty] | _____ |  | 0% | 0 | 0 | _____
[12 empty] | _____ |  | 0% | 0 | 0 | _____
[12 empty] | _____ |  | 0% | 0 | 0 | _____
[12 empty] | _____ |  | 0% | 0 | 0 | _____
[12 empty] | _____ |  | 0% | 0 | 0 | _____
[12 empty] | _____ |  | 0% | 0 | 0 | _____
[12 empty] | _____ |  | 0% | 0 | 0 | _____
[12 empty] | _____ |  | 0% | 0 | 0 | _____
[12 empty] | _____ |  | 0% | 0 | 0 | _____
[12 empty] | _____ |  | 0% | 0 | 0 | _____
[12 empty] | _____ |  | 0% | 0 | 0 | _____
[12 empty] | _____ |  | 0% | 0 | 0 | _____
[12 empty] | _____ |  | 0% | 0 | 0 | _____
[12 empty] | _____ |  | 0% | 0 | 0 | _____
[12 empty] | _____ |  | 0% | 0 | 0 | _____
[12 empty] | _____ |  | 0% | 0 | 0 | _____
[12 empty] | _____ |  | 0% | 0 | 0 | _____
[12 empty] | _____ |  | 0% | 0 | 0 | _____
[12 empty] | _____ |  | 0% | 0 | 0 | _____
[12 empty] | _____ |  | 0% | 0 | 0 | _____
[12 empty] | _____ |  | 0% | 0 | 0 | _____
[12 empty] | _____ |  | 0% | 0 | 0 | _____
[12 empty] | _____ |  | 0% | 0 | 0 | _____
[12 empty] | _____ |  | 0% | 0 | 0 | _____
[12 empty] | _____ |  | 0% | 0 | 0 | _____
[12 empty] | _____ |  | 0% | 0 | 0 | _____
[12 empty] | _____ |  | 0% | 0 | 0 | _____
[12 empty] | _____ |  | 0% | 0 | 0 | _____
[12 empty] | _____ |  | 0% | 0 | 0 | _____
[12 empty] | _____ |  | 0% | 0 | 0 | _____
[12 empty] | _____ |  | 0% | 0 | 0 | _____
[12 empty] | _____ |  | 0% | 0 | 0 | _____
[12 empty] | _____ |  | 0% | 0 | 0 | _____
[12 empty] | _____ |  | 0% | 0 | 0 | _____
[12 empty] | _____ |  | 0% | 0 | 0 | _____
[12 empty] | _____ |  | 0% | 0 | 0 | _____
[12 empty] | _____ |  | 0% | 0 | 0 | _____
[12 empty] | _____ |  | 0% | 0 | 0 | _____
[12 empty] | _____ |  | 0% | 0 | 0 | _____
[12 empty] | _____ |  | 0% | 0 | 0 | _____
[12 empty] | _____ |  | 0% | 0 | 0 | _____
[12 empty] | _____ |  | 0% | 0 | 0 | _____
[12 empty] | _____ |  | 0% | 0 | 0 | _____
[12 empty] | _____ |  | 0% | 0 | 0 | _____
[12 empty] | _____ |  | 0% | 0 | 0 | _____
[12 empty] | _____ |  | 0% | 0 | 0 | _____
[12 empty] | _____ |  | 0% | 0 | 0 | _____
[12 empty] | _____ |  | 0% | 0 | 0 | _____
[12 empty] | _____ |  | 0% | 0 | 0 | _____
[12 empty] | _____ |  | 0% | 0 | 0 | _____
[12 empty] | _____ |  | 0% | 0 | 0 | _____
[12 empty] | _____ |  | 0% | 0 | 0 | _____
[12 empty] | _____ |  | 0% | 0 | 0 | _____
[12 empty] | _____ |  | 0% | 0 | 0 | _____
[12 empty] | _____ |  | 0% | 0 | 0 | _____
[12 empty] | _____ |  | 0% | 0 | 0 | _____
[12 empty] | _____ |  | 0% | 0 | 0 | _____
[12 empty] | _____ |  | 0% | 0 | 0 | _____
[12 empty] | _____ |  | 0% | 0 | 0 | _____
[12 empty] | _____ |  | 0% | 0 | 0 | _____
[12 empty] | _____ |  | 0% | 0 | 0 | _____
[12 empty] | _____ |  | 0% | 0 | 0 | _____
[12 empty] | _____ |  | 0% | 0 | 0 | _____
[12 empty] | _____ |  | 0% | 0 | 0 | _____
[12 empty] | _____ |  | 0% | 0 | 0 | _____
[12 empty] | _____ |  | 0% | 0 | 0 | _____
[12 empty] | _____ |  | 0% | 0 | 0 | _____
[12 empty] | _____ |  | 0% | 0 | 0 | _____
[12 empty] | _____ |  | 0% | 0 | 0 | _____
[12 empty] | _____ |  | 0% | 0 | 0 | _____
[12 empty] | _____ |  | 0% | 0 | 0 | _____
[12 empty] | _____ |  | 0% | 0 | 0 | _____
[12 empty] | _____ |  | 0% | 0 | 0 | _____
[12 empty] | _____ |  | 0% | 0 | 0 | _____
[12 empty] | _____ |  | 0% | 0 | 0 | _____
[12 empty] | _____ |  | 0% | 0 | 0 | _____
[12 empty] | _____ |  | 0% | 0 | 0 | _____
[12 empty] | _____ |  | 0% | 0 | 0 | _____
[12 empty] | _____ |  | 0% | 0 | 0 | _____
[12 empty] | _____ |  | 0% | 0 | 0 | _____
[12 empty] | _____ |  | 0% | 0 | 0 | _____
[12 empty] | _____ |  | 0% | 0 | 0 | _____
[12 empty] | _____ |  | 0% | 0 | 0 | _____
[12 empty] | _____ |  | 0% | 0 | 0 | _____
[12 empty] | _____ |  | 0% | 0 | 0 | _____
[12 empty] | _____ |  | 0% | 0 | 0 | _____
[12 empty] | _____ |  | 0% | 0 | 0 | _____
[12 empty] | _____ |  | 0% | 0 | 0 | _____
[12 empty] | _____ |  | 0% | 0 | 0 | _____
[12 empty] | _____ |  | 0% | 0 | 0 | _____
[12 empty] | _____ |  | 0% | 0 | 0 | _____
[12 empty] | _____ |  | 0% | 0 | 0 | _____
[12 empty] | _____ |  | 0% | 0 | 0 | _____
[12 empty] | _____ |  | 0% | 0 | 0 | _____
[12 empty] | _____ |  | 0% | 0 | 0 | _____
[12 empty] | _____ |  | 0% | 0 | 0 | _____
[12 empty] | _____ |  | 0% | 0 | 0 | _____
[12 empty] | _____ |  | 0% | 0 | 0 | _____
[12 empty] | _____ |  | 0% | 0 | 0 | _____
[12 empty] | _____ |  | 0% | 0 | 0 | _____
[12 empty] | _____ |  | 0% | 0 | 0 | _____
[12 empty] | _____ |  | 0% | 0 | 0 | _____
[12 empty] | _____ |  | 0% | 0 | 0 | _____
[12 empty] | _____ |  | 0% | 0 | 0 | _____
[12 empty] | _____ |  | 0% | 0 | 0 | _____
[12 empty] | _____ |  | 0% | 0 | 0 | _____
[12 empty] | _____ |  | 0% | 0 | 0 | _____
[12 empty] | _____ |  | 0% | 0 | 0 | _____
[12 empty] | _____ |  | 0% | 0 | 0 | _____
[12 empty] | _____ |  | 0% | 0 | 0 | _____
[12 empty] | _____ |  | 0% | 0 | 0 | _____
[12 empty] | _____ |  | 0% | 0 | 0 | _____
[12 empty] | _____ |  | 0% | 0 | 0 | _____
[12 empty] | _____ |  | 0% | 0 | 0 | _____
[12 empty] | _____ |  | 0% | 0 | 0 | _____
[12 empty] | _____ |  | 0% | 0 | 0 | _____
[12 empty] | _____ |  | 0% | 0 | 0 | _____
[12 empty] | _____ |  | 0% | 0 | 0 | _____
[12 empty] | _____ |  | 0% | 0 | 0 | _____
[12 empty] | _____ |  | 0% | 0 | 0 | _____
[12 empty] | _____ |  | 0% | 0 | 0 | _____
[12 empty] | _____ |  | 0% | 0 | 0 | _____
[12 empty] | _____ |  | 0% | 0 | 0 | _____
[12 empty] | _____ |  | 0% | 0 | 0 | _____
[12 empty] | _____ |  | 0% | 0 | 0 | _____
[12 empty] | _____ |  | 0% | 0 | 0 | _____
[12 empty] | _____ |  | 0% | 0 | 0 | _____
[12 empty] | _____ |  | 0% | 0 | 0 | _____
[12 empty] | _____ |  | 0% | 0 | 0 | _____
[12 empty] | _____ |  | 0% | 0 | 0 | _____
[12 empty] | _____ |  | 0% | 0 | 0 | _____
[12 empty] | _____ |  | 0% | 0 | 0 | _____
[12 empty] | _____ |  | 0% | 0 | 0 | _____
[12 empty] | _____ |  | 0% | 0 | 0 | _____
[12 empty] | _____ |  | 0% | 0 | 0 | _____
[12 empty] | _____ |  | 0% | 0 | 0 | _____
[12 empty] | _____ |  | 0% | 0 | 0 | _____
[12 empty] | _____ |  | 0% | 0 | 0 | _____
[12 empty] | _____ |  | 0% | 0 | 0 | _____
[12 empty] | _____ |  | 0% | 0 | 0 | _____
[12 empty] | _____ |  | 0% | 0 | 0 | _____
[12 empty] | _____ |  | 0% | 0 | 0 | _____
[12 empty] | _____ |  | 0% | 0 | 0 | _____
[12 empty] | _____ |  | 0% | 0 | 0 | _____
[12 empty] | _____ |  | 0% | 0 | 0 | _____
[12 empty] | _____ |  | 0% | 0 | 0 | _____
[12 empty] | _____ |  | 0% | 0 | 0 | _____
[12 empty] | _____ |  | 0% | 0 | 0 | _____
[12 empty] | _____ |  | 0% | 0 | 0 | _____
[12 empty] | _____ |  | 0% | 0 | 0 | _____
[12 empty] | _____ |  | 0% | 0 | 0 | _____
[12 empty] | _____ |  | 0% | 0 | 0 | _____
[12 empty] | _____ |  | 0% | 0 | 0 | _____
[12 empty] | _____ |  | 0% | 0 | 0 | _____
[12 empty] | _____ |  | 0% | 0 | 0 | _____
[12 empty] | _____ |  | 0% | 0 | 0 | _____
[12 empty] | _____ |  | 0% | 0 | 0 | _____
[12 empty] | _____ |  | 0% | 0 | 0 | _____
[12 empty] | _____ |  | 0% | 0 | 0 | _____
[12 empty] | _____ |  | 0% | 0 | 0 | _____
[12 empty] | _____ |  | 0% | 0 | 0 | _____
[12 empty] | _____ |  | 0% | 0 | 0 | _____
[12 empty] | _____ |  | 0% | 0 | 0 | _____
[12 empty] | _____ |  | 0% | 0 | 0 | _____
[12 empty] | _____ |  | 0% | 0 | 0 | _____
[12 empty] | _____ |  | 0% | 0 | 0 | _____
[12 empty] | _____ |  | 0% | 0 | 0 | _____
[12 empty] | _____ |  | 0% | 0 | 0 | _____
[12 empty] | _____ |  | 0% | 0 | 0 | _____
[12 empty] | _____ |  | 0% | 0 | 0 | _____
[12 empty] | _____ |  | 0% | 0 | 0 | _____
[12 empty] | _____ |  | 0% | 0 | 0 | _____
[12 empty] | _____ |  | 0% | 0 | 0 | _____
[12 empty] | _____ |  | 0% | 0 | 0 | _____
[12 empty] | _____ |  | 0% | 0 | 0 | _____
[12 empty] | _____ |  | 0% | 0 | 0 | _____
[12 empty] | _____ |  | 0% | 0 | 0 | _____
[12 empty] | _____ |  | 0% | 0 | 0 | _____
[12 empty] | _____ |  | 0% | 0 | 0 | _____
[12 empty] | _____ |  | 0% | 0 | 0 | _____
[12 empty] | _____ |  | 0% | 0 | 0 | _____
[12 empty] | _____ |  | 0% | 0 | 0 | _____
[12 empty] | _____ |  | 0% | 0 | 0 | _____
[12 empty] | _____ |  | 0% | 0 | 0 | _____
[12 empty] | _____ |  | 0% | 0 | 0 | _____
[12 empty] | _____ |  | 0% | 0 | 0 | _____
[12 empty] | _____ |  | 0% | 0 | 0 | _____
[12 empty] | _____ |  | 0% | 0 | 0 | _____
[12 empty] | _____ |  | 0% | 0 | 0 | _____
[12 empty] | _____ |  | 0% | 0 | 0 | _____
[12 empty] | _____ |  | 0% | 0 | 0 | _____
[12 empty] | _____ |  | 0% | 0 | 0 | _____
[12 empty] | _____ |  | 0% | 0 | 0 | _____
[12 empty] | _____ |  | 0% | 0 | 0 | _____
[12 empty] | _____ |  | 0% | 0 | 0 | _____
[12 empty] | _____ |  | 0% | 0 | 0 | _____
[12 empty] | _____ |  | 0% | 0 | 0 | _____
[12 empty] | _____ |  | 0% | 0 | 0 | _____
[12 empty] | _____ |  | 0% | 0 | 0 | _____
[12 empty] | _____ |  | 0% | 0 | 0 | _____
[12 empty] | _____ |  | 0% | 0 | 0 | _____
[12 empty] | _____ |  | 0% | 0 | 0 | _____
[12 empty] | _____ |  | 0% | 0 | 0 | _____
[12 empty] | _____ |  | 0% | 0 | 0 | _____
[12 empty] | _____ |  | 0% | 0 | 0 | _____
[12 empty] | _____ |  | 0% | 0 | 0 | _____
[12 empty] | _____ |  | 0% | 0 | 0 | _____
[12 empty] | _____ |  | 0% | 0 | 0 | _____
[12 empty] | _____ |  | 0% | 0 | 0 | _____
[12 empty] | _____ |  | 0% | 0 | 0 | _____
[12 empty] | _____ |  | 0% | 0 | 0 | _____
[12 empty] | _____ |  | 0% | 0 | 0 | _____
[12 empty] | _____ |  | 0% | 0 | 0 | _____
[12 empty] | _____ |  | 0% | 0 | 0 | _____
[12 empty] | _____ |  | 0% | 0 | 0 | _____
[12 empty] | _____ |  | 0% | 0 | 0 | _____
[12 empty] | _____ |  | 0% | 0 | 0 | _____
[12 empty] | _____ |  | 0% | 0 | 0 | _____
[12 empty] | _____ |  | 0% | 0 | 0 | _____
[12 empty] | _____ |  | 0% | 0 | 0 | _____
[12 empty] | _____ |  | 0% | 0 | 0 | _____
[12 empty] | _____ |  | 0% | 0 | 0 | _____
[12 empty] | _____ |  | 0% | 0 | 0 | _____
[12 empty] | _____ |  | 0% | 0 | 0 | _____
[12 empty] | _____ |  | 0% | 0 | 0 | _____
[12 empty] | _____ |  | 0% | 0 | 0 | _____
[12 empty] | _____ |  | 0% | 0 | 0 | _____
[12 empty] | _____ |  | 0% | 0 | 0 | _____
[12 empty] | _____ |  | 0% | 0 | 0 | _____
[12 empty] | _____ |  | 0% | 0 | 0 | _____
[12 empty] | _____ |  | 0% | 0 | 0 | _____
[12 empty] | _____ |  | 0% | 0 | 0 | _____
[12 empty] | _____ |  | 0% | 0 | 0 | _____
[12 empty] | _____ |  | 0% | 0 | 0 | _____
[12 empty] | _____ |  | 0% | 0 | 0 | _____
[12 empty] | _____ |  | 0% | 0 | 0 | _____
[12 empty] | _____ |  | 0% | 0 | 0 | _____
[12 empty] | _____ |  | 0% | 0 | 0 | _____
[12 empty] | _____ |  | 0% | 0 | 0 | _____
[12 empty] | _____ |  | 0% | 0 | 0 | _____
[12 empty] | _____ |  | 0% | 0 | 0 | _____
[12 empty] | _____ |  | 0% | 0 | 0 | _____
[12 empty] | _____ |  | 0% | 0 | 0 | _____
[12 empty] | _____ |  | 0% | 0 | 0 | _____
[12 empty] | _____ |  | 0% | 0 | 0 | _____
[12 empty] | _____ |  | 0% | 0 | 0 | _____
[12 empty] | _____ |  | 0% | 0 | 0 | _____
[12 empty] | _____ |  | 0% | 0 | 0 | _____
[12 empty] | _____ |  | 0% | 0 | 0 | _____
[12 empty] | _____ |  | 0% | 0 | 0 | _____
[12 empty] | _____ |  | 0% | 0 | 0 | _____
[12 empty] | _____ |  | 0% | 0 | 0 | _____
[12 empty] | _____ |  | 0% | 0 | 0 | _____
[12 empty] | _____ |  | 0% | 0 | 0 | _____
[12 empty] | _____ |  | 0% | 0 | 0 | _____
[12 empty] | _____ |  | 0% | 0 | 0 | _____
[12 empty] | _____ |  | 0% | 0 | 0 | _____
[12 empty] | _____ |  | 0% | 0 | 0 | _____
[12 empty] | _____ |  | 0% | 0 | 0 | _____
[12 empty] | _____ |  | 0% | 0 | 0 | _____
[12 empty] | _____ |  | 0% | 0 | 0 | _____
[12 empty] | _____ |  | 0% | 0 | 0 | _____
[12 empty] | _____ |  | 0% | 0 | 0 | _____
[12 empty] | _____ |  | 0% | 0 | 0 | _____
[12 empty] | _____ |  | 0% | 0 | 0 | _____
[12 empty] | _____ |  | 0% | 0 | 0 | _____
[12 empty] | _____ |  | 0% | 0 | 0 | _____
[12 empty] | _____ |  | 0% | 0 | 0 | _____
[12 empty] | _____ |  | 0% | 0 | 0 | _____
[12 empty] | _____ |  | 0% | 0 | 0 | _____
[12 empty] | _____ |  | 0% | 0 | 0 | _____
[12 empty] | _____ |  | 0% | 0 | 0 | _____
[12 empty] | _____ |  | 0% | 0 | 0 | _____
[12 empty] | _____ |  | 0% | 0 | 0 | _____
[12 empty] | _____ |  | 0% | 0 | 0 | _____
[12 empty] | _____ |  | 0% | 0 | 0 | _____
[12 empty] | _____ |  | 0% | 0 | 0 | _____
[12 empty] | _____ |  | 0% | 0 | 0 | _____
[12 empty] | _____ |  | 0% | 0 | 0 | _____
[12 empty] | _____ |  | 0% | 0 | 0 | _____
[12 empty] | _____ |  | 0% | 0 | 0 | _____
[12 empty] | _____ |  | 0% | 0 | 0 | _____
[12 empty] | _____ |  | 0% | 0 | 0 | _____
[12 empty] | _____ |  | 0% | 0 | 0 | _____
[12 empty] | _____ |  | 0% | 0 | 0 | _____
[12 empty] | _____ |  | 0% | 0 | 0 | _____
[12 empty] | _____ |  | 0% | 0 | 0 | _____
[12 empty] | _____ |  | 0% | 0 | 0 | _____
[12 empty] | _____ |  | 0% | 0 | 0 | _____
[12 empty] | _____ |  | 0% | 0 | 0 | _____
[12 empty] | _____ |  | 0% | 0 | 0 | _____
[12 empty] | _____ |  | 0% | 0 | 0 | _____
[12 empty] | _____ |  | 0% | 0 | 0 | _____
[12 empty] | _____ |  | 0% | 0 | 0 | _____
[12 empty] | _____ |  | 0% | 0 | 0 | _____
[12 empty] | _____ |  | 0% | 0 | 0 | _____
[12 empty] | _____ |  | 0% | 0 | 0 | _____
[12 empty] | _____ |  | 0% | 0 | 0 | _____
[12 empty] | _____ |  | 0% | 0 | 0 | _____
[12 empty] | _____ |  | 0% | 0 | 0 | _____
[12 empty] | _____ |  | 0% | 0 | 0 | _____
[12 empty] | _____ |  | 0% | 0 | 0 | _____
[12 empty] | _____ |  | 0% | 0 | 0 | _____
[12 empty] | _____ |  | 0% | 0 | 0 | _____
[12 empty] | _____ |  | 0% | 0 | 0 | _____
[12 empty] | _____ |  | 0% | 0 | 0 | _____
[12 empty] | _____ |  | 0% | 0 | 0 | _____
[12 empty] | _____ |  | 0% | 0 | 0 | _____
[12 empty] | _____ |  | 0% | 0 | 0 | _____
[12 empty] | _____ |  | 0% | 0 | 0 | _____
[12 empty] | _____ |  | 0% | 0 | 0 | _____
[12 empty] | _____ |  | 0% | 0 | 0 | _____
[12 empty] | _____ |  | 0% | 0 | 0 | _____
[12 empty] | _____ |  | 0% | 0 | 0 | _____
[12 empty] | _____ |  | 0% | 0 | 0 | _____
[12 empty] | _____ |  | 0% | 0 | 0 | _____
[12 empty] | _____ |  | 0% | 0 | 0 | _____
[12 empty] | _____ |  | 0% | 0 | 0 | _____
[12 empty] | _____ |  | 0% | 0 | 0 | _____
[12 empty] | _____ |  | 0% | 0 | 0 | _____
[12 empty] | _____ |  | 0% | 0 | 0 | _____
[12 empty] | _____ |  | 0% | 0 | 0 | _____
[12 empty] | _____ |  | 0% | 0 | 0 | _____
[12 empty] | _____ |  | 0% | 0 | 0 | _____
[12 empty] | _____ |  | 0% | 0 | 0 | _____
[12 empty] | _____ |  | 0% | 0 | 0 | _____
[12 empty] | _____ |  | 0% | 0 | 0 | _____
[12 empty] | _____ |  | 0% | 0 | 0 | _____
[12 empty] | _____ |  | 0% | 0 | 0 | _____
[12 empty] | _____ |  | 0% | 0 | 0 | _____
[12 empty] | _____ |  | 0% | 0 | 0 | _____
[12 empty] | _____ |  | 0% | 0 | 0 | _____
[12 empty] | _____ |  | 0% | 0 | 0 | _____
[12 empty] | _____ |  | 0% | 0 | 0 | _____
[12 empty] | _____ |  | 0% | 0 | 0 | _____
[12 empty] | _____ |  | 0% | 0 | 0 | _____
[12 empty] | _____ |  | 0% | 0 | 0 | _____
[12 empty] | _____ |  | 0% | 0 | 0 | _____
[12 empty] | _____ |  | 0% | 0 | 0 | _____
[12 empty] | _____ |  | 0% | 0 | 0 | _____
[12 empty] | _____ |  | 0% | 0 | 0 | _____
[12 empty] | _____ |  | 0% | 0 | 0 | _____
[12 empty] | _____ |  | 0% | 0 | 0 | _____
[12 empty] | _____ |  | 0% | 0 | 0 | _____
[12 empty] | _____ |  | 0% | 0 | 0 | _____
[12 empty] | _____ |  | 0% | 0 | 0 | _____
[12 empty] | _____ |  | 0% | 0 | 0 | _____
[12 empty] | _____ |  | 0% | 0 | 0 | _____
[12 empty] | _____ |  | 0% | 0 | 0 | _____
[12 empty] | _____ |  | 0% | 0 | 0 | _____
[12 empty] | _____ |  | 0% | 0 | 0 | _____
[12 empty] | _____ |  | 0% | 0 | 0 | _____
[12 empty] | _____ |  | 0% | 0 | 0 | _____
[12 empty] | _____ |  | 0% | 0 | 0 | _____
[12 empty] | _____ |  | 0% | 0 | 0 | _____
[12 empty] | _____ |  | 0% | 0 | 0 | _____
[12 empty] | _____ |  | 0% | 0 | 0 | _____
[12 empty] | _____ |  | 0% | 0 | 0 | _____
[12 empty] | _____ |  | 0% | 0 | 0 | _____
[12 empty] | _____ |  | 0% | 0 | 0 | _____
[12 empty] | _____ |  | 0% | 0 | 0 | _____
[12 empty] | _____ |  | 0% | 0 | 0 | _____
[12 empty] | _____ |  | 0% | 0 | 0 | _____
[12 empty] | _____ |  | 0% | 0 | 0 | _____
[12 empty] | _____ |  | 0% | 0 | 0 | _____
[12 empty] | _____ |  | 0% | 0 | 0 | _____
[12 empty] | _____ |  | 0% | 0 | 0 | _____
[12 empty] | _____ |  | 0% | 0 | 0 | _____
[12 empty] | _____ |  | 0% | 0 | 0 | _____
[12 empty] | _____ |  | 0% | 0 | 0 | _____
[12 empty] | _____ |  | 0% | 0 | 0 | _____
[12 empty] | _____ |  | 0% | 0 | 0 | _____
[12 empty] | _____ |  | 0% | 0 | 0 | _____
[12 empty] | _____ |  | 0% | 0 | 0 | _____
[12 empty] | _____ |  | 0% | 0 | 0 | _____
[12 empty] | _____ |  | 0% | 0 | 0 | _____
[12 empty] | _____ |  | 0% | 0 | 0 | _____
[12 empty] | _____ |  | 0% | 0 | 0 | _____
[12 empty] | _____ |  | 0% | 0 | 0 | _____
[12 empty] | _____ |  | 0% | 0 | 0 | _____
[12 empty] | _____ |  | 0% | 0 | 0 | _____
[12 empty] | _____ |  | 0% | 0 | 0 | _____
[12 empty] | _____ |  | 0% | 0 | 0 | _____
[12 empty] | _____ |  | 0% | 0 | 0 | _____
[12 empty] | _____ |  | 0% | 0 | 0 | _____
[12 empty] | _____ |  | 0% | 0 | 0 | _____
[12 empty] | _____ |  | 0% | 0 | 0 | _____
[12 empty] | _____ |  | 0% | 0 | 0 | _____
[12 empty] | _____ |  | 0% | 0 | 0 | _____
[12 empty] | _____ |  | 0% | 0 | 0 | _____
[12 empty] | _____ |  | 0% | 0 | 0 | _____
[12 empty] | _____ |  | 0% | 0 | 0 | _____
[12 empty] | _____ |  | 0% | 0 | 0 | _____
[12 empty] | _____ |  | 0% | 0 | 0 | _____
[12 empty] | _____ |  | 0% | 0 | 0 | _____
[12 empty] | _____ |  | 0% | 0 | 0 | _____
[12 empty] | _____ |  | 0% | 0 | 0 | _____
[12 empty] | _____ |  | 0% | 0 | 0 | _____
[12 empty] | _____ |  | 0% | 0 | 0 | _____
[12 empty] | _____ |  | 0% | 0 | 0 | _____
[12 empty] | _____ |  | 0% | 0 | 0 | _____
[12 empty] | _____ |  | 0% | 0 | 0 | _____
[12 empty] | _____ |  | 0% | 0 | 0 | _____
[12 empty] | _____ |  | 0% | 0 | 0 | _____
[12 empty] | _____ |  | 0% | 0 | 0 | _____
[12 empty] | _____ |  | 0% | 0 | 0 | _____
[12 empty] | _____ |  | 0% | 0 | 0 | _____
[12 empty] | _____ |  | 0% | 0 | 0 | _____
[12 empty] | _____ |  | 0% | 0 | 0 | _____
[12 empty] | _____ |  | 0% | 0 | 0 | _____
[12 empty] | _____ |  | 0% | 0 | 0 | _____
[12 empty] | _____ |  | 0% | 0 | 0 | _____
[12 empty] | _____ |  | 0% | 0 | 0 | _____
[12 empty] | _____ |  | 0% | 0 | 0 | _____
[12 empty] | _____ |  | 0% | 0 | 0 | _____
[12 empty] | _____ |  | 0% | 0 | 0 | _____
[12 empty] | _____ |  | 0% | 0 | 0 | _____
[12 empty] | _____ |  | 0% | 0 | 0 | _____
[12 empty] | _____ |  | 0% | 0 | 0 | _____
[12 empty] | _____ |  | 0% | 0 | 0 | _____
[12 empty] | _____ |  | 0% | 0 | 0 | _____
[12 empty] | _____ |  | 0% | 0 | 0 | _____
[12 empty] | _____ |  | 0% | 0 | 0 | _____
[12 empty] | _____ |  | 0% | 0 | 0 | _____
[12 empty] | _____ |  | 0% | 0 | 0 | _____
[12 empty] | _____ |  | 0% | 0 | 0 | _____
[12 empty] | _____ |  | 0% | 0 | 0 | _____
[12 empty] | _____ |  | 0% | 0 | 0 | _____
[12 empty] | _____ |  | 0% | 0 | 0 | _____
[12 empty] | _____ |  | 0% | 0 | 0 | _____
[12 empty] | _____ |  | 0% | 0 | 0 | _____
[12 empty] | _____ |  | 0% | 0 | 0 | _____
[12 empty] | _____ |  | 0% | 0 | 0 | _____
[12 empty] | _____ |  | 0% | 0 | 0 | _____
[12 empty] | _____ |  | 0% | 0 | 0 | _____
[12 empty] | _____ |  | 0% | 0 | 0 | _____
[12 empty] | _____ |  | 0% | 0 | 0 | _____
[12 empty] | _____ |  | 0% | 0 | 0 | _____
[12 empty] | _____ |  | 0% | 0 | 0 | _____
[12 empty] | _____ |  | 0% | 0 | 0 | _____
[12 empty] | _____ |  | 0% | 0 | 0 | _____
[12 empty] | _____ |  | 0% | 0 | 0 | _____
[12 empty] | _____ |  | 0% | 0 | 0 | _____
[12 empty] | _____ |  | 0% | 0 | 0 | _____
[12 empty] | _____ |  | 0% | 0 | 0 | _____
[12 empty] | _____ |  | 0% | 0 | 0 | _____
[12 empty] | _____ |  | 0% | 0 | 0 | _____
[12 empty] | _____ |  | 0% | 0 | 0 | _____
[12 empty] | _____ |  | 0% | 0 | 0 | _____
[12 empty] | _____ |  | 0% | 0 | 0 | _____
[12 empty] | _____ |  | 0% | 0 | 0 | _____
[12 empty] | _____ |  | 0% | 0 | 0 | _____
[12 empty] | _____ |  | 0% | 0 | 0 | _____
[12 empty] | _____ |  | 0% | 0 | 0 | _____
[12 empty] | _____ |  | 0% | 0 | 0 | _____
[12 empty] | _____ |  | 0% | 0 | 0 | _____
[12 empty] | _____ |  | 0% | 0 | 0 | _____
[12 empty] | _____ |  | 0% | 0 | 0 | _____
[12 empty] | _____ |  | 0% | 0 | 0 | _____
[12 empty] | _____ |  | 0% | 0 | 0 | _____
[12 empty] | _____ |  | 0% | 0 | 0 | _____
[12 empty] | _____ |  | 0% | 0 | 0 | _____
[12 empty] | _____ |  | 0% | 0 | 0 | _____
[12 empty] | _____ |  | 0% | 0 | 0 | _____
[12 empty] | _____ |  | 0% | 0 | 0 | _____
[12 empty] | _____ |  | 0% | 0 | 0 | _____
[12 empty] | _____ |  | 0% | 0 | 0 | _____
[12 empty] | _____ |  | 0% | 0 | 0 | _____
[12 empty] | _____ |  | 0% | 0 | 0 | _____
[12 empty] | _____ |  | 0% | 0 | 0 | _____
[12 empty] | _____ |  | 0% | 0 | 0 | _____
[12 empty] | _____ |  | 0% | 0 | 0 | _____
[12 empty] | _____ |  | 0% | 0 | 0 | _____
[12 empty] | _____ |  | 0% | 0 | 0 | _____
[12 empty] | _____ |  | 0% | 0 | 0 | _____
[12 empty] | _____ |  | 0% | 0 | 0 | _____
[12 empty] | _____ |  | 0% | 0 | 0 | _____
[12 empty] | _____ |  | 0% | 0 | 0 | _____
[12 empty] | _____ |  | 0% | 0 | 0 | _____
[12 empty] | _____ |  | 0% | 0 | 0 | _____
[12 empty] | _____ |  | 0% | 0 | 0 | _____
[12 empty] | _____ |  | 0% | 0 | 0 | _____
[12 empty] | _____ |  | 0% | 0 | 0 | _____
[12 empty] | _____ |  | 0% | 0 | 0 | _____
[12 empty] | _____ |  | 0% | 0 | 0 | _____
[12 empty] | _____ |  | 0% | 0 | 0 | _____
[12 empty] | _____ |  | 0% | 0 | 0 | _____
[12 empty] | _____ |  | 0% | 0 | 0 | _____
[12 empty] | _____ |  | 0% | 0 | 0 | _____
[12 empty] | _____ |  | 0% | 0 | 0 | _____
[12 empty] | _____ |  | 0% | 0 | 0 | _____
[12 empty] | _____ |  | 0% | 0 | 0 | _____
[12 empty] | _____ |  | 0% | 0 | 0 | _____
[12 empty] | _____ |  | 0% | 0 | 0 | _____
[12 empty] | _____ |  | 0% | 0 | 0 | _____
[12 empty] | _____ |  | 0% | 0 | 0 | _____
[12 empty] | _____ |  | 0% | 0 | 0 | _____
[12 empty] | _____ |  | 0% | 0 | 0 | _____
[12 empty] | _____ |  | 0% | 0 | 0 | _____
[12 empty] | _____ |  | 0% | 0 | 0 | _____
[12 empty] | _____ |  | 0% | 0 | 0 | _____
[12 empty] | _____ |  | 0% | 0 | 0 | _____
[12 empty] | _____ |  | 0% | 0 | 0 | _____
[12 empty] | _____ |  | 0% | 0 | 0 | _____
[12 empty] | _____ |  | 0% | 0 | 0 | _____
[12 empty] | _____ |  | 0% | 0 | 0 | _____
[12 empty] | _____ |  | 0% | 0 | 0 | _____
[12 empty] | _____ |  | 0% | 0 | 0 | _____
[12 empty] | _____ |  | 0% | 0 | 0 | _____
[12 empty] | _____ |  | 0% | 0 | 0 | _____
[12 empty] | _____ |  | 0% | 0 | 0 | _____
[12 empty] | _____ |  | 0% | 0 | 0 | _____
[12 empty] | _____ |  | 0% | 0 | 0 | _____
[12 empty] | _____ |  | 0% | 0 | 0 | _____
[12 empty] | _____ |  | 0% | 0 | 0 | _____
[12 empty] | _____ |  | 0% | 0 | 0 | _____
[12 empty] | _____ |  | 0% | 0 | 0 | _____
[12 empty] | _____ |  | 0% | 0 | 0 | _____
[12 empty] | _____ |  | 0% | 0 | 0 | _____
[12 empty] | _____ |  | 0% | 0 | 0 | _____
[12 empty] | _____ |  | 0% | 0 | 0 | _____
[12 empty] | _____ |  | 0% | 0 | 0 | _____
[12 empty] | _____ |  | 0% | 0 | 0 | _____
[12 empty] | _____ |  | 0% | 0 | 0 | _____
[12 empty] | _____ |  | 0% | 0 | 0 | _____
[12 empty] | _____ |  | 0% | 0 | 0 | _____
[12 empty] | _____ |  | 0% | 0 | 0 | _____
[12 empty] | _____ |  | 0% | 0 | 0 | _____
[12 empty] | _____ |  | 0% | 0 | 0 | _____
[12 empty] | _____ |  | 0% | 0 | 0 | _____
[12 empty] | _____ |  | 0% | 0 | 0 | _____
[12 empty] | _____ |  | 0% | 0 | 0 | _____
[12 empty] | _____ |  | 0% | 0 | 0 | _____
[12 empty] | _____ |  | 0% | 0 | 0 | _____
[12 empty] | _____ |  | 0% | 0 | 0 | _____
[12 empty] | _____ |  | 0% | 0 | 0 | _____
[12 empty] | _____ |  | 0% | 0 | 0 | _____
[12 empty] | _____ |  | 0% | 0 | 0 | _____
[12 empty] | _____ |  | 0% | 0 | 0 | _____
[12 empty] | _____ |  | 0% | 0 | 0 | _____
[12 empty] | _____ |  | 0% | 0 | 0 | _____
[12 empty] | _____ |  | 0% | 0 | 0 | _____
[12 empty] | _____ |  | 0% | 0 | 0 | _____
[12 empty] | _____ |  | 0% | 0 | 0 | _____
[12 empty] | _____ |  | 0% | 0 | 0 | _____
[12 empty] | _____ |  | 0% | 0 | 0 | _____
[12 empty] | _____ |  | 0% | 0 | 0 | _____
[12 empty] | _____ |  | 0% | 0 | 0 | _____
[12 empty] | _____ |  | 0% | 0 | 0 | _____
[12 empty] | _____ |  | 0% | 0 | 0 | _____
[12 empty] | _____ |  | 0% | 0 | 0 | _____
[12 empty] | _____ |  | 0% | 0 | 0 | _____
[12 empty] | _____ |  | 0% | 0 | 0 | _____
[12 empty] | _____ |  | 0% | 0 | 0 | _____
[12 empty] | _____ |  | 0% | 0 | 0 | _____
[12 empty] | _____ |  | 0% | 0 | 0 | _____
[12 empty] | _____ |  | 0% | 0 | 0 | _____
[12 empty] | _____ |  | 0% | 0 | 0 | _____
[12 empty] | _____ |  | 0% | 0 | 0 | _____
[12 empty] | _____ |  | 0% | 0 | 0 | _____
[12 empty] | _____ |  | 0% | 0 | 0 | _____
[12 empty] | _____ |  | 0% | 0 | 0 | _____
[12 empty] | _____ |  | 0% | 0 | 0 | _____
[12 empty] | _____ |  | 0% | 0 | 0 | _____
[12 empty] | _____ |  | 0% | 0 | 0 | _____
[12 empty] | _____ |  | 0% | 0 | 0 | _____
[12 empty] | _____ |  | 0% | 0 | 0 | _____
[12 empty] | _____ |  | 0% | 0 | 0 | _____
[12 empty] | _____ |  | 0% | 0 | 0 | _____
[12 empty] | _____ |  | 0% | 0 | 0 | _____
[12 empty] | _____ |  | 0% | 0 | 0 | _____
[12 empty] | _____ |  | 0% | 0 | 0 | _____
[12 empty] | _____ |  | 0% | 0 | 0 | _____
[12 empty] | _____ |  | 0% | 0 | 0 | _____
[12 empty] | _____ |  | 0% | 0 | 0 | _____
[12 empty] | _____ |  | 0% | 0 | 0 | _____
[12 empty] | _____ |  | 0% | 0 | 0 | _____
[12 empty] | _____ |  | 0% | 0 | 0 | _____
[12 empty] | _____ |  | 0% | 0 | 0 | _____
[12 empty] | _____ |  | 0% | 0 | 0 | _____
[12 empty] | _____ |  | 0% | 0 | 0 | _____
[12 empty] | _____ |  | 0% | 0 | 0 | _____
[12 empty] | _____ |  | 0% | 0 | 0 | _____
[12 empty] | _____ |  | 0% | 0 | 0 | _____
[12 empty] | _____ |  | 0% | 0 | 0 | _____
[12 empty] | _____ |  | 0% | 0 | 0 | _____
[12 empty] | _____ |  | 0% | 0 | 0 | _____
[12 empty] | _____ |  | 0% | 0 | 0 | _____
[12 empty] | _____ |  | 0% | 0 | 0 | _____
[12 empty] | _____ |  | 0% | 0 | 0 | _____
[12 empty] | _____ |  | 0% | 0 | 0 | _____
[12 empty] | _____ |  | 0% | 0 | 0 | _____
[12 empty] | _____ |  | 0% | 0 | 0 | _____
[12 empty] | _____ |  | 0% | 0 | 0 | _____
[12 empty] | _____ |  | 0% | 0 | 0 | _____
[12 empty] | _____ |  | 0% | 0 | 0 | _____
[12 empty] | _____ |  | 0% | 0 | 0 | _____
[12 empty] | _____ |  | 0% | 0 | 0 | _____
[12 empty] | _____ |  | 0% | 0 | 0 | _____
[12 empty] | _____ |  | 0% | 0 | 0 | _____
[12 empty] | _____ |  | 0% | 0 | 0 | _____
[12 empty] | _____ |  | 0% | 0 | 0 | _____
[12 empty] | _____ |  | 0% | 0 | 0 | _____
[12 empty] | _____ |  | 0% | 0 | 0 | _____
[12 empty] | _____ |  | 0% | 0 | 0 | _____
[12 empty] | _____ |  | 0% | 0 | 0 | _____
[12 empty] | _____ |  | 0% | 0 | 0 | _____
[12 empty] | _____ |  | 0% | 0 | 0 | _____
[12 empty] | _____ |  | 0% | 0 | 0 | _____
[12 empty] | _____ |  | 0% | 0 | 0 | _____
[12 empty] | _____ |  | 0% | 0 | 0 | _____
[12 empty] | _____ |  | 0% | 0 | 0 | _____
[12 empty] | _____ |  | 0% | 0 | 0 | _____
[12 empty] | _____ |  | 0% | 0 | 0 | _____
[12 empty] | _____ |  | 0% | 0 | 0 | _____
[12 empty] | _____ |  | 0% | 0 | 0 | _____
[12 empty] | _____ |  | 0% | 0 | 0 | _____
[12 empty] | _____ |  | 0% | 0 | 0 | _____
[12 empty] | _____ |  | 0% | 0 | 0 | _____
[12 empty] | _____ |  | 0% | 0 | 0 | _____
[12 empty] | _____ |  | 0% | 0 | 0 | _____
[12 empty] | _____ |  | 0% | 0 | 0 | _____
[12 empty] | _____ |  | 0% | 0 | 0 | _____
[12 empty] | _____ |  | 0% | 0 | 0 | _____
[12 empty] | _____ |  | 0% | 0 | 0 | _____
[12 empty] | _____ |  | 0% | 0 | 0 | _____
[12 empty] | _____ |  | 0% | 0 | 0 | _____
[12 empty] | _____ |  | 0% | 0 | 0 | _____
[12 empty] | _____ |  | 0% | 0 | 0 | _____
[12 empty] | _____ |  | 0% | 0 | 0 | _____
[12 empty] | _____ |  | 0% | 0 | 0 | _____
[12 empty] | _____ |  | 0% | 0 | 0 | _____
[12 empty] | _____ |  | 0% | 0 | 0 | _____
[12 empty] | _____ |  | 0% | 0 | 0 | _____
[12 empty] | _____ |  | 0% | 0 | 0 | _____
[12 empty] | _____ |  | 0% | 0 | 0 | _____
[12 empty] | _____ |  | 0% | 0 | 0 | _____
[12 empty] | _____ |  | 0% | 0 | 0 | _____
[12 empty] | _____ |  | 0% | 0 | 0 | _____
[12 empty] | _____ |  | 0% | 0 | 0 | _____
[12 empty] | _____ |  | 0% | 0 | 0 | _____
[12 empty] | _____ |  | 0% | 0 | 0 | _____
[12 empty] | _____ |  | 0% | 0 | 0 | _____
[12 empty] | _____ |  | 0% | 0 | 0 | _____
[12 empty] | _____ |  | 0% | 0 | 0 | _____
[12 empty] | _____ |  | 0% | 0 | 0 | _____
[12 empty] | _____ |  | 0% | 0 | 0 | _____
[12 empty] | _____ |  | 0% | 0 | 0 | _____
[12 empty] | _____ |  | 0% | 0 | 0 | _____
[12 empty] | _____ |  | 0% | 0 | 0 | _____
[12 empty] | _____ |  | 0% | 0 | 0 | _____
[12 empty] | _____ |  | 0% | 0 | 0 | _____
[12 empty] | _____ |  | 0% | 0 | 0 | _____
[12 empty] | _____ |  | 0% | 0 | 0 | _____
[12 empty] | _____ |  | 0% | 0 | 0 | _____
[12 empty] | _____ |  | 0% | 0 | 0 | _____
[12 empty] | _____ |  | 0% | 0 | 0 | _____
[12 empty] | _____ |  | 0% | 0 | 0 | _____
[12 empty] | _____ |  | 0% | 0 | 0 | _____
[12 empty] | _____ |  | 0% | 0 | 0 | _____
[12 empty] | _____ |  | 0% | 0 | 0 | _____
[12 empty] | _____ |  | 0% | 0 | 0 | _____
[12 empty] | _____ |  | 0% | 0 | 0 | _____
[12 empty] | _____ |  | 0% | 0 | 0 | _____
[12 empty] | _____ |  | 0% | 0 | 0 | _____
[12 empty] | _____ |  | 0% | 0 | 0 | _____
[12 empty] | _____ |  | 0% | 0 | 0 | _____
[12 empty] | _____ |  | 0% | 0 | 0 | _____
[12 empty] | _____ |  | 0% | 0 | 0 | _____
[12 empty] | _____ |  | 0% | 0 | 0 | _____
[12 empty] | _____ |  | 0% | 0 | 0 | _____
[12 empty] | _____ |  | 0% | 0 | 0 | _____
[12 empty] | _____ |  | 0% | 0 | 0 | _____
[12 empty] | _____ |  | 0% | 0 | 0 | _____
[12 empty] | _____ |  | 0% | 0 | 0 | _____
[12 empty] | _____ |  | 0% | 0 | 0 | _____
[12 empty] | _____ |  | 0% | 0 | 0 | _____
[12 empty] | _____ |  | 0% | 0 | 0 | _____
[12 empty] | _____ |  | 0% | 0 | 0 | _____
[12 empty] | _____ |  | 0% | 0 | 0 | _____
[12 empty] | _____ |  | 0% | 0 | 0 | _____
[12 empty] | _____ |  | 0% | 0 | 0 | _____
[12 empty] | _____ |  | 0% | 0 | 0 | _____
[12 empty] | _____ |  | 0% | 0 | 0 | _____
[12 empty] | _____ |  | 0% | 0 | 0 | _____
[12 empty] | _____ |  | 0% | 0 | 0 | _____
[12 empty] | _____ |  | 0% | 0 | 0 | _____
[12 empty] | _____ |  | 0% | 0 | 0 | _____
[12 empty] | _____ |  | 0% | 0 | 0 | _____
[12 empty] | _____ |  | 0% | 0 | 0 | _____
[12 empty] | _____ |  | 0% | 0 | 0 | _____
[12 empty] | _____ |  | 0% | 0 | 0 | _____
[12 empty] | _____ |  | 0% | 0 | 0 | _____
[12 empty] | _____ |  | 0% | 0 | 0 | _____
[12 empty] | _____ |  | 0% | 0 | 0 | _____
[12 empty] | _____ |  | 0% | 0 | 0 | _____
[12 empty] | _____ |  | 0% | 0 | 0 | _____
[12 empty] | _____ |  | 0% | 0 | 0 | _____
[12 empty] | _____ |  | 0% | 0 | 0 | _____
[12 empty] | _____ |  | 0% | 0 | 0 | _____
[12 empty] | _____ |  | 0% | 0 | 0 | _____
[12 empty] | _____ |  | 0% | 0 | 0 | _____
[12 empty] | _____ |  | 0% | 0 | 0 | _____
[12 empty] | _____ |  | 0% | 0 | 0 | _____
[12 empty] | _____ |  | 0% | 0 | 0 | _____
[12 empty] | _____ |  | 0% | 0 | 0 | _____
[12 empty] | _____ |  | 0% | 0 | 0 | _____
[12 empty] | _____ |  | 0% | 0 | 0 | _____
[12 empty] | _____ |  | 0% | 0 | 0 | _____
[12 empty] | _____ |  | 0% | 0 | 0 | _____
[12 empty] | _____ |  | 0% | 0 | 0 | _____
[12 empty] | _____ |  | 0% | 0 | 0 | _____
[12 empty] | _____ |  | 0% | 0 | 0 | _____
[12 empty] | _____ |  | 0% | 0 | 0 | _____
[12 empty] | _____ |  | 0% | 0 | 0 | _____
[12 empty] | _____ |  | 0% | 0 | 0 | _____
[12 empty] | _____ |  | 0% | 0 | 0 | _____
[12 empty] | _____ |  | 0% | 0 | 0 | _____
[12 empty] | _____ |  | 0% | 0 | 0 | _____
[12 empty] | _____ |  | 0% | 0 | 0 | _____
[12 empty] | _____ |  | 0% | 0 | 0 | _____
[12 empty] | _____ |  | 0% | 0 | 0 | _____
[12 empty] | _____ |  | 0% | 0 | 0 | _____
[12 empty] | _____ |  | 0% | 0 | 0 | _____
[12 empty] | _____ |  | 0% | 0 | 0 | _____
[12 empty] | _____ |  | 0% | 0 | 0 | _____
[12 empty] | _____ |  | 0% | 0 | 0 | _____
[12 empty] | _____ |  | 0% | 0 | 0 | _____
[12 empty] | _____ |  | 0% | 0 | 0 | _____
[12 empty] | _____ |  | 0% | 0 | 0 | _____
[12 empty] | _____ |  | 0% | 0 | 0 | _____
[12 empty] | _____ |  | 0% | 0 | 0 | _____
[12 empty] | _____ |  | 0% | 0 | 0 | _____
[12 empty] | _____ |  | 0% | 0 | 0 | _____
[12 empty] | _____ |  | 0% | 0 | 0 | _____
[12 empty] | _____ |  | 0% | 0 | 0 | _____
[12 empty] | _____ |  | 0% | 0 | 0 | _____
[12 empty] | _____ |  | 0% | 0 | 0 | _____
[12 empty] | _____ |  | 0% | 0 | 0 | _____
[12 empty] | _____ |  | 0% | 0 | 0 | _____
[12 empty] | _____ |  | 0% | 0 | 0 | _____
[12 empty] | _____ |  | 0% | 0 | 0 | _____
[12 empty] | _____ |  | 0% | 0 | 0 | _____
[12 empty] | _____ |  | 0% | 0 | 0 | _____
[12 empty] | _____ |  | 0% | 0 | 0 | _____
[12 empty] | _____ |  | 0% | 0 | 0 | _____
[12 empty] | _____ |  | 0% | 0 | 0 | _____
[12 empty] | _____ |  | 0% | 0 | 0 | _____
[12 empty] | _____ |  | 0% | 0 | 0 | _____
[12 empty] | _____ |  | 0% | 0 | 0 | _____
[12 empty] | _____ |  | 0% | 0 | 0 | _____
[12 empty] | _____ |  | 0% | 0 | 0 | _____
[12 empty] | _____ |  | 0% | 0 | 0 | _____
[12 empty] | _____ |  | 0% | 0 | 0 | _____
[12 empty] | _____ |  | 0% | 0 | 0 | _____
[12 empty] | _____ |  | 0% | 0 | 0 | _____
[12 empty] | _____ |  | 0% | 0 | 0 | _____
[12 empty] | _____ |  | 0% | 0 | 0 | _____
[12 empty] | _____ |  | 0% | 0 | 0 | _____
[12 empty] | _____ |  | 0% | 0 | 0 | _____
[12 empty] | _____ |  | 0% | 0 | 0 | _____
[12 empty] | _____ |  | 0% | 0 | 0 | _____
[12 empty] | _____ |  | 0% | 0 | 0 | _____
[12 empty] | _____ |  | 0% | 0 | 0 | _____
[12 empty] | _____ |  | 0% | 0 | 0 | _____
[12 empty] | _____ |  | 0% | 0 | 0 | _____
[12 empty] | _____ |  | 0% | 0 | 0 | _____
[12 empty] | _____ |  | 0% | 0 | 0 | _____
[12 empty] | _____ |  | 0% | 0 | 0 | _____
[12 empty] | _____ |  | 0% | 0 | 0 | _____
[12 empty] | _____ |  | 0% | 0 | 0 | _____
[12 empty] | _____ |  | 0% | 0 | 0 | _____
[12 empty] | _____ |  | 0% | 0 | 0 | _____
[12 empty] | _____ |  | 0% | 0 | 0 | _____
[12 empty] | _____ |  | 0% | 0 | 0 | _____
[12 empty] | _____ |  | 0% | 0 | 0 | _____
[12 empty] | _____ |  | 0% | 0 | 0 | _____
[12 empty] | _____ |  | 0% | 0 | 0 | _____
[12 empty] | _____ |  | 0% | 0 | 0 | _____
[12 empty] | _____ |  | 0% | 0 | 0 | _____
[12 empty] | _____ |  | 0% | 0 | 0 | _____
[12 empty] | _____ |  | 0% | 0 | 0 | _____
[12 empty] | _____ |  | 0% | 0 | 0 | _____
[12 empty] | _____ |  | 0% | 0 | 0 | _____
[12 empty] | _____ |  | 0% | 0 | 0 | _____
[12 empty] | _____ |  | 0% | 0 | 0 | _____
[12 empty] | _____ |  | 0% | 0 | 0 | _____
[12 empty] | _____ |  | 0% | 0 | 0 | _____
[12 empty] | _____ |  | 0% | 0 | 0 | _____
[12 empty] | _____ |  | 0% | 0 | 0 | _____
[12 empty] | _____ |  | 0% | 0 | 0 | _____
[12 empty] | _____ |  | 0% | 0 | 0 | _____
[12 empty] | _____ |  | 0% | 0 | 0 | _____
[12 empty] | _____ |  | 0% | 0 | 0 | _____
[12 empty] | _____ |  | 0% | 0 | 0 | _____
[12 empty] | _____ |  | 0% | 0 | 0 | _____
[12 empty] | _____ |  | 0% | 0 | 0 | _____
[12 empty] | _____ |  | 0% | 0 | 0 | _____
[12 empty] | _____ |  | 0% | 0 | 0 | _____
[12 empty] | _____ |  | 0% | 0 | 0 | _____
[12 empty] | _____ |  | 0% | 0 | 0 | _____
[12 empty] | _____ |  | 0% | 0 | 0 | _____
[12 empty] | _____ |  | 0% | 0 | 0 | _____
[12 empty] | _____ |  | 0% | 0 | 0 | _____
[12 empty] | _____ |  | 0% | 0 | 0 | _____
[12 empty] | _____ |  | 0% | 0 | 0 | _____
[12 empty] | _____ |  | 0% | 0 | 0 | _____
[12 empty] | _____ |  | 0% | 0 | 0 | _____
[12 empty] | _____ |  | 0% | 0 | 0 | _____
[12 empty] | _____ |  | 0% | 0 | 0 | _____
[12 empty] | _____ |  | 0% | 0 | 0 | _____
[12 empty] | _____ |  | 0% | 0 | 0 | _____
[12 empty] | _____ |  | 0% | 0 | 0 | _____
[12 empty] | _____ |  | 0% | 0 | 0 | _____
[12 empty] | _____ |  | 0% | 0 | 0 | _____
[12 empty] | _____ |  | 0% | 0 | 0 | _____
[12 empty] | _____ |  | 0% | 0 | 0 | _____
[12 empty] | _____ |  | 0% | 0 | 0 | _____
[12 empty] | _____ |  | 0% | 0 | 0 | _____
[12 empty] | _____ |  | 0% | 0 | 0 | _____
[12 empty] | _____ |  | 0% | 0 | 0 | _____
[12 empty] | _____ |  | 0% | 0 | 0 | _____
[12 empty] | _____ |  | 0% | 0 | 0 | _____
[12 empty] | _____ |  | 0% | 0 | 0 | _____
[12 empty] | _____ |  | 0% | 0 | 0 | _____
[12 empty] | _____ |  | 0% | 0 | 0 | _____
[12 empty] | _____ |  | 0% | 0 | 0 | _____
[12 empty] | _____ |  | 0% | 0 | 0 | _____
[12 empty] | _____ |  | 0% | 0 | 0 | _____
[12 empty] | _____ |  | 0% | 0 | 0 | _____
[12 empty] | _____ |  | 0% | 0 | 0 | _____
[12 empty] | _____ |  | 0% | 0 | 0 | _____
[12 empty] | _____ |  | 0% | 0 | 0 | _____
[12 empty] | _____ |  | 0% | 0 | 0 | _____
[12 empty] | _____ |  | 0% | 0 | 0 | _____
[12 empty] | _____ |  | 0% | 0 | 0 | _____
[12 empty] | _____ |  | 0% | 0 | 0 | _____
[12 empty] | _____ |  | 0% | 0 | 0 | _____
[12 empty] | _____ |  | 0% | 0 | 0 | _____
[12 empty] | _____ |  | 0% | 0 | 0 | _____
[12 empty] | _____ |  | 0% | 0 | 0 | _____
[12 empty] | _____ |  | 0% | 0 | 0 | _____
[12 empty] | _____ |  | 0% | 0 | 0 | _____
[12 empty] | _____ |  | 0% | 0 | 0 | _____
[12 empty] | _____ |  | 0% | 0 | 0 | _____
[12 empty] | _____ |  | 0% | 0 | 0 | _____
[12 empty] | _____ |  | 0% | 0 | 0 | _____
[12 empty] | _____ |  | 0% | 0 | 0 | _____
[12 empty] | _____ |  | 0% | 0 | 0 | _____
[12 empty] | _____ |  | 0% | 0 | 0 | _____
[12 empty] | _____ |  | 0% | 0 | 0 | _____
[12 empty] | _____ |  | 0% | 0 | 0 | _____
[12 empty] | _____ |  | 0% | 0 | 0 | _____
[12 empty] | _____ |  | 0% | 0 | 0 | _____
[12 empty] | _____ |  | 0% | 0 | 0 | _____
[12 empty] | _____ |  | 0% | 0 | 0 | _____
[12 empty] | _____ |  | 0% | 0 | 0 | _____
[12 empty] | _____ |  | 0% | 0 | 0 | _____
[12 empty] | _____ |  | 0% | 0 | 0 | _____
[12 empty] | _____ |  | 0% | 0 | 0 | _____
[12 empty] | _____ |  | 0% | 0 | 0 | _____
[12 empty] | _____ |  | 0% | 0 | 0 | _____
[12 empty] | _____ |  | 0% | 0 | 0 | _____
[12 empty] | _____ |  | 0% | 0 | 0 | _____
[12 empty] | _____ |  | 0% | 0 | 0 | _____
[12 empty] | _____ |  | 0% | 0 | 0 | _____
[12 empty] | _____ |  | 0% | 0 | 0 | _____
[12 empty] | _____ |  | 0% | 0 | 0 | _____
[12 empty] | _____ |  | 0% | 0 | 0 | _____
[12 empty] | _____ |  | 0% | 0 | 0 | _____
[12 empty] | _____ |  | 0% | 0 | 0 | _____
[12 empty] | _____ |  | 0% | 0 | 0 | _____
[12 empty] | _____ |  | 0% | 0 | 0 | _____
[12 empty] | _____ |  | 0% | 0 | 0 | _____
[12 empty] | _____ |  | 0% | 0 | 0 | _____
[12 empty] | _____ |  | 0% | 0 | 0 | _____
[12 empty] | _____ |  | 0% | 0 | 0 | _____
[12 empty] | _____ |  | 0% | 0 | 0 | _____
[12 empty] | _____ |  | 0% | 0 | 0 | _____
[12 empty] | _____ |  | 0% | 0 | 0 | _____
[12 empty] | _____ |  | 0% | 0 | 0 | _____
[12 empty] | _____ |  | 0% | 0 | 0 | _____
[12 empty] | _____ |  | 0% | 0 | 0 | _____
[12 empty] | _____ |  | 0% | 0 | 0 | _____
[12 empty] | _____ |  | 0% | 0 | 0 | _____
[12 empty] | _____ |  | 0% | 0 | 0 | _____
[12 empty] | _____ |  | 0% | 0 | 0 | _____
[12 empty] | _____ |  | 0% | 0 | 0 | _____
[12 empty] | _____ |  | 0% | 0 | 0 | _____
[12 empty] | _____ |  | 0% | 0 | 0 | _____
[12 empty] | _____ |  | 0% | 0 | 0 | _____
[12 empty] | _____ |  | 0% | 0 | 0 | _____
[12 empty] | _____ |  | 0% | 0 | 0 | _____
[12 empty] | _____ |  | 0% | 0 | 0 | _____
[12 empty] | _____ |  | 0% | 0 | 0 | _____
[12 empty] | _____ |  | 0% | 0 | 0 | _____
[12 empty] | _____ |  | 0% | 0 | 0 | _____
[12 empty] | _____ |  | 0% | 0 | 0 | _____
[12 empty] | _____ |  | 0% | 0 | 0 | _____
[12 empty] | _____ |  | 0% | 0 | 0 | _____
[12 empty] | _____ |  | 0% | 0 | 0 | _____
[12 empty] | _____ |  | 0% | 0 | 0 | _____
[12 empty] | _____ |  | 0% | 0 | 0 | _____
[12 empty] | _____ |  | 0% | 0 | 0 | _____
[12 empty] | _____ |  | 0% | 0 | 0 | _____
[12 empty] | _____ |  | 0% | 0 | 0 | _____
[12 empty] | _____ |  | 0% | 0 | 0 | _____
[12 empty] | _____ |  | 0% | 0 | 0 | _____
[12 empty] | _____ |  | 0% | 0 | 0 | _____
[12 empty] | _____ |  | 0% | 0 | 0 | _____
[12 empty] | _____ |  | 0% | 0 | 0 | _____
[12 empty] | _____ |  | 0% | 0 | 0 | _____
[12 empty] | _____ |  | 0% | 0 | 0 | _____
[12 empty] | _____ |  | 0% | 0 | 0 | _____
[12 empty] | _____ |  | 0% | 0 | 0 | _____
[12 empty] | _____ |  | 0% | 0 | 0 | _____
[12 empty] | _____ |  | 0% | 0 | 0 | _____
[12 empty] | _____ |  | 0% | 0 | 0 | _____
[12 empty] | _____ |  | 0% | 0 | 0 | _____
[12 empty] | _____ |  | 0% | 0 | 0 | _____
[12 empty] | _____ |  | 0% | 0 | 0 | _____
[12 empty] | _____ |  | 0% | 0 | 0 | _____
[12 empty] | _____ |  | 0% | 0 | 0 | _____
[12 empty] | _____ |  | 0% | 0 | 0 | _____
[12 empty] | _____ |  | 0% | 0 | 0 | _____
[12 empty] | _____ |  | 0% | 0 | 0 | _____
[12 empty] | _____ |  | 0% | 0 | 0 | _____
[12 empty] | _____ |  | 0% | 0 | 0 | _____
[12 empty] | _____ |  | 0% | 0 | 0 | _____
[12 empty] | _____ |  | 0% | 0 | 0 | _____
[12 empty] | _____ |  | 0% | 0 | 0 | _____
[12 empty] | _____ |  | 0% | 0 | 0 | _____
[12 empty] | _____ |  | 0% | 0 | 0 | _____
[12 empty] | _____ |  | 0% | 0 | 0 | _____
[12 empty] | _____ |  | 0% | 0 | 0 | _____
[12 empty] | _____ |  | 0% | 0 | 0 | _____
[12 empty] | _____ |  | 0% | 0 | 0 | _____
[12 empty] | _____ |  | 0% | 0 | 0 | _____
[12 empty] | _____ |  | 0% | 0 | 0 | _____
[12 empty] | _____ |  | 0% | 0 | 0 | _____
[12 empty] | _____ |  | 0% | 0 | 0 | _____
[12 empty] | _____ |  | 0% | 0 | 0 | _____
[12 empty] | _____ |  | 0% | 0 | 0 | _____
[12 empty] | _____ |  | 0% | 0 | 0 | _____
[12 empty] | _____ |  | 0% | 0 | 0 | _____
[12 empty] | _____ |  | 0% | 0 | 0 | _____
[12 empty] | _____ |  | 0% | 0 | 0 | _____
[12 empty] | _____ |  | 0% | 0 | 0 | _____
[12 empty] | _____ |  | 0% | 0 | 0 | _____
[12 empty] | _____ |  | 0% | 0 | 0 | _____
[12 empty] | _____ |  | 0% | 0 | 0 | _____
[12 empty] | _____ |  | 0% | 0 | 0 | _____
[12 empty] | _____ |  | 0% | 0 | 0 | _____
[12 empty] | _____ |  | 0% | 0 | 0 | _____
[12 empty] | _____ |  | 0% | 0 | 0 | _____
[12 empty] | _____ |  | 0% | 0 | 0 | _____
[12 empty] | _____ |  | 0% | 0 | 0 | _____
[12 empty] | _____ |  | 0% | 0 | 0 | _____
[12 empty] | _____ |  | 0% | 0 | 0 | _____
[12 empty] | _____ |  | 0% | 0 | 0 | _____
[12 empty] | _____ |  | 0% | 0 | 0 | _____
[12 empty] | _____ |  | 0% | 0 | 0 | _____
[12 empty] | _____ |  | 0% | 0 | 0 | _____
[12 empty] | _____ |  | 0% | 0 | 0 | _____
[12 empty] | _____ |  | 0% | 0 | 0 | _____
[12 empty] | _____ |  | 0% | 0 | 0 | _____
[12 empty] | _____ |  | 0% | 0 | 0 | _____
[12 empty] | _____ |  | 0% | 0 | 0 | _____
[12 empty] | _____ |  | 0% | 0 | 0 | _____
[12 empty] | _____ |  | 0% | 0 | 0 | _____
[12 empty] | _____ |  | 0% | 0 | 0 | _____
[12 empty] | _____ |  | 0% | 0 | 0 | _____
[12 empty] | _____ |  | 0% | 0 | 0 | _____
[12 empty] | _____ |  | 0% | 0 | 0 | _____
[12 empty] | _____ |  | 0% | 0 | 0 | _____
[12 empty] | _____ |  | 0% | 0 | 0 | _____
[12 empty] | _____ |  | 0% | 0 | 0 | _____
[12 empty] | _____ |  | 0% | 0 | 0 | _____
[12 empty] | _____ |  | 0% | 0 | 0 | _____
[12 empty] | _____ |  | 0% | 0 | 0 | _____
[12 empty] | _____ |  | 0% | 0 | 0 | _____
[12 empty] | _____ |  | 0% | 0 | 0 | _____
[12 empty] | _____ |  | 0% | 0 | 0 | _____
[12 empty] | _____ |  | 0% | 0 | 0 | _____
[12 empty] | _____ |  | 0% | 0 | 0 | _____
[12 empty] | _____ |  | 0% | 0 | 0 | _____
[12 empty] | _____ |  | 0% | 0 | 0 | _____
[12 empty] | _____ |  | 0% | 0 | 0 | _____
[12 empty] | _____ |  | 0% | 0 | 0 | _____
[12 empty] | _____ |  | 0% | 0 | 0 | _____
[12 empty] | _____ |  | 0% | 0 | 0 | _____
[12 empty] | _____ |  | 0% | 0 | 0 | _____
[12 empty] | _____ |  | 0% | 0 | 0 | _____
[12 empty] | _____ |  | 0% | 0 | 0 | _____
[12 empty] | _____ |  | 0% | 0 | 0 | _____
[12 empty] | _____ |  | 0% | 0 | 0 | _____
[12 empty] | _____ |  | 0% | 0 | 0 | _____
[12 empty] | _____ |  | 0% | 0 | 0 | _____
[12 empty] | _____ |  | 0% | 0 | 0 | _____
[12 empty] | _____ |  | 0% | 0 | 0 | _____
[12 empty] | _____ |  | 0% | 0 | 0 | _____
[12 empty] | _____ |  | 0% | 0 | 0 | _____
[12 empty] | _____ |  | 0% | 0 | 0 | _____
[12 empty] | _____ |  | 0% | 0 | 0 | _____
[12 empty] | _____ |  | 0% | 0 | 0 | _____
[12 empty] | _____ |  | 0% | 0 | 0 | _____
[12 empty] | _____ |  | 0% | 0 | 0 | _____
[12 empty] | _____ |  | 0% | 0 | 0 | _____
[12 empty] | _____ |  | 0% | 0 | 0 | _____
[12 empty] | _____ |  | 0% | 0 | 0 | _____
[12 empty] | _____ |  | 0% | 0 | 0 | _____
[12 empty] | _____ |  | 0% | 0 | 0 | _____
[12 empty] | _____ |  | 0% | 0 | 0 | _____
[12 empty] | _____ |  | 0% | 0 | 0 | _____
[12 empty] | _____ |  | 0% | 0 | 0 | _____
[12 empty] | _____ |  | 0% | 0 | 0 | _____
[12 empty] | _____ |  | 0% | 0 | 0 | _____
[12 empty] | _____ |  | 0% | 0 | 0 | _____
[12 empty] | _____ |  | 0% | 0 | 0 | _____
[12 empty] | _____ |  | 0% | 0 | 0 | _____
[12 empty] | _____ |  | 0% | 0 | 0 | _____
[12 empty] | _____ |  | 0% | 0 | 0 | _____
[12 empty] | _____ |  | 0% | 0 | 0 | _____
[12 empty] | _____ |  | 0% | 0 | 0 | _____
[12 empty] | _____ |  | 0% | 0 | 0 | _____
[12 empty] | _____ |  | 0% | 0 | 0 | _____
[12 empty] | _____ |  | 0% | 0 | 0 | _____
[12 empty] | _____ |  | 0% | 0 | 0 | _____
[12 empty] | _____ |  | 0% | 0 | 0 | _____
[12 empty] | _____ |  | 0% | 0 | 0 | _____
[12 empty] | _____ |  | 0% | 0 | 0 | _____
[12 empty] | _____ |  | 0% | 0 | 0 | _____
[12 empty] | _____ |  | 0% | 0 | 0 | _____
[12 empty] | _____ |  | 0% | 0 | 0 | _____
[12 empty] | _____ |  | 0% | 0 | 0 | _____
[12 empty] | _____ |  | 0% | 0 | 0 | _____
[12 empty] | _____ |  | 0% | 0 | 0 | _____
[12 empty] | _____ |  | 0% | 0 | 0 | _____
[12 empty] | _____ |  | 0% | 0 | 0 | _____
[12 empty] | _____ |  | 0% | 0 | 0 | _____
[12 empty] | _____ |  | 0% | 0 | 0 | _____
[12 empty] | _____ |  | 0% | 0 | 0 | _____
[12 empty] | _____ |  | 0% | 0 | 0 | _____
[12 empty] | _____ |  | 0% | 0 | 0 | _____
[12 empty] | _____ |  | 0% | 0 | 0 | _____
[12 empty] | _____ |  | 0% | 0 | 0 | _____
[12 empty] | _____ |  | 0% | 0 | 0 | _____
[12 empty] | _____ |  | 0% | 0 | 0 | _____
[12 empty] | _____ |  | 0% | 0 | 0 | _____
[12 empty] | _____ |  | 0% | 0 | 0 | _____
[12 empty] | _____ |  | 0% | 0 | 0 | _____
[12 empty] | _____ |  | 0% | 0 | 0 | _____
[12 empty] | _____ |  | 0% | 0 | 0 | _____
[12 empty] | _____ |  | 0% | 0 | 0 | _____
[12 empty] | _____ |  | 0% | 0 | 0 | _____
[12 empty] | _____ |  | 0% | 0 | 0 | _____
[12 empty] | _____ |  | 0% | 0 | 0 | _____
[12 empty] | _____ |  | 0% | 0 | 0 | _____
[12 empty] | _____ |  | 0% | 0 | 0 | _____
[12 empty] | _____ |  | 0% | 0 | 0 | _____
[12 empty] | _____ |  | 0% | 0 | 0 | _____
[12 empty] | _____ |  | 0% | 0 | 0 | _____
[12 empty] | _____ |  | 0% | 0 | 0 | _____
[12 empty] | _____ |  | 0% | 0 | 0 | _____
[12 empty] | _____ |  | 0% | 0 | 0 | _____
[12 empty] | _____ |  | 0% | 0 | 0 | _____
[12 empty] | _____ |  | 0% | 0 | 0 | _____
[12 empty] | _____ |  | 0% | 0 | 0 | _____
[12 empty] | _____ |  | 0% | 0 | 0 | _____
[12 empty] | _____ |  | 0% | 0 | 0 | _____
[12 empty] | _____ |  | 0% | 0 | 0 | _____
[12 empty] | _____ |  | 0% | 0 | 0 | _____
[12 empty] | _____ |  | 0% | 0 | 0 | _____
[12 empty] | _____ |  | 0% | 0 | 0 | _____
[12 empty] | _____ |  | 0% | 0 | 0 | _____
[12 empty] | _____ |  | 0% | 0 | 0 | _____
[12 empty] | _____ |  | 0% | 0 | 0 | _____
[12 empty] | _____ |  | 0% | 0 | 0 | _____
[12 empty] | _____ |  | 0% | 0 | 0 | _____
[12 empty] | _____ |  | 0% | 0 | 0 | _____
[12 empty] | _____ |  | 0% | 0 | 0 | _____
[12 empty] | _____ |  | 0% | 0 | 0 | _____
[12 empty] | _____ |  | 0% | 0 | 0 | _____
[12 empty] | _____ |  | 0% | 0 | 0 | _____
[12 empty] | _____ |  | 0% | 0 | 0 | _____
[12 empty] | _____ |  | 0% | 0 | 0 | _____
[12 empty] | _____ |  | 0% | 0 | 0 | _____
[12 empty] | _____ |  | 0% | 0 | 0 | _____
[12 empty] | _____ |  | 0% | 0 | 0 | _____
[12 empty] | _____ |  | 0% | 0 | 0 | _____
[12 empty] | _____ |  | 0% | 0 | 0 | _____
[12 empty] | _____ |  | 0% | 0 | 0 | _____
[12 empty] | _____ |  | 0% | 0 | 0 | _____
[12 empty] | _____ |  | 0% | 0 | 0 | _____
[12 empty] | _____ |  | 0% | 0 | 0 | _____
[12 empty] | _____ |  | 0% | 0 | 0 | _____
[12 empty] | _____ |  | 0% | 0 | 0 | _____
[12 empty] | _____ |  | 0% | 0 | 0 | _____
[12 empty] | _____ |  | 0% | 0 | 0 | _____
[12 empty] | _____ |  | 0% | 0 | 0 | _____
[12 empty] | _____ |  | 0% | 0 | 0 | _____
[12 empty] | _____ |  | 0% | 0 | 0 | _____
[12 empty] | _____ |  | 0% | 0 | 0 | _____
[12 empty] | _____ |  | 0% | 0 | 0 | _____
[12 empty] | _____ |  | 0% | 0 | 0 | _____
[12 empty] | _____ |  | 0% | 0 | 0 | _____
[12 empty] | _____ |  | 0% | 0 | 0 | _____
[12 empty] | _____ |  | 0% | 0 | 0 | _____
[12 empty] | _____ |  | 0% | 0 | 0 | _____
[12 empty] | _____ |  | 0% | 0 | 0 | _____
[12 empty] | _____ |  | 0% | 0 | 0 | _____
[12 empty] | _____ |  | 0% | 0 | 0 | _____
[12 empty] | _____ |  | 0% | 0 | 0 | _____
[12 empty] | _____ |  | 0% | 0 | 0 | _____
[12 empty] | _____ |  | 0% | 0 | 0 | _____
[12 empty] | _____ |  | 0% | 0 | 0 | _____
[12 empty] | _____ |  | 0% | 0 | 0 | _____
[12 empty] | _____ |  | 0% | 0 | 0 | _____
[12 empty] | _____ |  | 0% | 0 | 0 | _____
[12 empty] | _____ |  | 0% | 0 | 0 | _____
[12 empty] | _____ |  | 0% | 0 | 0 | _____
[12 empty] | _____ |  | 0% | 0 | 0 | _____
[12 empty] | _____ |  | 0% | 0 | 0 | _____
[12 empty] | _____ |  | 0% | 0 | 0 | _____
[12 empty] | _____ |  | 0% | 0 | 0 | _____
[12 empty] | _____ |  | 0% | 0 | 0 | _____
[12 empty] | _____ |  | 0% | 0 | 0 | _____
[12 empty] | _____ |  | 0% | 0 | 0 | _____
[12 empty] | _____ |  | 0% | 0 | 0 | _____
[12 empty] | _____ |  | 0% | 0 | 0 | _____
[12 empty] | _____ |  | 0% | 0 | 0 | _____
[12 empty] | _____ |  | 0% | 0 | 0 | _____
[12 empty] | _____ |  | 0% | 0 | 0 | _____
[12 empty] | _____ |  | 0% | 0 | 0 | _____
[12 empty] | _____ |  | 0% | 0 | 0 | _____
[12 empty] | _____ |  | 0% | 0 | 0 | _____
[12 empty] | _____ |  | 0% | 0 | 0 | _____
[12 empty] | _____ |  | 0% | 0 | 0 | _____
[12 empty] | _____ |  | 0% | 0 | 0 | _____
[12 empty] | _____ |  | 0% | 0 | 0 | _____
[12 empty] | _____ |  | 0% | 0 | 0 | _____
[12 empty] | _____ |  | 0% | 0 | 0 | _____
[12 empty] | _____ |  | 0% | 0 | 0 | _____
[12 empty] | _____ |  | 0% | 0 | 0 | _____
[12 empty] | _____ |  | 0% | 0 | 0 | _____
[12 empty] | _____ |  | 0% | 0 | 0 | _____
[12 empty] | _____ |  | 0% | 0 | 0 | _____
[12 empty] | _____ |  | 0% | 0 | 0 | _____
[12 empty] | _____ |  | 0% | 0 | 0 | _____
[12 empty] | _____ |  | 0% | 0 | 0 | _____
[12 empty] | _____ |  | 0% | 0 | 0 | _____
[12 empty] | _____ |  | 0% | 0 | 0 | _____
[12 empty] | _____ |  | 0% | 0 | 0 | _____
[12 empty] | _____ |  | 0% | 0 | 0 | _____
[12 empty] | _____ |  | 0% | 0 | 0 | _____
[12 empty] | _____ |  | 0% | 0 | 0 | _____
[12 empty] | _____ |  | 0% | 0 | 0 | _____
[12 empty] | _____ |  | 0% | 0 | 0 | _____
[12 empty] | _____ |  | 0% | 0 | 0 | _____
[12 empty] | _____ |  | 0% | 0 | 0 | _____
[12 empty] | _____ |  | 0% | 0 | 0 | _____
[12 empty] | _____ |  | 0% | 0 | 0 | _____
[12 empty] | _____ |  | 0% | 0 | 0 | _____
[12 empty] | _____ |  | 0% | 0 | 0 | _____
[12 empty] | _____ |  | 0% | 0 | 0 | _____
[12 empty] | _____ |  | 0% | 0 | 0 | _____
[12 empty] | _____ |  | 0% | 0 | 0 | _____
[12 empty] | _____ |  | 0% | 0 | 0 | _____
[12 empty] | _____ |  | 0% | 0 | 0 | _____
[12 empty] | _____ |  | 0% | 0 | 0 | _____
[12 empty] | _____ |  | 0% | 0 | 0 | _____
[12 empty] | _____ |  | 0% | 0 | 0 | _____
[12 empty] | _____ |  | 0% | 0 | 0 | _____
[12 empty] | _____ |  | 0% | 0 | 0 | _____
[12 empty] | _____ |  | 0% | 0 | 0 | _____
[12 empty] | _____ |  | 0% | 0 | 0 | _____
[12 empty] | _____ |  | 0% | 0 | 0 | _____
[12 empty] | _____ |  | 0% | 0 | 0 | _____
[12 empty] | _____ |  | 0% | 0 | 0 | _____
[12 empty] | _____ |  | 0% | 0 | 0 | _____
[12 empty] | _____ |  | 0% | 0 | 0 | _____
[12 empty] | _____ |  | 0% | 0 | 0 | _____
[12 empty] | _____ |  | 0% | 0 | 0 | _____
[12 empty] | _____ |  | 0% | 0 | 0 | _____
[12 empty] | _____ |  | 0% | 0 | 0 | _____
[12 empty] | _____ |  | 0% | 0 | 0 | _____
[12 empty] | _____ |  | 0% | 0 | 0 | _____
[12 empty] | _____ |  | 0% | 0 | 0 | _____
[12 empty] | _____ |  | 0% | 0 | 0 | _____
[12 empty] | _____ |  | 0% | 0 | 0 | _____
[12 empty] | _____ |  | 0% | 0 | 0 | _____
[12 empty] | _____ |  | 0% | 0 | 0 | _____
[12 empty] | _____ |  | 0% | 0 | 0 | _____
[12 empty] | _____ |  | 0% | 0 | 0 | _____
[12 empty] | _____ |  | 0% | 0 | 0 | _____
[12 empty] | _____ |  | 0% | 0 | 0 | _____
[12 empty] | _____ |  | 0% | 0 | 0 | _____
[12 empty] | _____ |  | 0% | 0 | 0 | _____
[12 empty] | _____ |  | 0% | 0 | 0 | _____
[12 empty] | _____ |  | 0% | 0 | 0 | _____
[12 empty] | _____ |  | 0% | 0 | 0 | _____
[12 empty] | _____ |  | 0% | 0 | 0 | _____
[12 empty] | _____ |  | 0% | 0 | 0 | _____
[12 empty] | _____ |  | 0% | 0 | 0 | _____
[12 empty] | _____ |  | 0% | 0 | 0 | _____
[12 empty] | _____ |  | 0% | 0 | 0 | _____
[12 empty] | _____ |  | 0% | 0 | 0 | _____
[12 empty] | _____ |  | 0% | 0 | 0 | _____
[12 empty] | _____ |  | 0% | 0 | 0 | _____
[12 empty] | _____ |  | 0% | 0 | 0 | _____
[12 empty] | _____ |  | 0% | 0 | 0 | _____
[12 empty] | _____ |  | 0% | 0 | 0 | _____
[12 empty] | _____ |  | 0% | 0 | 0 | _____
[12 empty] | _____ |  | 0% | 0 | 0 | _____
[12 empty] | _____ |  | 0% | 0 | 0 | _____
[12 empty] | _____ |  | 0% | 0 | 0 | _____
[12 empty] | _____ |  | 0% | 0 | 0 | _____
[12 empty] | _____ |  | 0% | 0 | 0 | _____
[12 empty] | _____ |  | 0% | 0 | 0 | _____
[12 empty] | _____ |  | 0% | 0 | 0 | _____
[12 empty] | _____ |  | 0% | 0 | 0 | _____
[12 empty] | _____ |  | 0% | 0 | 0 | _____
[12 empty] | _____ |  | 0% | 0 | 0 | _____
[12 empty] | _____ |  | 0% | 0 | 0 | _____
[12 empty] | _____ |  | 0% | 0 | 0 | _____
[12 empty] | _____ |  | 0% | 0 | 0 | _____
[12 empty] | _____ |  | 0% | 0 | 0 | _____
[12 empty] | _____ |  | 0% | 0 | 0 | _____
[12 empty] | _____ |  | 0% | 0 | 0 | _____
[12 empty] | _____ |  | 0% | 0 | 0 | _____
[12 empty] | _____ |  | 0% | 0 | 0 | _____
[12 empty] | _____ |  | 0% | 0 | 0 | _____
[12 empty] | _____ |  | 0% | 0 | 0 | _____
[12 empty] | _____ |  | 0% | 0 | 0 | _____
[12 empty] | _____ |  | 0% | 0 | 0 | _____
[12 empty] | _____ |  | 0% | 0 | 0 | _____
[12 empty] | _____ |  | 0% | 0 | 0 | _____
[12 empty] | _____ |  | 0% | 0 | 0 | _____
[12 empty] | _____ |  | 0% | 0 | 0 | _____
[12 empty] | _____ |  | 0% | 0 | 0 | _____
[12 empty] | _____ |  | 0% | 0 | 0 | _____
[12 empty] | _____ |  | 0% | 0 | 0 | _____
[12 empty] | _____ |  | 0% | 0 | 0 | _____
[12 empty] | _____ |  | 0% | 0 | 0 | _____
[12 empty] | _____ |  | 0% | 0 | 0 | _____
[12 empty] | _____ |  | 0% | 0 | 0 | _____
[12 empty] | _____ |  | 0% | 0 | 0 | _____
[12 empty] | _____ |  | 0% | 0 | 0 | _____
[12 empty] | _____ |  | 0% | 0 | 0 | _____
[12 empty] | _____ |  | 0% | 0 | 0 | _____
[12 empty] | _____ |  | 0% | 0 | 0 | _____
[12 empty] | _____ |  | 0% | 0 | 0 | _____
[12 empty] | _____ |  | 0% | 0 | 0 | _____
[12 empty] | _____ |  | 0% | 0 | 0 | _____
[12 empty] | _____ |  | 0% | 0 | 0 | _____
[12 empty] | _____ |  | 0% | 0 | 0 | _____
[12 empty] | _____ |  | 0% | 0 | 0 | _____
[12 empty] | _____ |  | 0% | 0 | 0 | _____
[12 empty] | _____ |  | 0% | 0 | 0 | _____
[12 empty] | _____ |  | 0% | 0 | 0 | _____
[12 empty] | _____ |  | 0% | 0 | 0 | _____
[12 empty] | _____ |  | 0% | 0 | 0 | _____
[12 empty] | _____ |  | 0% | 0 | 0 | _____
[12 empty] | _____ |  | 0% | 0 | 0 | _____
[12 empty] | _____ |  | 0% | 0 | 0 | _____
[12 empty] | _____ |  | 0% | 0 | 0 | _____
[12 empty] | _____ |  | 0% | 0 | 0 | _____
[12 empty] | _____ |  | 0% | 0 | 0 | _____
[12 empty] | _____ |  | 0% | 0 | 0 | _____
[12 empty] | _____ |  | 0% | 0 | 0 | _____
[12 empty] | _____ |  | 0% | 0 | 0 | _____
[12 empty] | _____ |  | 0% | 0 | 0 | _____
[12 empty] | _____ |  | 0% | 0 | 0 | _____
[12 empty] | _____ |  | 0% | 0 | 0 | _____
[12 empty] | _____ |  | 0% | 0 | 0 | _____
[12 empty] | _____ |  | 0% | 0 | 0 | _____
[12 empty] | _____ |  | 0% | 0 | 0 | _____
[12 empty] | _____ |  | 0% | 0 | 0 | _____
[12 empty] | _____ |  | 0% | 0 | 0 | _____
[12 empty] | _____ |  | 0% | 0 | 0 | _____
[12 empty] | _____ |  | 0% | 0 | 0 | _____
[12 empty] | _____ |  | 0% | 0 | 0 | _____
[12 empty] | _____ |  | 0% | 0 | 0 | _____
[12 empty] | _____ |  | 0% | 0 | 0 | _____
[12 empty] | _____ |  | 0% | 0 | 0 | _____
[12 empty] | _____ |  | 0% | 0 | 0 | _____
[12 empty] | _____ |  | 0% | 0 | 0 | _____
[12 empty] | _____ |  | 0% | 0 | 0 | _____
[12 empty] | _____ |  | 0% | 0 | 0 | _____
[12 empty] | _____ |  | 0% | 0 | 0 | _____
[12 empty] | _____ |  | 0% | 0 | 0 | _____
[12 empty] | _____ |  | 0% | 0 | 0 | _____
[12 empty] | _____ |  | 0% | 0 | 0 | _____
[12 empty] | _____ |  | 0% | 0 | 0 | _____
[12 empty] | _____ |  | 0% | 0 | 0 | _____
[12 empty] | _____ |  | 0% | 0 | 0 | _____
[12 empty] | _____ |  | 0% | 0 | 0 | _____
[12 empty] | _____ |  | 0% | 0 | 0 | _____
[12 empty] | _____ |  | 0% | 0 | 0 | _____
[12 empty] | _____ |  | 0% | 0 | 0 | _____
[12 empty] | _____ |  | 0% | 0 | 0 | _____
[12 empty] | _____ |  | 0% | 0 | 0 | _____
[12 empty] | _____ |  | 0% | 0 | 0 | _____
[12 empty] | _____ |  | 0% | 0 | 0 | _____
[12 empty] | _____ |  | 0% | 0 | 0 | _____
[12 empty] | _____ |  | 0% | 0 | 0 | _____
[12 empty] | _____ |  | 0% | 0 | 0 | _____
[12 empty] | _____ |  | 0% | 0 | 0 | _____
[12 empty] | _____ |  | 0% | 0 | 0 | _____
[12 empty] | _____ |  | 0% | 0 | 0 | _____
[12 empty] | _____ |  | 0% | 0 | 0 | _____
[12 empty] | _____ |  | 0% | 0 | 0 | _____
[12 empty] | _____ |  | 0% | 0 | 0 | _____
[12 empty] | _____ |  | 0% | 0 | 0 | _____
[12 empty] | _____ |  | 0% | 0 | 0 | _____
[12 empty] | _____ |  | 0% | 0 | 0 | _____
[12 empty] | _____ |  | 0% | 0 | 0 | _____
[12 empty] | _____ |  | 0% | 0 | 0 | _____
[12 empty] | _____ |  | 0% | 0 | 0 | _____
[12 empty] | _____ |  | 0% | 0 | 0 | _____
[12 empty] | _____ |  | 0% | 0 | 0 | _____
[12 empty] | _____ |  | 0% | 0 | 0 | _____
[12 empty] | _____ |  | 0% | 0 | 0 | _____
[12 empty] | _____ |  | 0% | 0 | 0 | _____
[12 empty] | _____ |  | 0% | 0 | 0 | _____
[12 empty] | _____ |  | 0% | 0 | 0 | _____
[12 empty] | _____ |  | 0% | 0 | 0 | _____
[12 empty] | _____ |  | 0% | 0 | 0 | _____
[12 empty] | _____ |  | 0% | 0 | 0 | _____
[12 empty] | _____ |  | 0% | 0 | 0 | _____
[12 empty] | _____ |  | 0% | 0 | 0 | _____
[12 empty] | _____ |  | 0% | 0 | 0 | _____
[12 empty] | _____ |  | 0% | 0 | 0 | _____
[12 empty] | _____ |  | 0% | 0 | 0 | _____
[12 empty] | _____ |  | 0% | 0 | 0 | _____
[12 empty] | _____ |  | 0% | 0 | 0 | _____
[12 empty] | _____ |  | 0% | 0 | 0 | _____
[12 empty] | _____ |  | 0% | 0 | 0 | _____
[12 empty] | _____ |  | 0% | 0 | 0 | _____
[12 empty] | _____ |  | 0% | 0 | 0 | _____
[12 empty] | _____ |  | 0% | 0 | 0 | _____
[12 empty] | _____ |  | 0% | 0 | 0 | _____
[12 empty] | _____ |  | 0% | 0 | 0 | _____
[12 empty] | _____ |  | 0% | 0 | 0 | _____
[12 empty] | _____ |  | 0% | 0 | 0 | _____
[12 empty] | _____ |  | 0% | 0 | 0 | _____
[12 empty] | _____ |  | 0% | 0 | 0 | _____
[12 empty] | _____ |  | 0% | 0 | 0 | _____
[12 empty] | _____ |  | 0% | 0 | 0 | _____
[12 empty] | _____ |  | 0% | 0 | 0 | _____
[12 empty] | _____ |  | 0% | 0 | 0 | _____
[12 empty] | _____ |  | 0% | 0 | 0 | _____
[12 empty] | _____ |  | 0% | 0 | 0 | _____
[12 empty] | _____ |  | 0% | 0 | 0 | _____
[12 empty] | _____ |  | 0% | 0 | 0 | _____
[12 empty] | _____ |  | 0% | 0 | 0 | _____
[12 empty] | _____ |  | 0% | 0 | 0 | _____
[12 empty] | _____ |  | 0% | 0 | 0 | _____
[12 empty] | _____ |  | 0% | 0 | 0 | _____
[12 empty] | _____ |  | 0% | 0 | 0 | _____
[12 empty] | _____ |  | 0% | 0 | 0 | _____
[12 empty] | _____ |  | 0% | 0 | 0 | _____
[12 empty] | _____ |  | 0% | 0 | 0 | _____
[12 empty] | _____ |  | 0% | 0 | 0 | _____
[12 empty] | _____ |  | 0% | 0 | 0 | _____
[12 empty] | _____ |  | 0% | 0 | 0 | _____
[12 empty] | _____ |  | 0% | 0 | 0 | _____
[12 empty] | _____ |  | 0% | 0 | 0 | _____
[12 empty] | _____ |  | 0% | 0 | 0 | _____
[12 empty] | _____ |  | 0% | 0 | 0 | _____
[12 empty] | _____ |  | 0% | 0 | 0 | _____
[12 empty] | _____ |  | 0% | 0 | 0 | _____
[12 empty] | _____ |  | 0% | 0 | 0 | _____
[12 empty] | _____ |  | 0% | 0 | 0 | _____
[12 empty] | _____ |  | 0% | 0 | 0 | _____
[12 empty] | _____ |  | 0% | 0 | 0 | _____
[12 empty] | _____ |  | 0% | 0 | 0 | _____
[12 empty] | _____ |  | 0% | 0 | 0 | _____
[12 empty] | _____ |  | 0% | 0 | 0 | _____
[12 empty] | _____ |  | 0% | 0 | 0 | _____
[12 empty] | _____ |  | 0% | 0 | 0 | _____
[12 empty] | _____ |  | 0% | 0 | 0 | _____
[12 empty] | _____ |  | 0% | 0 | 0 | _____
[12 empty] | _____ |  | 0% | 0 | 0 | _____
[12 empty] | _____ |  | 0% | 0 | 0 | _____
[12 empty] | _____ |  | 0% | 0 | 0 | _____
[12 empty] | _____ |  | 0% | 0 | 0 | _____
[12 empty] | _____ |  | 0% | 0 | 0 | _____
[12 empty] | _____ |  | 0% | 0 | 0 | _____
[12 empty] | _____ |  | 0% | 0 | 0 | _____
[12 empty] | _____ |  | 0% | 0 | 0 | _____
[12 empty] | _____ |  | 0% | 0 | 0 | _____
[12 empty] | _____ |  | 0% | 0 | 0 | _____
[12 empty] | _____ |  | 0% | 0 | 0 | _____
[12 empty] | _____ |  | 0% | 0 | 0 | _____
[12 empty] | _____ |  | 0% | 0 | 0 | _____
[12 empty] | _____ |  | 0% | 0 | 0 | _____
[12 empty] | _____ |  | 0% | 0 | 0 | _____
[12 empty] | _____ |  | 0% | 0 | 0 | _____
[12 empty] | _____ |  | 0% | 0 | 0 | _____
[12 empty] | _____ |  | 0% | 0 | 0 | _____
[12 empty] | _____ |  | 0% | 0 | 0 | _____
[12 empty] | _____ |  | 0% | 0 | 0 | _____
[12 empty] | _____ |  | 0% | 0 | 0 | _____
[12 empty] | _____ |  | 0% | 0 | 0 | _____
[12 empty] | _____ |  | 0% | 0 | 0 | _____
[12 empty] | _____ |  | 0% | 0 | 0 | _____
[12 empty] | _____ |  | 0% | 0 | 0 | _____
[12 empty] | _____ |  | 0% | 0 | 0 | _____
[12 empty] | _____ |  | 0% | 0 | 0 | _____
[12 empty] | _____ |  | 0% | 0 | 0 | _____
[12 empty] | _____ |  | 0% | 0 | 0 | _____
[12 empty] | _____ |  | 0% | 0 | 0 | _____
[12 empty] | _____ |  | 0% | 0 | 0 | _____
[12 empty] | _____ |  | 0% | 0 | 0 | _____
[12 empty] | _____ |  | 0% | 0 | 0 | _____
[12 empty] | _____ |  | 0% | 0 | 0 | _____
[12 empty] | _____ |  | 0% | 0 | 0 | _____
[12 empty] | _____ |  | 0% | 0 | 0 | _____
[12 empty] | _____ |  | 0% | 0 | 0 | _____
[12 empty] | _____ |  | 0% | 0 | 0 | _____
[12 empty] | _____ |  | 0% | 0 | 0 | _____
[12 empty] | _____ |  | 0% | 0 | 0 | _____
[12 empty] | _____ |  | 0% | 0 | 0 | _____
[12 empty] | _____ |  | 0% | 0 | 0 | _____
[12 empty] | _____ |  | 0% | 0 | 0 | _____
[12 empty] | _____ |  | 0% | 0 | 0 | _____
[12 empty] | _____ |  | 0% | 0 | 0 | _____
[12 empty] | _____ |  | 0% | 0 | 0 | _____
[12 empty] | _____ |  | 0% | 0 | 0 | _____
[12 empty] | _____ |  | 0% | 0 | 0 | _____
[12 empty] | _____ |  | 0% | 0 | 0 | _____
[12 empty] | _____ |  | 0% | 0 | 0 | _____
[12 empty] | _____ |  | 0% | 0 | 0 | _____
[12 empty] | _____ |  | 0% | 0 | 0 | _____
[12 empty] | _____ |  | 0% | 0 | 0 | _____
[12 empty] | _____ |  | 0% | 0 | 0 | _____
[12 empty] | _____ |  | 0% | 0 | 0 | _____
[12 empty] | _____ |  | 0% | 0 | 0 | _____
[12 empty] | _____ |  | 0% | 0 | 0 | _____
[12 empty] | _____ |  | 0% | 0 | 0 | _____
[12 empty] | _____ |  | 0% | 0 | 0 | _____
[12 empty] | _____ |  | 0% | 0 | 0 | _____
[12 empty] | _____ |  | 0% | 0 | 0 | _____
[12 empty] | _____ |  | 0% | 0 | 0 | _____
[12 empty] | _____ |  | 0% | 0 | 0 | _____
[12 empty] | _____ |  | 0% | 0 | 0 | _____
[12 empty] | _____ |  | 0% | 0 | 0 | _____
[12 empty] | _____ |  | 0% | 0 | 0 | _____
[12 empty] | _____ |  | 0% | 0 | 0 | _____
[12 empty] | _____ |  | 0% | 0 | 0 | _____
[12 empty] | _____ |  | 0% | 0 | 0 | _____
[12 empty] | _____ |  | 0% | 0 | 0 | _____
[12 empty] | _____ |  | 0% | 0 | 0 | _____
[12 empty] | _____ |  | 0% | 0 | 0 | _____
[12 empty] | _____ |  | 0% | 0 | 0 | _____
[12 empty] | _____ |  | 0% | 0 | 0 | _____
[12 empty] | _____ |  | 0% | 0 | 0 | _____
[12 empty] | _____ |  | 0% | 0 | 0 | _____
[12 empty] | _____ |  | 0% | 0 | 0 | _____
[12 empty] | _____ |  | 0% | 0 | 0 | _____
[12 empty] | _____ |  | 0% | 0 | 0 | _____
[12 empty] | _____ |  | 0% | 0 | 0 | _____
[12 empty] | _____ |  | 0% | 0 | 0 | _____
[12 empty] | _____ |  | 0% | 0 | 0 | _____
[12 empty] | _____ |  | 0% | 0 | 0 | _____
[12 empty] | _____ |  | 0% | 0 | 0 | _____
[12 empty] | _____ |  | 0% | 0 | 0 | _____
[12 empty] | _____ |  | 0% | 0 | 0 | _____
[12 empty] | _____ |  | 0% | 0 | 0 | _____
[12 empty] | _____ |  | 0% | 0 | 0 | _____
[12 empty] | _____ |  | 0% | 0 | 0 | _____
[12 empty] | _____ |  | 0% | 0 | 0 | _____
[12 empty] | _____ |  | 0% | 0 | 0 | _____
[12 empty] | _____ |  | 0% | 0 | 0 | _____
[12 empty] | _____ |  | 0% | 0 | 0 | _____
[12 empty] | _____ |  | 0% | 0 | 0 | _____
[12 empty] | _____ |  | 0% | 0 | 0 | _____
[12 empty] | _____ |  | 0% | 0 | 0 | _____
[12 empty] | _____ |  | 0% | 0 | 0 | _____
[12 empty] | _____ |  | 0% | 0 | 0 | _____
[12 empty] | _____ |  | 0% | 0 | 0 | _____
[12 empty] | _____ |  | 0% | 0 | 0 | _____
[12 empty] | _____ |  | 0% | 0 | 0 | _____
[12 empty] | _____ |  | 0% | 0 | 0 | _____
[12 empty] | _____ |  | 0% | 0 | 0 | _____
[12 empty] | _____ |  | 0% | 0 | 0 | _____
[12 empty] | _____ |  | 0% | 0 | 0 | _____
[12 empty] | _____ |  | 0% | 0 | 0 | _____
[12 empty] | _____ |  | 0% | 0 | 0 | _____
[12 empty] | _____ |  | 0% | 0 | 0 | _____
[12 empty] | _____ |  | 0% | 0 | 0 | _____
[12 empty] | _____ |  | 0% | 0 | 0 | _____
[12 empty] | _____ |  | 0% | 0 | 0 | _____
[12 empty] | _____ |  | 0% | 0 | 0 | _____
[12 empty] | _____ |  | 0% | 0 | 0 | _____
[12 empty] | _____ |  | 0% | 0 | 0 | _____
[12 empty] | _____ |  | 0% | 0 | 0 | _____
[12 empty] | _____ |  | 0% | 0 | 0 | _____
[12 empty] | _____ |  | 0% | 0 | 0 | _____
[12 empty] | _____ |  | 0% | 0 | 0 | _____
[12 empty] | _____ |  | 0% | 0 | 0 | _____
[12 empty] | _____ |  | 0% | 0 | 0 | _____
[12 empty] | _____ |  | 0% | 0 | 0 | _____
[12 empty] | _____ |  | 0% | 0 | 0 | _____
[12 empty] | _____ |  | 0% | 0 | 0 | _____
[12 empty] | _____ |  | 0% | 0 | 0 | _____
[12 empty] | _____ |  | 0% | 0 | 0 | _____
[12 empty] | _____ |  | 0% | 0 | 0 | _____
[12 empty] | _____ |  | 0% | 0 | 0 | _____
[12 empty] | _____ |  | 0% | 0 | 0 | _____
[12 empty] | _____ |  | 0% | 0 | 0 | _____
[12 empty] | _____ |  | 0% | 0 | 0 | _____
[12 empty] | _____ |  | 0% | 0 | 0 | _____
[12 empty] | _____ |  | 0% | 0 | 0 | _____
[12 empty] | _____ |  | 0% | 0 | 0 | _____
[12 empty] | _____ |  | 0% | 0 | 0 | _____
[12 empty] | _____ |  | 0% | 0 | 0 | _____
[12 empty] | _____ |  | 0% | 0 | 0 | _____
[12 empty] | _____ |  | 0% | 0 | 0 | _____
[12 empty] | _____ |  | 0% | 0 | 0 | _____
[12 empty] | _____ |  | 0% | 0 | 0 | _____
[12 empty] | _____ |  | 0% | 0 | 0 | _____
[12 empty] | _____ |  | 0% | 0 | 0 | _____
[12 empty] | _____ |  | 0% | 0 | 0 | _____
[12 empty] | _____ |  | 0% | 0 | 0 | _____
[12 empty] | _____ |  | 0% | 0 | 0 | _____
[12 empty] | _____ |  | 0% | 0 | 0 | _____
[12 empty] | _____ |  | 0% | 0 | 0 | _____
[12 empty] | _____ |  | 0% | 0 | 0 | _____
[12 empty] | _____ |  | 0% | 0 | 0 | _____
[12 empty] | _____ |  | 0% | 0 | 0 | _____
[12 empty] | _____ |  | 0% | 0 | 0 | _____
[12 empty] | _____ |  | 0% | 0 | 0 | _____
[12 empty] | _____ |  | 0% | 0 | 0 | _____
[12 empty] | _____ |  | 0% | 0 | 0 | _____
[12 empty] | _____ |  | 0% | 0 | 0 | _____
[12 empty] | _____ |  | 0% | 0 | 0 | _____
[12 empty] | _____ |  | 0% | 0 | 0 | _____
[12 empty] | _____ |  | 0% | 0 | 0 | _____
[12 empty] | _____ |  | 0% | 0 | 0 | _____
[12 empty] | _____ |  | 0% | 0 | 0 | _____
[12 empty] | _____ |  | 0% | 0 | 0 | _____
[12 empty] | _____ |  | 0% | 0 | 0 | _____
[12 empty] | _____ |  | 0% | 0 | 0 | _____
[12 empty] | _____ |  | 0% | 0 | 0 | _____
[12 empty] | _____ |  | 0% | 0 | 0 | _____
[12 empty] | _____ |  | 0% | 0 | 0 | _____
[12 empty] | _____ |  | 0% | 0 | 0 | _____
[12 empty] | _____ |  | 0% | 0 | 0 | _____
[12 empty] | _____ |  | 0% | 0 | 0 | _____
[12 empty] | _____ |  | 0% | 0 | 0 | _____
[12 empty] | _____ |  | 0% | 0 | 0 | _____
[12 empty] | _____ |  | 0% | 0 | 0 | _____
[12 empty] | _____ |  | 0% | 0 | 0 | _____
[12 empty] | _____ |  | 0% | 0 | 0 | _____
[12 empty] | _____ |  | 0% | 0 | 0 | _____
[12 empty] | _____ |  | 0% | 0 | 0 | _____
[12 empty] | _____ |  | 0% | 0 | 0 | _____
[12 empty] | _____ |  | 0% | 0 | 0 | _____
[12 empty] | _____ |  | 0% | 0 | 0 | _____
[12 empty] | _____ |  | 0% | 0 | 0 | _____
[12 empty] | _____ |  | 0% | 0 | 0 | _____
[12 empty] | _____ |  | 0% | 0 | 0 | _____
[12 empty] | _____ |  | 0% | 0 | 0 | _____
[12 empty] | _____ |  | 0% | 0 | 0 | _____
[12 empty] | _____ |  | 0% | 0 | 0 | _____
[12 empty] | _____ |  | 0% | 0 | 0 | _____
[12 empty] | _____ |  | 0% | 0 | 0 | _____
[12 empty] | _____ |  | 0% | 0 | 0 | _____
[12 empty] | _____ |  | 0% | 0 | 0 | _____
[12 empty] | _____ |  | 0% | 0 | 0 | _____
[12 empty] | _____ |  | 0% | 0 | 0 | _____
[12 empty] | _____ |  | 0% | 0 | 0 | _____
[12 empty] | _____ |  | 0% | 0 | 0 | _____
[12 empty] | _____ |  | 0% | 0 | 0 | _____
[12 empty] | _____ |  | 0% | 0 | 0 | _____
[12 empty] | _____ |  | 0% | 0 | 0 | _____
[12 empty] | _____ |  | 0% | 0 | 0 | _____
[12 empty] | _____ |  | 0% | 0 | 0 | _____
[12 empty] | _____ |  | 0% | 0 | 0 | _____
[12 empty] | _____ |  | 0% | 0 | 0 | _____
[12 empty] | _____ |  | 0% | 0 | 0 | _____
[12 empty] | _____ |  | 0% | 0 | 0 | _____
[12 empty] | _____ |  | 0% | 0 | 0 | _____
[12 empty] | _____ |  | 0% | 0 | 0 | _____
[12 empty] | _____ |  | 0% | 0 | 0 | _____
[12 empty] | _____ |  | 0% | 0 | 0 | _____
[12 empty] | _____ |  | 0% | 0 | 0 | _____
[12 empty] | _____ |  | 0% | 0 | 0 | _____
[12 empty] | _____ |  | 0% | 0 | 0 | _____
[12 empty] | _____ |  | 0% | 0 | 0 | _____
[12 empty] | _____ |  | 0% | 0 | 0 | _____
[12 empty] | _____ |  | 0% | 0 | 0 | _____
[12 empty] | _____ |  | 0% | 0 | 0 | _____
[12 empty] | _____ |  | 0% | 0 | 0 | _____
[12 empty] | _____ |  | 0% | 0 | 0 | _____
[12 empty] | _____ |  | 0% | 0 | 0 | _____
[12 empty] | _____ |  | 0% | 0 | 0 | _____
[12 empty] | _____ |  | 0% | 0 | 0 | _____
[12 empty] | _____ |  | 0% | 0 | 0 | _____
[12 empty] | _____ |  | 0% | 0 | 0 | _____
[12 empty] | _____ |  | 0% | 0 | 0 | _____
[12 empty] | _____ |  | 0% | 0 | 0 | _____
[12 empty] | _____ |  | 0% | 0 | 0 | _____
[12 empty] | _____ |  | 0% | 0 | 0 | _____
[12 empty] | _____ |  | 0% | 0 | 0 | _____
[12 empty] | _____ |  | 0% | 0 | 0 | _____
[12 empty] | _____ |  | 0% | 0 | 0 | _____
[12 empty] | _____ |  | 0% | 0 | 0 | _____
[12 empty] | _____ |  | 0% | 0 | 0 | _____
[12 empty] | _____ |  | 0% | 0 | 0 | _____
[12 empty] | _____ |  | 0% | 0 | 0 | _____
[12 empty] | _____ |  | 0% | 0 | 0 | _____
[12 empty] | _____ |  | 0% | 0 | 0 | _____
[12 empty] | _____ |  | 0% | 0 | 0 | _____
[12 empty] | _____ |  | 0% | 0 | 0 | _____
[12 empty] | _____ |  | 0% | 0 | 0 | _____
[12 empty] | _____ |  | 0% | 0 | 0 | _____
[12 empty] | _____ |  | 0% | 0 | 0 | _____
[12 empty] | _____ |  | 0% | 0 | 0 | _____
[12 empty] | _____ |  | 0% | 0 | 0 | _____
[12 empty] | _____ |  | 0% | 0 | 0 | _____
[12 empty] | _____ |  | 0% | 0 | 0 | _____
[12 empty] | _____ |  | 0% | 0 | 0 | _____
[12 empty] | _____ |  | 0% | 0 | 0 | _____
[12 empty] | _____ |  | 0% | 0 | 0 | _____
[12 empty] | _____ |  | 0% | 0 | 0 | _____
[12 empty] | _____ |  | 0% | 0 | 0 | _____
[12 empty] | _____ |  | 0% | 0 | 0 | _____
[12 empty] | _____ |  | 0% | 0 | 0 | _____
[12 empty] | _____ |  | 0% | 0 | 0 | _____
[12 empty] | _____ |  | 0% | 0 | 0 | _____
[12 empty] | _____ |  | 0% | 0 | 0 | _____
[12 empty] | _____ |  | 0% | 0 | 0 | _____
[12 empty] | _____ |  | 0% | 0 | 0 | _____
[12 empty] | _____ |  | 0% | 0 | 0 | _____
[12 empty] | _____ |  | 0% | 0 | 0 | _____
[12 empty] | _____ |  | 0% | 0 | 0 | _____
[12 empty] | _____ |  | 0% | 0 | 0 | _____
[12 empty] | _____ |  | 0% | 0 | 0 | _____
[12 empty] | _____ |  | 0% | 0 | 0 | _____
[12 empty] | _____ |  | 0% | 0 | 0 | _____
[12 empty] | _____ |  | 0% | 0 | 0 | _____
[12 empty] | _____ |  | 0% | 0 | 0 | _____
[12 empty] | _____ |  | 0% | 0 | 0 | _____
[12 empty] | _____ |  | 0% | 0 | 0 | _____
[12 empty] | _____ |  | 0% | 0 | 0 | _____
[12 empty] | _____ |  | 0% | 0 | 0 | _____
[12 empty] | _____ |  | 0% | 0 | 0 | _____
[12 empty] | _____ |  | 0% | 0 | 0 | _____
[12 empty] | _____ |  | 0% | 0 | 0 | _____
[12 empty] | _____ |  | 0% | 0 | 0 | _____
[12 empty] | _____ |  | 0% | 0 | 0 | _____
[12 empty] | _____ |  | 0% | 0 | 0 | _____
[12 empty] | _____ |  | 0% | 0 | 0 | _____
[12 empty] | _____ |  | 0% | 0 | 0 | _____
[12 empty] | _____ |  | 0% | 0 | 0 | _____
[12 empty] | _____ |  | 0% | 0 | 0 | _____
[12 empty] | _____ |  | 0% | 0 | 0 | _____
[12 empty] | _____ |  | 0% | 0 | 0 | _____
[12 empty] | _____ |  | 0% | 0 | 0 | _____
[12 empty] | _____ |  | 0% | 0 | 0 | _____
[12 empty] | _____ |  | 0% | 0 | 0 | _____
[12 empty] | _____ |  | 0% | 0 | 0 | _____
[12 empty] | _____ |  | 0% | 0 | 0 | _____
[12 empty] | _____ |  | 0% | 0 | 0 | _____
[12 empty] | _____ |  | 0% | 0 | 0 | _____
[12 empty] | _____ |  | 0% | 0 | 0 | _____
[12 empty] | _____ |  | 0% | 0 | 0 | _____
[12 empty] | _____ |  | 0% | 0 | 0 | _____
[12 empty] | _____ |  | 0% | 0 | 0 | _____
[12 empty] | _____ |  | 0% | 0 | 0 | _____
[12 empty] | _____ |  | 0% | 0 | 0 | _____
[12 empty] | _____ |  | 0% | 0 | 0 | _____
[12 empty] | _____ |  | 0% | 0 | 0 | _____
[12 empty] | _____ |  | 0% | 0 | 0 | _____
[12 empty] | _____ |  | 0% | 0 | 0 | _____
[12 empty] | _____ |  | 0% | 0 | 0 | _____
[12 empty] | _____ |  | 0% | 0 | 0 | _____
[12 empty] | _____ |  | 0% | 0 | 0 | _____
[12 empty] | _____ |  | 0% | 0 | 0 | _____
[12 empty] | _____ |  | 0% | 0 | 0 | _____
[12 empty] | _____ |  | 0% | 0 | 0 | _____
[12 empty] | _____ |  | 0% | 0 | 0 | _____
[12 empty] | _____ |  | 0% | 0 | 0 | _____
[12 empty] | _____ |  | 0% | 0 | 0 | _____
[12 empty] | _____ |  | 0% | 0 | 0 | _____
[12 empty] | _____ |  | 0% | 0 | 0 | _____
[12 empty] | _____ |  | 0% | 0 | 0 | _____
[12 empty] | _____ |  | 0% | 0 | 0 | _____
[12 empty] | _____ |  | 0% | 0 | 0 | _____
[12 empty] | _____ |  | 0% | 0 | 0 | _____
[12 empty] | _____ |  | 0% | 0 | 0 | _____
[12 empty] | _____ |  | 0% | 0 | 0 | _____
[12 empty] | _____ |  | 0% | 0 | 0 | _____
[12 empty] | _____ |  | 0% | 0 | 0 | _____
[12 empty] | _____ |  | 0% | 0 | 0 | _____
[12 empty] | _____ |  | 0% | 0 | 0 | _____
[12 empty] | _____ |  | 0% | 0 | 0 | _____
[12 empty] | _____ |  | 0% | 0 | 0 | _____
[12 empty] | _____ |  | 0% | 0 | 0 | _____
[12 empty] | _____ |  | 0% | 0 | 0 | _____
[12 empty] | _____ |  | 0% | 0 | 0 | _____
[12 empty] | _____ |  | 0% | 0 | 0 | _____
[12 empty] | _____ |  | 0% | 0 | 0 | _____
[12 empty] | _____ |  | 0% | 0 | 0 | _____
[12 empty] | _____ |  | 0% | 0 | 0 | _____
[12 empty] | _____ |  | 0% | 0 | 0 | _____
[12 empty] | _____ |  | 0% | 0 | 0 | _____
[12 empty] | _____ |  | 0% | 0 | 0 | _____
[12 empty] | _____ |  | 0% | 0 | 0 | _____
[12 empty] | _____ |  | 0% | 0 | 0 | _____
[12 empty] | _____ |  | 0% | 0 | 0 | _____
[12 empty] | _____ |  | 0% | 0 | 0 | _____
[12 empty] | _____ |  | 0% | 0 | 0 | _____
[12 empty] | _____ |  | 0% | 0 | 0 | _____
[12 empty] | _____ |  | 0% | 0 | 0 | _____
[12 empty] | _____ |  | 0% | 0 | 0 | _____
[12 empty] | _____ |  | 0% | 0 | 0 | _____
[12 empty] | _____ |  | 0% | 0 | 0 | _____
[12 empty] | _____ |  | 0% | 0 | 0 | _____
[12 empty] | _____ |  | 0% | 0 | 0 | _____
[12 empty] | _____ |  | 0% | 0 | 0 | _____
[12 empty] | _____ |  | 0% | 0 | 0 | _____
[12 empty] | _____ |  | 0% | 0 | 0 | _____
[12 empty] | _____ |  | 0% | 0 | 0 | _____
[12 empty] | _____ |  | 0% | 0 | 0 | _____
[12 empty] | _____ |  | 0% | 0 | 0 | _____
[12 empty] | _____ |  | 0% | 0 | 0 | _____
[12 empty] | _____ |  | 0% | 0 | 0 | _____
[12 empty] | _____ |  | 0% | 0 | 0 | _____
[12 empty] | _____ |  | 0% | 0 | 0 | _____
[12 empty] | _____ |  | 0% | 0 | 0 | _____
[12 empty] | _____ |  | 0% | 0 | 0 | _____
[12 empty] | _____ |  | 0% | 0 | 0 | _____
[12 empty] | _____ |  | 0% | 0 | 0 | _____
[12 empty] | _____ |  | 0% | 0 | 0 | _____
[12 empty] | _____ |  | 0% | 0 | 0 | _____
[12 empty] | _____ |  | 0% | 0 | 0 | _____
[12 empty] | _____ |  | 0% | 0 | 0 | _____
[12 empty] | _____ |  | 0% | 0 | 0 | _____
[12 empty] | _____ |  | 0% | 0 | 0 | _____
[12 empty] | _____ |  | 0% | 0 | 0 | _____
[12 empty] | _____ |  | 0% | 0 | 0 | _____
[12 empty] | _____ |  | 0% | 0 | 0 | _____
[12 empty] | _____ |  | 0% | 0 | 0 | _____
[12 empty] | _____ |  | 0% | 0 | 0 | _____
[12 empty] | _____ |  | 0% | 0 | 0 | _____
[12 empty] | _____ |  | 0% | 0 | 0 | _____
[12 empty] | _____ |  | 0% | 0 | 0 | _____
[12 empty] | _____ |  | 0% | 0 | 0 | _____
[12 empty] | _____ |  | 0% | 0 | 0 | _____
[12 empty] | _____ |  | 0% | 0 | 0 | _____
[12 empty] | _____ |  | 0% | 0 | 0 | _____
[12 empty] | _____ |  | 0% | 0 | 0 | _____
[12 empty] | _____ |  | 0% | 0 | 0 | _____
[12 empty] | _____ |  | 0% | 0 | 0 | _____
[12 empty] | _____ |  | 0% | 0 | 0 | _____
[12 empty] | _____ |  | 0% | 0 | 0 | _____
[12 empty] | _____ |  | 0% | 0 | 0 | _____
[12 empty] | _____ |  | 0% | 0 | 0 | _____
[12 empty] | _____ |  | 0% | 0 | 0 | _____
[12 empty] | _____ |  | 0% | 0 | 0 | _____
[12 empty] | _____ |  | 0% | 0 | 0 | _____
[12 empty] | _____ |  | 0% | 0 | 0 | _____
[12 empty] | _____ |  | 0% | 0 | 0 | _____
[12 empty] | _____ |  | 0% | 0 | 0 | _____
[12 empty] | _____ |  | 0% | 0 | 0 | _____
[12 empty] | _____ |  | 0% | 0 | 0 | _____
[12 empty] | _____ |  | 0% | 0 | 0 | _____
[12 empty] | _____ |  | 0% | 0 | 0 | _____
[12 empty] | _____ |  | 0% | 0 | 0 | _____
[12 empty] | _____ |  | 0% | 0 | 0 | _____
[12 empty] | _____ |  | 0% | 0 | 0 | _____
[12 empty] | _____ |  | 0% | 0 | 0 | _____
[12 empty] | _____ |  | 0% | 0 | 0 | _____
[12 empty] | _____ |  | 0% | 0 | 0 | _____
[12 empty] | _____ |  | 0% | 0 | 0 | _____
[12 empty] | _____ |  | 0% | 0 | 0 | _____
[12 empty] | _____ |  | 0% | 0 | 0 | _____
[12 empty] | _____ |  | 0% | 0 | 0 | _____
[12 empty] | _____ |  | 0% | 0 | 0 | _____
[12 empty] | _____ |  | 0% | 0 | 0 | _____
[12 empty] | _____ |  | 0% | 0 | 0 | _____
[12 empty] | _____ |  | 0% | 0 | 0 | _____
[12 empty] | _____ |  | 0% | 0 | 0 | _____
[12 empty] | _____ |  | 0% | 0 | 0 | _____
[12 empty] | _____ |  | 0% | 0 | 0 | _____
[12 empty] | _____ |  | 0% | 0 | 0 | _____
[12 empty] | _____ |  | 0% | 0 | 0 | _____
[12 empty] | _____ |  | 0% | 0 | 0 | _____
[12 empty] | _____ |  | 0% | 0 | 0 | _____
[12 empty] | _____ |  | 0% | 0 | 0 | _____
[12 empty] | _____ |  | 0% | 0 | 0 | _____
[12 empty] | _____ |  | 0% | 0 | 0 | _____
[12 empty] | _____ |  | 0% | 0 | 0 | _____
[12 empty] | _____ |  | 0% | 0 | 0 | _____
[12 empty] | _____ |  | 0% | 0 | 0 | _____
[12 empty] | _____ |  | 0% | 0 | 0 | _____
[12 empty] | _____ |  | 0% | 0 | 0 | _____
[12 empty] | _____ |  | 0% | 0 | 0 | _____
[12 empty] | _____ |  | 0% | 0 | 0 | _____
[12 empty] | _____ |  | 0% | 0 | 0 | _____
[12 empty] | _____ |  | 0% | 0 | 0 | _____
[12 empty] | _____ |  | 0% | 0 | 0 | _____
[12 empty] | _____ |  | 0% | 0 | 0 | _____
[12 empty] | _____ |  | 0% | 0 | 0 | _____
[12 empty] | _____ |  | 0% | 0 | 0 | _____
[12 empty] | _____ |  | 0% | 0 | 0 | _____
[12 empty] | _____ |  | 0% | 0 | 0 | _____
[12 empty] | _____ |  | 0% | 0 | 0 | _____
[12 empty] | _____ |  | 0% | 0 | 0 | _____
[12 empty] | _____ |  | 0% | 0 | 0 | _____
[12 empty] | _____ |  | 0% | 0 | 0 | _____
[12 empty] | _____ |  | 0% | 0 | 0 | _____
[12 empty] | _____ |  | 0% | 0 | 0 | _____
[12 empty] | _____ |  | 0% | 0 | 0 | _____
[12 empty] | _____ |  | 0% | 0 | 0 | _____
[12 empty] | _____ |  | 0% | 0 | 0 | _____
[12 empty] | _____ |  | 0% | 0 | 0 | _____
[12 empty] | _____ |  | 0% | 0 | 0 | _____
[12 empty] | _____ |  | 0% | 0 | 0 | _____
[12 empty] | _____ |  | 0% | 0 | 0 | _____
[12 empty] | _____ |  | 0% | 0 | 0 | _____
[12 empty] | _____ |  | 0% | 0 | 0 | _____
[12 empty] | _____ |  | 0% | 0 | 0 | _____
[12 empty] | _____ |  | 0% | 0 | 0 | _____
[12 empty] | _____ |  | 0% | 0 | 0 | _____
[12 empty] | _____ |  | 0% | 0 | 0 | _____
[12 empty] | _____ |  | 0% | 0 | 0 | _____
[12 empty] | _____ |  | 0% | 0 | 0 | _____
[12 empty] | _____ |  | 0% | 0 | 0 | _____
[12 empty] | _____ |  | 0% | 0 | 0 | _____
[12 empty] | _____ |  | 0% | 0 | 0 | _____
[12 empty] | _____ |  | 0% | 0 | 0 | _____
[12 empty] | _____ |  | 0% | 0 | 0 | _____
[12 empty] | _____ |  | 0% | 0 | 0 | _____
[12 empty] | _____ |  | 0% | 0 | 0 | _____
[12 empty] | _____ |  | 0% | 0 | 0 | _____
[12 empty] | _____ |  | 0% | 0 | 0 | _____
[12 empty] | _____ |  | 0% | 0 | 0 | _____
[12 empty] | _____ |  | 0% | 0 | 0 | _____
[12 empty] | _____ |  | 0% | 0 | 0 | _____
[12 empty] | _____ |  | 0% | 0 | 0 | _____
[12 empty] | _____ |  | 0% | 0 | 0 | _____
[12 empty] | _____ |  | 0% | 0 | 0 | _____
[12 empty] | _____ |  | 0% | 0 | 0 | _____
[12 empty] | _____ |  | 0% | 0 | 0 | _____
[12 empty] | _____ |  | 0% | 0 | 0 | _____
[12 empty] | _____ |  | 0% | 0 | 0 | _____
[12 empty] | _____ |  | 0% | 0 | 0 | _____
[12 empty] | _____ |  | 0% | 0 | 0 | _____
[12 empty] | _____ |  | 0% | 0 | 0 | _____
[12 empty] | _____ |  | 0% | 0 | 0 | _____
[12 empty] | _____ |  | 0% | 0 | 0 | _____
[12 empty] | _____ |  | 0% | 0 | 0 | _____
[12 empty] | _____ |  | 0% | 0 | 0 | _____
[12 empty] | _____ |  | 0% | 0 | 0 | _____
[12 empty] | _____ |  | 0% | 0 | 0 | _____
[12 empty] | _____ |  | 0% | 0 | 0 | _____
[12 empty] | _____ |  | 0% | 0 | 0 | _____
[12 empty] | _____ |  | 0% | 0 | 0 | _____
[12 empty] | _____ |  | 0% | 0 | 0 | _____
[12 empty] | _____ |  | 0% | 0 | 0 | _____
[12 empty] | _____ |  | 0% | 0 | 0 | _____
[12 empty] | _____ |  | 0% | 0 | 0 | _____
[12 empty] | _____ |  | 0% | 0 | 0 | _____
[12 empty] | _____ |  | 0% | 0 | 0 | _____
[12 empty] | _____ |  | 0% | 0 | 0 | _____
[12 empty] | _____ |  | 0% | 0 | 0 | _____
[12 empty] | _____ |  | 0% | 0 | 0 | _____
[12 empty] | _____ |  | 0% | 0 | 0 | _____
[12 empty] | _____ |  | 0% | 0 | 0 | _____
[12 empty] | _____ |  | 0% | 0 | 0 | _____
[12 empty] | _____ |  | 0% | 0 | 0 | _____
[12 empty] | _____ |  | 0% | 0 | 0 | _____
[12 empty] | _____ |  | 0% | 0 | 0 | _____
[12 empty] | _____ |  | 0% | 0 | 0 | _____
[12 empty] | _____ |  | 0% | 0 | 0 | _____
[12 empty] | _____ |  | 0% | 0 | 0 | _____
[12 empty] | _____ |  | 0% | 0 | 0 | _____
[12 empty] | _____ |  | 0% | 0 | 0 | _____
[12 empty] | _____ |  | 0% | 0 | 0 | _____
[12 empty] | _____ |  | 0% | 0 | 0 | _____
[12 empty] | _____ |  | 0% | 0 | 0 | _____
[12 empty] | _____ |  | 0% | 0 | 0 | _____
[12 empty] | _____ |  | 0% | 0 | 0 | _____
[12 empty] | _____ |  | 0% | 0 | 0 | _____
[12 empty] | _____ |  | 0% | 0 | 0 | _____
[12 empty] | _____ |  | 0% | 0 | 0 | _____
[12 empty] | _____ |  | 0% | 0 | 0 | _____
[12 empty] | _____ |  | 0% | 0 | 0 | _____
[12 empty] | _____ |  | 0% | 0 | 0 | _____
[12 empty] | _____ |  | 0% | 0 | 0 | _____
[12 empty] | _____ |  | 0% | 0 | 0 | _____
[12 empty] | _____ |  | 0% | 0 | 0 | _____
[12 empty] | _____ |  | 0% | 0 | 0 | _____
[12 empty] | _____ |  | 0% | 0 | 0 | _____
[12 empty] | _____ |  | 0% | 0 | 0 | _____
[12 empty] | _____ |  | 0% | 0 | 0 | _____
[12 empty] | _____ |  | 0% | 0 | 0 | _____
[12 empty] | _____ |  | 0% | 0 | 0 | _____
[12 empty] | _____ |  | 0% | 0 | 0 | _____
[12 empty] | _____ |  | 0% | 0 | 0 | _____
[12 empty] | _____ |  | 0% | 0 | 0 | _____
[12 empty] | _____ |  | 0% | 0 | 0 | _____
[12 empty] | _____ |  | 0% | 0 | 0 | _____
[12 empty] | _____ |  | 0% | 0 | 0 | _____
[12 empty] | _____ |  | 0% | 0 | 0 | _____
[12 empty] | _____ |  | 0% | 0 | 0 | _____
[12 empty] | _____ |  | 0% | 0 | 0 | _____
[12 empty] | _____ |  | 0% | 0 | 0 | _____
[12 empty] | _____ |  | 0% | 0 | 0 | _____
[12 empty] | _____ |  | 0% | 0 | 0 | _____
[12 empty] | _____ |  | 0% | 0 | 0 | _____
[12 empty] | _____ |  | 0% | 0 | 0 | _____
[12 empty] | _____ |  | 0% | 0 | 0 | _____
[12 empty] | _____ |  | 0% | 0 | 0 | _____
[12 empty] | _____ |  | 0% | 0 | 0 | _____
[12 empty] | _____ |  | 0% | 0 | 0 | _____
[12 empty] | _____ |  | 0% | 0 | 0 | _____
[12 empty] | _____ |  | 0% | 0 | 0 | _____
[12 empty] | _____ |  | 0% | 0 | 0 | _____
[12 empty] | _____ |  | 0% | 0 | 0 | _____
[12 empty] | _____ |  | 0% | 0 | 0 | _____
[12 empty] | _____ |  | 0% | 0 | 0 | _____
[12 empty] | _____ |  | 0% | 0 | 0 | _____
[12 empty] | _____ |  | 0% | 0 | 0 | _____
[12 empty] | _____ |  | 0% | 0 | 0 | _____
[12 empty] | _____ |  | 0% | 0 | 0 | _____
[12 empty] | _____ |  | 0% | 0 | 0 | _____
[12 empty] | _____ |  | 0% | 0 | 0 | _____
[12 empty] | _____ |  | 0% | 0 | 0 | _____
[12 empty] | _____ |  | 0% | 0 | 0 | _____
[12 empty] | _____ |  | 0% | 0 | 0 | _____
[12 empty] | _____ |  | 0% | 0 | 0 | _____
[12 empty] | _____ |  | 0% | 0 | 0 | _____
[12 empty] | _____ |  | 0% | 0 | 0 | _____
[12 empty] | _____ |  | 0% | 0 | 0 | _____
[12 empty] | _____ |  | 0% | 0 | 0 | _____
[12 empty] | _____ |  | 0% | 0 | 0 | _____
[12 empty] | _____ |  | 0% | 0 | 0 | _____
[12 empty] | _____ |  | 0% | 0 | 0 | _____
[12 empty] | _____ |  | 0% | 0 | 0 | _____
[12 empty] | _____ |  | 0% | 0 | 0 | _____
[12 empty] | _____ |  | 0% | 0 | 0 | _____
[12 empty] | _____ |  | 0% | 0 | 0 | _____
[12 empty] | _____ |  | 0% | 0 | 0 | _____
[12 empty] | _____ |  | 0% | 0 | 0 | _____
[12 empty] | _____ |  | 0% | 0 | 0 | _____
[12 empty] | _____ |  | 0% | 0 | 0 | _____
[12 empty] | _____ |  | 0% | 0 | 0 | _____
[12 empty] | _____ |  | 0% | 0 | 0 | _____
[12 empty] | _____ |  | 0% | 0 | 0 | _____
[12 empty] | _____ |  | 0% | 0 | 0 | _____
[12 empty] | _____ |  | 0% | 0 | 0 | _____
[12 empty] | _____ |  | 0% | 0 | 0 | _____
[12 empty] | _____ |  | 0% | 0 | 0 | _____
[12 empty] | _____ |  | 0% | 0 | 0 | _____
[12 empty] | _____ |  | 0% | 0 | 0 | _____
[12 empty] | _____ |  | 0% | 0 | 0 | _____
[12 empty] | _____ |  | 0% | 0 | 0 | _____
[12 empty] | _____ |  | 0% | 0 | 0 | _____
[12 empty] | _____ |  | 0% | 0 | 0 | _____
[12 empty] | _____ |  | 0% | 0 | 0 | _____
[12 empty] | _____ |  | 0% | 0 | 0 | _____
[12 empty] | _____ |  | 0% | 0 | 0 | _____
[12 empty] | _____ |  | 0% | 0 | 0 | _____
[12 empty] | _____ |  | 0% | 0 | 0 | _____
[12 empty] | _____ |  | 0% | 0 | 0 | _____
[12 empty] | _____ |  | 0% | 0 | 0 | _____
[12 empty] | _____ |  | 0% | 0 | 0 | _____
[12 empty] | _____ |  | 0% | 0 | 0 | _____
[12 empty] | _____ |  | 0% | 0 | 0 | _____
[12 empty] | _____ |  | 0% | 0 | 0 | _____
[12 empty] | _____ |  | 0% | 0 | 0 | _____
[12 empty] | _____ |  | 0% | 0 | 0 | _____
[12 empty] | _____ |  | 0% | 0 | 0 | _____
[12 empty] | _____ |  | 0% | 0 | 0 | _____
[12 empty] | _____ |  | 0% | 0 | 0 | _____
[12 empty] | _____ |  | 0% | 0 | 0 | _____
[12 empty] | _____ |  | 0% | 0 | 0 | _____
[12 empty] | _____ |  | 0% | 0 | 0 | _____
[12 empty] | _____ |  | 0% | 0 | 0 | _____
[12 empty] | _____ |  | 0% | 0 | 0 | _____
[12 empty] | _____ |  | 0% | 0 | 0 | _____
[12 empty] | _____ |  | 0% | 0 | 0 | _____
[12 empty] | _____ |  | 0% | 0 | 0 | _____
[12 empty] | _____ |  | 0% | 0 | 0 | _____
[12 empty] | _____ |  | 0% | 0 | 0 | _____
[12 empty] | _____ |  | 0% | 0 | 0 | _____
[12 empty] | _____ |  | 0% | 0 | 0 | _____
[12 empty] | _____ |  | 0% | 0 | 0 | _____
[12 empty] | _____ |  | 0% | 0 | 0 | _____
[12 empty] | _____ |  | 0% | 0 | 0 | _____
[12 empty] | _____ |  | 0% | 0 | 0 | _____
[12 empty] | _____ |  | 0% | 0 | 0 | _____
[12 empty] | _____ |  | 0% | 0 | 0 | _____
[12 empty] | _____ |  | 0% | 0 | 0 | _____
[12 empty] | _____ |  | 0% | 0 | 0 | _____
[12 empty] | _____ |  | 0% | 0 | 0 | _____
[12 empty] | _____ |  | 0% | 0 | 0 | _____
[12 empty] | _____ |  | 0% | 0 | 0 | _____
[12 empty] | _____ |  | 0% | 0 | 0 | _____
[12 empty] | _____ |  | 0% | 0 | 0 | _____
[12 empty] | _____ |  | 0% | 0 | 0 | _____
[12 empty] | _____ |  | 0% | 0 | 0 | _____
[12 empty] | _____ |  | 0% | 0 | 0 | _____
[12 empty] | _____ |  | 0% | 0 | 0 | _____
[12 empty] | _____ |  | 0% | 0 | 0 | _____
[12 empty] | _____ |  | 0% | 0 | 0 | _____
[12 empty] | _____ |  | 0% | 0 | 0 | _____
[12 empty] | _____ |  | 0% | 0 | 0 | _____
[12 empty] | _____ |  | 0% | 0 | 0 | _____
[12 empty] | _____ |  | 0% | 0 | 0 | _____
[12 empty] | _____ |  | 0% | 0 | 0 | _____
[12 empty] | _____ |  | 0% | 0 | 0 | _____
[12 empty] | _____ |  | 0% | 0 | 0 | _____
[12 empty] | _____ |  | 0% | 0 | 0 | _____
[12 empty] | _____ |  | 0% | 0 | 0 | _____
[12 empty] | _____ |  | 0% | 0 | 0 | _____
[12 empty] | _____ |  | 0% | 0 | 0 | _____
[12 empty] | _____ |  | 0% | 0 | 0 | _____
[12 empty] | _____ |  | 0% | 0 | 0 | _____
[12 empty] | _____ |  | 0% | 0 | 0 | _____
[12 empty] | _____ |  | 0% | 0 | 0 | _____
[12 empty] | _____ |  | 0% | 0 | 0 | _____
[12 empty] | _____ |  | 0% | 0 | 0 | _____
[12 empty] | _____ |  | 0% | 0 | 0 | _____
[12 empty] | _____ |  | 0% | 0 | 0 | _____
[12 empty] | _____ |  | 0% | 0 | 0 | _____
[12 empty] | _____ |  | 0% | 0 | 0 | _____
[12 empty] | _____ |  | 0% | 0 | 0 | _____
[12 empty] | _____ |  | 0% | 0 | 0 | _____
[12 empty] | _____ |  | 0% | 0 | 0 | _____
[12 empty] | _____ |  | 0% | 0 | 0 | _____
[12 empty] | _____ |  | 0% | 0 | 0 | _____
[12 empty] | _____ |  | 0% | 0 | 0 | _____
[12 empty] | _____ |  | 0% | 0 | 0 | _____
[12 empty] | _____ |  | 0% | 0 | 0 | _____
[12 empty] | _____ |  | 0% | 0 | 0 | _____
[12 empty] | _____ |  | 0% | 0 | 0 | _____
[12 empty] | _____ |  | 0% | 0 | 0 | _____
[12 empty] | _____ |  | 0% | 0 | 0 | _____
[12 empty] | _____ |  | 0% | 0 | 0 | _____
[12 empty] | _____ |  | 0% | 0 | 0 | _____
[12 empty] | _____ |  | 0% | 0 | 0 | _____
[12 empty] | _____ |  | 0% | 0 | 0 | _____
[12 empty] | _____ |  | 0% | 0 | 0 | _____
[12 empty] | _____ |  | 0% | 0 | 0 | _____
[12 empty] | _____ |  | 0% | 0 | 0 | _____
[12 empty] | _____ |  | 0% | 0 | 0 | _____
[12 empty] | _____ |  | 0% | 0 | 0 | _____
[12 empty] | _____ |  | 0% | 0 | 0 | _____
[12 empty] | _____ |  | 0% | 0 | 0 | _____
[12 empty] | _____ |  | 0% | 0 | 0 | _____
[12 empty] | _____ |  | 0% | 0 | 0 | _____
[12 empty] | _____ |  | 0% | 0 | 0 | _____
[12 empty] | _____ |  | 0% | 0 | 0 | _____
[12 empty] | _____ |  | 0% | 0 | 0 | _____
[12 empty] | _____ |  | 0% | 0 | 0 | _____
[12 empty] | _____ |  | 0% | 0 | 0 | _____
[12 empty] | _____ |  | 0% | 0 | 0 | _____
[12 empty] | _____ |  | 0% | 0 | 0 | _____
[12 empty] | _____ |  | 0% | 0 | 0 | _____
[12 empty] | _____ |  | 0% | 0 | 0 | _____
[12 empty] | _____ |  | 0% | 0 | 0 | _____
[12 empty] | _____ |  | 0% | 0 | 0 | _____
[12 empty] | _____ |  | 0% | 0 | 0 | _____
[12 empty] | _____ |  | 0% | 0 | 0 | _____
[12 empty] | _____ |  | 0% | 0 | 0 | _____
[12 empty] | _____ |  | 0% | 0 | 0 | _____
[12 empty] | _____ |  | 0% | 0 | 0 | _____
[12 empty] | _____ |  | 0% | 0 | 0 | _____
[12 empty] | _____ |  | 0% | 0 | 0 | _____
[12 empty] | _____ |  | 0% | 0 | 0 | _____
[12 empty] | _____ |  | 0% | 0 | 0 | _____
[12 empty] | _____ |  | 0% | 0 | 0 | _____
[12 empty] | _____ |  | 0% | 0 | 0 | _____
[12 empty] | _____ |  | 0% | 0 | 0 | _____
[12 empty] | _____ |  | 0% | 0 | 0 | _____
[12 empty] | _____ |  | 0% | 0 | 0 | _____
[12 empty] | _____ |  | 0% | 0 | 0 | _____
[12 empty] | _____ |  | 0% | 0 | 0 | _____
[12 empty] | _____ |  | 0% | 0 | 0 | _____
[12 empty] | _____ |  | 0% | 0 | 0 | _____
[12 empty] | _____ |  | 0% | 0 | 0 | _____
[12 empty] | _____ |  | 0% | 0 | 0 | _____
[12 empty] | _____ |  | 0% | 0 | 0 | _____
[12 empty] | _____ |  | 0% | 0 | 0 | _____
[12 empty] | _____ |  | 0% | 0 | 0 | _____
[12 empty] | _____ |  | 0% | 0 | 0 | _____
[12 empty] | _____ |  | 0% | 0 | 0 | _____
[12 empty] | _____ |  | 0% | 0 | 0 | _____
[12 empty] | _____ |  | 0% | 0 | 0 | _____
[12 empty] | _____ |  | 0% | 0 | 0 | _____
[12 empty] | _____ |  | 0% | 0 | 0 | _____
[12 empty] | _____ |  | 0% | 0 | 0 | _____
[12 empty] | _____ |  | 0% | 0 | 0 | _____
[12 empty] | _____ |  | 0% | 0 | 0 | _____
[12 empty] | _____ |  | 0% | 0 | 0 | _____
[12 empty] | _____ |  | 0% | 0 | 0 | _____
[12 empty] | _____ |  | 0% | 0 | 0 | _____
[12 empty] | _____ |  | 0% | 0 | 0 | _____
[12 empty] | _____ |  | 0% | 0 | 0 | _____
[12 empty] | _____ |  | 0% | 0 | 0 | _____
[12 empty] | _____ |  | 0% | 0 | 0 | _____
[12 empty] | _____ |  | 0% | 0 | 0 | _____
[12 empty] | _____ |  | 0% | 0 | 0 | _____
[12 empty] | _____ |  | 0% | 0 | 0 | _____
[12 empty] | _____ |  | 0% | 0 | 0 | _____
[12 empty] | _____ |  | 0% | 0 | 0 | _____
[12 empty] | _____ |  | 0% | 0 | 0 | _____
[12 empty] | _____ |  | 0% | 0 | 0 | _____
[12 empty] | _____ |  | 0% | 0 | 0 | _____
[12 empty] | _____ |  | 0% | 0 | 0 | _____
[12 empty] | _____ |  | 0% | 0 | 0 | _____
[12 empty] | _____ |  | 0% | 0 | 0 | _____
[12 empty] | _____ |  | 0% | 0 | 0 | _____
[12 empty] | _____ |  | 0% | 0 | 0 | _____
[12 empty] | _____ |  | 0% | 0 | 0 | _____
[12 empty] | _____ |  | 0% | 0 | 0 | _____
[12 empty] | _____ |  | 0% | 0 | 0 | _____
[12 empty] | _____ |  | 0% | 0 | 0 | _____
[12 empty] | _____ |  | 0% | 0 | 0 | _____
[12 empty] | _____ |  | 0% | 0 | 0 | _____
[12 empty] | _____ |  | 0% | 0 | 0 | _____
[12 empty] | _____ |  | 0% | 0 | 0 | _____
[12 empty] | _____ |  | 0% | 0 | 0 | _____
[12 empty] | _____ |  | 0% | 0 | 0 | _____
[12 empty] | _____ |  | 0% | 0 | 0 | _____
[12 empty] | _____ |  | 0% | 0 | 0 | _____
[12 empty] | _____ |  | 0% | 0 | 0 | _____
[12 empty] | _____ |  | 0% | 0 | 0 | _____
[12 empty] | _____ |  | 0% | 0 | 0 | _____
[12 empty] | _____ |  | 0% | 0 | 0 | _____
[12 empty] | _____ |  | 0% | 0 | 0 | _____
[12 empty] | _____ |  | 0% | 0 | 0 | _____
[12 empty] | _____ |  | 0% | 0 | 0 | _____
[12 empty] | _____ |  | 0% | 0 | 0 | _____
[12 empty] | _____ |  | 0% | 0 | 0 | _____
[12 empty] | _____ |  | 0% | 0 | 0 | _____
[12 empty] | _____ |  | 0% | 0 | 0 | _____
[12 empty] | _____ |  | 0% | 0 | 0 | _____
[12 empty] | _____ |  | 0% | 0 | 0 | _____
[12 empty] | _____ |  | 0% | 0 | 0 | _____
[12 empty] | _____ |  | 0% | 0 | 0 | _____
[12 empty] | _____ |  | 0% | 0 | 0 | _____
[12 empty] | _____ |  | 0% | 0 | 0 | _____
[12 empty] | _____ |  | 0% | 0 | 0 | _____
[12 empty] | _____ |  | 0% | 0 | 0 | _____
[12 empty] | _____ |  | 0% | 0 | 0 | _____
[12 empty] | _____ |  | 0% | 0 | 0 | _____
[12 empty] | _____ |  | 0% | 0 | 0 | _____
[12 empty] | _____ |  | 0% | 0 | 0 | _____
[12 empty] | _____ |  | 0% | 0 | 0 | _____
[12 empty] | _____ |  | 0% | 0 | 0 | _____
[12 empty] | _____ |  | 0% | 0 | 0 | _____
[12 empty] | _____ |  | 0% | 0 | 0 | _____
[12 empty] | _____ |  | 0% | 0 | 0 | _____
[12 empty] | _____ |  | 0% | 0 | 0 | _____
[12 empty] | _____ |  | 0% | 0 | 0 | _____
[12 empty] | _____ |  | 0% | 0 | 0 | _____
[12 empty] | _____ |  | 0% | 0 | 0 | _____
[12 empty] | _____ |  | 0% | 0 | 0 | _____
[12 empty] | _____ |  | 0% | 0 | 0 | _____
[12 empty] | _____ |  | 0% | 0 | 0 | _____
[12 empty] | _____ |  | 0% | 0 | 0 | _____
[12 empty] | _____ |  | 0% | 0 | 0 | _____
[12 empty] | _____ |  | 0% | 0 | 0 | _____
[12 empty] | _____ |  | 0% | 0 | 0 | _____
[12 empty] | _____ |  | 0% | 0 | 0 | _____
[12 empty] | _____ |  | 0% | 0 | 0 | _____
[12 empty] | _____ |  | 0% | 0 | 0 | _____
[12 empty] | _____ |  | 0% | 0 | 0 | _____
[12 empty] | _____ |  | 0% | 0 | 0 | _____
[12 empty] | _____ |  | 0% | 0 | 0 | _____
[12 empty] | _____ |  | 0% | 0 | 0 | _____
[12 empty] | _____ |  | 0% | 0 | 0 | _____
[12 empty] | _____ |  | 0% | 0 | 0 | _____
[12 empty] | _____ |  | 0% | 0 | 0 | _____
[12 empty] | _____ |  | 0% | 0 | 0 | _____
[12 empty] | _____ |  | 0% | 0 | 0 | _____
[12 empty] | _____ |  | 0% | 0 | 0 | _____
[12 empty] | _____ |  | 0% | 0 | 0 | _____
[12 empty] | _____ |  | 0% | 0 | 0 | _____
[12 empty] | _____ |  | 0% | 0 | 0 | _____
[12 empty] | _____ |  | 0% | 0 | 0 | _____
[12 empty] | _____ |  | 0% | 0 | 0 | _____
[12 empty] | _____ |  | 0% | 0 | 0 | _____
[12 empty] | _____ |  | 0% | 0 | 0 | _____
[12 empty] | _____ |  | 0% | 0 | 0 | _____
[12 empty] | _____ |  | 0% | 0 | 0 | _____
[12 empty] | _____ |  | 0% | 0 | 0 | _____
[12 empty] | _____ |  | 0% | 0 | 0 | _____
[12 empty] | _____ |  | 0% | 0 | 0 | _____
[12 empty] | _____ |  | 0% | 0 | 0 | _____
[12 empty] | _____ |  | 0% | 0 | 0 | _____
[12 empty] | _____ |  | 0% | 0 | 0 | _____
[12 empty] | _____ |  | 0% | 0 | 0 | _____
[12 empty] | _____ |  | 0% | 0 | 0 | _____
[12 empty] | _____ |  | 0% | 0 | 0 | _____
[12 empty] | _____ |  | 0% | 0 | 0 | _____
[12 empty] | _____ |  | 0% | 0 | 0 | _____
[12 empty] | _____ |  | 0% | 0 | 0 | _____
[12 empty] | _____ |  | 0% | 0 | 0 | _____
[12 empty] | _____ |  | 0% | 0 | 0 | _____
[12 empty] | _____ |  | 0% | 0 | 0 | _____
[12 empty] | _____ |  | 0% | 0 | 0 | _____
[12 empty] | _____ |  | 0% | 0 | 0 | _____
[12 empty] | _____ |  | 0% | 0 | 0 | _____
[12 empty] | _____ |  | 0% | 0 | 0 | _____
[12 empty] | _____ |  | 0% | 0 | 0 | _____
[12 empty] | _____ |  | 0% | 0 | 0 | _____
[12 empty] | _____ |  | 0% | 0 | 0 | _____
[12 empty] | _____ |  | 0% | 0 | 0 | _____
[12 empty] | _____ |  | 0% | 0 | 0 | _____
[12 empty] | _____ |  | 0% | 0 | 0 | _____
[12 empty] | _____ |  | 0% | 0 | 0 | _____
[12 empty] | _____ |  | 0% | 0 | 0 | _____
[12 empty] | _____ |  | 0% | 0 | 0 | _____
[12 empty] | _____ |  | 0% | 0 | 0 | _____
[12 empty] | _____ |  | 0% | 0 | 0 | _____
[12 empty] | _____ |  | 0% | 0 | 0 | _____
[12 empty] | _____ |  | 0% | 0 | 0 | _____
[12 empty] | _____ |  | 0% | 0 | 0 | _____
[12 empty] | _____ |  | 0% | 0 | 0 | _____
[12 empty] | _____ |  | 0% | 0 | 0 | _____
[12 empty] | _____ |  | 0% | 0 | 0 | _____
[12 empty] | _____ |  | 0% | 0 | 0 | _____
[12 empty] | _____ |  | 0% | 0 | 0 | _____
[12 empty] | _____ |  | 0% | 0 | 0 | _____
[12 empty] | _____ |  | 0% | 0 | 0 | _____
[12 empty] | _____ |  | 0% | 0 | 0 | _____
[12 empty] | _____ |  | 0% | 0 | 0 | _____
[12 empty] | _____ |  | 0% | 0 | 0 | _____
[12 empty] | _____ |  | 0% | 0 | 0 | _____
[12 empty] | _____ |  | 0% | 0 | 0 | _____
[12 empty] | _____ |  | 0% | 0 | 0 | _____
[12 empty] | _____ |  | 0% | 0 | 0 | _____
[12 empty] | _____ |  | 0% | 0 | 0 | _____
[12 empty] | _____ |  | 0% | 0 | 0 | _____
[12 empty] | _____ |  | 0% | 0 | 0 | _____
[12 empty] | _____ |  | 0% | 0 | 0 | _____
[12 empty] | _____ |  | 0% | 0 | 0 | _____
[12 empty] | _____ |  | 0% | 0 | 0 | _____
[12 empty] | _____ |  | 0% | 0 | 0 | _____
[12 empty] | _____ |  | 0% | 0 | 0 | _____
[12 empty] | _____ |  | 0% | 0 | 0 | _____
[12 empty] | _____ |  | 0% | 0 | 0 | _____
[12 empty] | _____ |  | 0% | 0 | 0 | _____
[12 empty] | _____ |  | 0% | 0 | 0 | _____
[12 empty] | _____ |  | 0% | 0 | 0 | _____
[12 empty] | _____ |  | 0% | 0 | 0 | _____
[12 empty] | _____ |  | 0% | 0 | 0 | _____
[12 empty] | _____ |  | 0% | 0 | 0 | _____
[12 empty] | _____ |  | 0% | 0 | 0 | _____
[12 empty] | _____ |  | 0% | 0 | 0 | _____
[12 empty] | _____ |  | 0% | 0 | 0 | _____
[12 empty] | _____ |  | 0% | 0 | 0 | _____
[12 empty] | _____ |  | 0% | 0 | 0 | _____
[12 empty] | _____ |  | 0% | 0 | 0 | _____
[12 empty] | _____ |  | 0% | 0 | 0 | _____
[12 empty] | _____ |  | 0% | 0 | 0 | _____
[12 empty] | _____ |  | 0% | 0 | 0 | _____
[12 empty] | _____ |  | 0% | 0 | 0 | _____
[12 empty] | _____ |  | 0% | 0 | 0 | _____
[12 empty] | _____ |  | 0% | 0 | 0 | _____
[12 empty] | _____ |  | 0% | 0 | 0 | _____
[12 empty] | _____ |  | 0% | 0 | 0 | _____
[12 empty] | _____ |  | 0% | 0 | 0 | _____
[12 empty] | _____ |  | 0% | 0 | 0 | _____
[12 empty] | _____ |  | 0% | 0 | 0 | _____
[12 empty] | _____ |  | 0% | 0 | 0 | _____
[12 empty] | _____ |  | 0% | 0 | 0 | _____
[12 empty] | _____ |  | 0% | 0 | 0 | _____
[12 empty] | _____ |  | 0% | 0 | 0 | _____
[12 empty] | _____ |  | 0% | 0 | 0 | _____
[12 empty] | _____ |  | 0% | 0 | 0 | _____
[12 empty] | _____ |  | 0% | 0 | 0 | _____
[12 empty] | _____ |  | 0% | 0 | 0 | _____
[12 empty] | _____ |  | 0% | 0 | 0 | _____
[12 empty] | _____ |  | 0% | 0 | 0 | _____
[12 empty] | _____ |  | 0% | 0 | 0 | _____
[12 empty] | _____ |  | 0% | 0 | 0 | _____
[12 empty] | _____ |  | 0% | 0 | 0 | _____
[12 empty] | _____ |  | 0% | 0 | 0 | _____
[12 empty] | _____ |  | 0% | 0 | 0 | _____
[12 empty] | _____ |  | 0% | 0 | 0 | _____
[12 empty] | _____ |  | 0% | 0 | 0 | _____
[12 empty] | _____ |  | 0% | 0 | 0 | _____
[12 empty] | _____ |  | 0% | 0 | 0 | _____
[12 empty] | _____ |  | 0% | 0 | 0 | _____
[12 empty] | _____ |  | 0% | 0 | 0 | _____
[12 empty] | _____ |  | 0% | 0 | 0 | _____
[12 empty] | _____ |  | 0% | 0 | 0 | _____
[12 empty] | _____ |  | 0% | 0 | 0 | _____
[12 empty] | _____ |  | 0% | 0 | 0 | _____
[12 empty] | _____ |  | 0% | 0 | 0 | _____
[12 empty] | _____ |  | 0% | 0 | 0 | _____
[12 empty] | _____ |  | 0% | 0 | 0 | _____
[12 empty] | _____ |  | 0% | 0 | 0 | _____
[12 empty] | _____ |  | 0% | 0 | 0 | _____
[12 empty] | _____ |  | 0% | 0 | 0 | _____
[12 empty] | _____ |  | 0% | 0 | 0 | _____
[12 empty] | _____ |  | 0% | 0 | 0 | _____
[12 empty] | _____ |  | 0% | 0 | 0 | _____
[12 empty] | _____ |  | 0% | 0 | 0 | _____
[12 empty] | _____ |  | 0% | 0 | 0 | _____
[12 empty] | _____ |  | 0% | 0 | 0 | _____
[12 empty] | _____ |  | 0% | 0 | 0 | _____
[12 empty] | _____ |  | 0% | 0 | 0 | _____
[12 empty] | _____ |  | 0% | 0 | 0 | _____
[12 empty] | _____ |  | 0% | 0 | 0 | _____
[12 empty] | _____ |  | 0% | 0 | 0 | _____
[12 empty] | _____ |  | 0% | 0 | 0 | _____
[12 empty] | _____ |  | 0% | 0 | 0 | _____
[12 empty] | _____ |  | 0% | 0 | 0 | _____
[12 empty] | _____ |  | 0% | 0 | 0 | _____
[12 empty] | _____ |  | 0% | 0 | 0 | _____
[12 empty] | _____ |  | 0% | 0 | 0 | _____
[12 empty] | _____ |  | 0% | 0 | 0 | _____
[12 empty] | _____ |  | 0% | 0 | 0 | _____
[12 empty] | _____ |  | 0% | 0 | 0 | _____
[12 empty] | _____ |  | 0% | 0 | 0 | _____
[12 empty] | _____ |  | 0% | 0 | 0 | _____
[12 empty] | _____ |  | 0% | 0 | 0 | _____
[12 empty] | _____ |  | 0% | 0 | 0 | _____
[12 empty] | _____ |  | 0% | 0 | 0 | _____
[12 empty] | _____ |  | 0% | 0 | 0 | _____
[12 empty] | _____ |  | 0% | 0 | 0 | _____
[12 empty] | _____ |  | 0% | 0 | 0 | _____
[12 empty] | _____ |  | 0% | 0 | 0 | _____
[12 empty] | _____ |  | 0% | 0 | 0 | _____
[12 empty] | _____ |  | 0% | 0 | 0 | _____
[12 empty] | _____ |  | 0% | 0 | 0 | _____
[12 empty] | _____ |  | 0% | 0 | 0 | _____
[12 empty] | _____ |  | 0% | 0 | 0 | _____
[12 empty] | _____ |  | 0% | 0 | 0 | _____
[12 empty] | _____ |  | 0% | 0 | 0 | _____
[12 empty] | _____ |  | 0% | 0 | 0 | _____
[12 empty] | _____ |  | 0% | 0 | 0 | _____
[12 empty] | _____ |  | 0% | 0 | 0 | _____
[12 empty] | _____ |  | 0% | 0 | 0 | _____
[12 empty] | _____ |  | 0% | 0 | 0 | _____
[12 empty] | _____ |  | 0% | 0 | 0 | _____
[12 empty] | _____ |  | 0% | 0 | 0 | _____
[12 empty] | _____ |  | 0% | 0 | 0 | _____
[12 empty] | _____ |  | 0% | 0 | 0 | _____
[12 empty] | _____ |  | 0% | 0 | 0 | _____
[12 empty] | _____ |  | 0% | 0 | 0 | _____
[12 empty] | _____ |  | 0% | 0 | 0 | _____
[12 empty] | _____ |  | 0% | 0 | 0 | _____
[12 empty] | _____ |  | 0% | 0 | 0 | _____
[12 empty] | _____ |  | 0% | 0 | 0 | _____
[12 empty] | _____ |  | 0% | 0 | 0 | _____
[12 empty] | _____ |  | 0% | 0 | 0 | _____
[12 empty] | _____ |  | 0% | 0 | 0 | _____
[12 empty] | _____ |  | 0% | 0 | 0 | _____
[12 empty] | _____ |  | 0% | 0 | 0 | _____
[12 empty] | _____ |  | 0% | 0 | 0 | _____
[12 empty] | _____ |  | 0% | 0 | 0 | _____
[12 empty] | _____ |  | 0% | 0 | 0 | _____
[12 empty] | _____ |  | 0% | 0 | 0 | _____
[12 empty] | _____ |  | 0% | 0 | 0 | _____
[12 empty] | _____ |  | 0% | 0 | 0 | _____
[12 empty] | _____ |  | 0% | 0 | 0 | _____
[12 empty] | _____ |  | 0% | 0 | 0 | _____
[12 empty] | _____ |  | 0% | 0 | 0 | _____
[12 empty] | _____ |  | 0% | 0 | 0 | _____
[12 empty] | _____ |  | 0% | 0 | 0 | _____
[12 empty] | _____ |  | 0% | 0 | 0 | _____
[12 empty] | _____ |  | 0% | 0 | 0 | _____
[12 empty] | _____ |  | 0% | 0 | 0 | _____
[12 empty] | _____ |  | 0% | 0 | 0 | _____
[12 empty] | _____ |  | 0% | 0 | 0 | _____
[12 empty] | _____ |  | 0% | 0 | 0 | _____
[12 empty] | _____ |  | 0% | 0 | 0 | _____
[12 empty] | _____ |  | 0% | 0 | 0 | _____
[12 empty] | _____ |  | 0% | 0 | 0 | _____
[12 empty] | _____ |  | 0% | 0 | 0 | _____
[12 empty] | _____ |  | 0% | 0 | 0 | _____
[12 empty] | _____ |  | 0% | 0 | 0 | _____
[12 empty] | _____ |  | 0% | 0 | 0 | _____
[12 empty] | _____ |  | 0% | 0 | 0 | _____
[12 empty] | _____ |  | 0% | 0 | 0 | _____
[12 empty] | _____ |  | 0% | 0 | 0 | _____
[12 empty] | _____ |  | 0% | 0 | 0 | _____
[12 empty] | _____ |  | 0% | 0 | 0 | _____
[12 empty] | _____ |  | 0% | 0 | 0 | _____
[12 empty] | _____ |  | 0% | 0 | 0 | _____
[12 empty] | _____ |  | 0% | 0 | 0 | _____
[12 empty] | _____ |  | 0% | 0 | 0 | _____
[12 empty] | _____ |  | 0% | 0 | 0 | _____
[12 empty] | _____ |  | 0% | 0 | 0 | _____
[12 empty] | _____ |  | 0% | 0 | 0 | _____
[12 empty] | _____ |  | 0% | 0 | 0 | _____
[12 empty] | _____ |  | 0% | 0 | 0 | _____
[12 empty] | _____ |  | 0% | 0 | 0 | _____
[12 empty] | _____ |  | 0% | 0 | 0 | _____
[12 empty] | _____ |  | 0% | 0 | 0 | _____
[12 empty] | _____ |  | 0% | 0 | 0 | _____
[12 empty] | _____ |  | 0% | 0 | 0 | _____
[12 empty] | _____ |  | 0% | 0 | 0 | _____
[12 empty] | _____ |  | 0% | 0 | 0 | _____
[12 empty] | _____ |  | 0% | 0 | 0 | _____
[12 empty] | _____ |  | 0% | 0 | 0 | _____
[12 empty] | _____ |  | 0% | 0 | 0 | _____
[12 empty] | _____ |  | 0% | 0 | 0 | _____
[12 empty] | _____ |  | 0% | 0 | 0 | _____
[12 empty] | _____ |  | 0% | 0 | 0 | _____
[12 empty] | _____ |  | 0% | 0 | 0 | _____
[12 empty] | _____ |  | 0% | 0 | 0 | _____
[12 empty] | _____ |  | 0% | 0 | 0 | _____
[12 empty] | _____ |  | 0% | 0 | 0 | _____
[12 empty] | _____ |  | 0% | 0 | 0 | _____
[12 empty] | _____ |  | 0% | 0 | 0 | _____
[12 empty] | _____ |  | 0% | 0 | 0 | _____
[12 empty] | _____ |  | 0% | 0 | 0 | _____
[12 empty] | _____ |  | 0% | 0 | 0 | _____
[12 empty] | _____ |  | 0% | 0 | 0 | _____
[12 empty] | _____ |  | 0% | 0 | 0 | _____
[12 empty] | _____ |  | 0% | 0 | 0 | _____
[12 empty] | _____ |  | 0% | 0 | 0 | _____
[12 empty] | _____ |  | 0% | 0 | 0 | _____
[12 empty] | _____ |  | 0% | 0 | 0 | _____
[12 empty] | _____ |  | 0% | 0 | 0 | _____
[12 empty] | _____ |  | 0% | 0 | 0 | _____
[12 empty] | _____ |  | 0% | 0 | 0 | _____
[12 empty] | _____ |  | 0% | 0 | 0 | _____
[12 empty] | _____ |  | 0% | 0 | 0 | _____
[12 empty] | _____ |  | 0% | 0 | 0 | _____
[12 empty] | _____ |  | 0% | 0 | 0 | _____
[12 empty] | _____ |  | 0% | 0 | 0 | _____
[12 empty] | _____ |  | 0% | 0 | 0 | _____
[12 empty] | _____ |  | 0% | 0 | 0 | _____
[12 empty] | _____ |  | 0% | 0 | 0 | _____
[12 empty] | _____ |  | 0% | 0 | 0 | _____
[12 empty] | _____ |  | 0% | 0 | 0 | _____
[12 empty] | _____ |  | 0% | 0 | 0 | _____
[12 empty] | _____ |  | 0% | 0 | 0 | _____
[12 empty] | _____ |  | 0% | 0 | 0 | _____
[12 empty] | _____ |  | 0% | 0 | 0 | _____
[12 empty] | _____ |  | 0% | 0 | 0 | _____
[12 empty] | _____ |  | 0% | 0 | 0 | _____
[12 empty] | _____ |  | 0% | 0 | 0 | _____
[12 empty] | _____ |  | 0% | 0 | 0 | _____
[12 empty] | _____ |  | 0% | 0 | 0 | _____
[12 empty] | _____ |  | 0% | 0 | 0 | _____
[12 empty] | _____ |  | 0% | 0 | 0 | _____
[12 empty] | _____ |  | 0% | 0 | 0 | _____
[12 empty] | _____ |  | 0% | 0 | 0 | _____
[12 empty] | _____ |  | 0% | 0 | 0 | _____
[12 empty] | _____ |  | 0% | 0 | 0 | _____
[12 empty] | _____ |  | 0% | 0 | 0 | _____
[12 empty] | _____ |  | 0% | 0 | 0 | _____
[12 empty] | _____ |  | 0% | 0 | 0 | _____
[12 empty] | _____ |  | 0% | 0 | 0 | _____
[12 empty] | _____ |  | 0% | 0 | 0 | _____
[12 empty] | _____ |  | 0% | 0 | 0 | _____
[12 empty] | _____ |  | 0% | 0 | 0 | _____
[12 empty] | _____ |  | 0% | 0 | 0 | _____
[12 empty] | _____ |  | 0% | 0 | 0 | _____
[12 empty] | _____ |  | 0% | 0 | 0 | _____
[12 empty] | _____ |  | 0% | 0 | 0 | _____
[12 empty] | _____ |  | 0% | 0 | 0 | _____
[12 empty] | _____ |  | 0% | 0 | 0 | _____
[12 empty] | _____ |  | 0% | 0 | 0 | _____
[12 empty] | _____ |  | 0% | 0 | 0 | _____
[12 empty] | _____ |  | 0% | 0 | 0 | _____
[12 empty] | _____ |  | 0% | 0 | 0 | _____
[12 empty] | _____ |  | 0% | 0 | 0 | _____
[12 empty] | _____ |  | 0% | 0 | 0 | _____
[12 empty] | _____ |  | 0% | 0 | 0 | _____
[12 empty] | _____ |  | 0% | 0 | 0 | _____
[12 empty] | _____ |  | 0% | 0 | 0 | _____
[12 empty] | _____ |  | 0% | 0 | 0 | _____
[12 empty] | _____ |  | 0% | 0 | 0 | _____
[12 empty] | _____ |  | 0% | 0 | 0 | _____
[12 empty] | _____ |  | 0% | 0 | 0 | _____
[12 empty] | _____ |  | 0% | 0 | 0 | _____
[12 empty] | _____ |  | 0% | 0 | 0 | _____
[12 empty] | _____ |  | 0% | 0 | 0 | _____
[12 empty] | _____ |  | 0% | 0 | 0 | _____
[12 empty] | _____ |  | 0% | 0 | 0 | _____
[12 empty] | _____ |  | 0% | 0 | 0 | _____
[12 empty] | _____ |  | 0% | 0 | 0 | _____
[12 empty] | _____ |  | 0% | 0 | 0 | _____
[12 empty] | _____ |  | 0% | 0 | 0 | _____
[12 empty] | _____ |  | 0% | 0 | 0 | _____
[12 empty] | _____ |  | 0% | 0 | 0 | _____
[12 empty] | _____ |  | 0% | 0 | 0 | _____
[12 empty] | _____ |  | 0% | 0 | 0 | _____
[12 empty] | _____ |  | 0% | 0 | 0 | _____
[12 empty] | _____ |  | 0% | 0 | 0 | _____
[12 empty] | _____ |  | 0% | 0 | 0 | _____
[12 empty] | _____ |  | 0% | 0 | 0 | _____
[12 empty] | _____ |  | 0% | 0 | 0 | _____
[12 empty] | _____ |  | 0% | 0 | 0 | _____
[12 empty] | _____ |  | 0% | 0 | 0 | _____
[12 empty] | _____ |  | 0% | 0 | 0 | _____
[12 empty] | _____ |  | 0% | 0 | 0 | _____
[12 empty] | _____ |  | 0% | 0 | 0 | _____
[12 empty] | _____ |  | 0% | 0 | 0 | _____
[12 empty] | _____ |  | 0% | 0 | 0 | _____
[12 empty] | _____ |  | 0% | 0 | 0 | _____
[12 empty] | _____ |  | 0% | 0 | 0 | _____
[12 empty] | _____ |  | 0% | 0 | 0 | _____
[12 empty] | _____ |  | 0% | 0 | 0 | _____
[12 empty] | _____ |  | 0% | 0 | 0 | _____
[12 empty] | _____ |  | 0% | 0 | 0 | _____
[12 empty] | _____ |  | 0% | 0 | 0 | _____
[12 empty] | _____ |  | 0% | 0 | 0 | _____
[12 empty] | _____ |  | 0% | 0 | 0 | _____
[12 empty] | _____ |  | 0% | 0 | 0 | _____
[12 empty] | _____ |  | 0% | 0 | 0 | _____
[12 empty] | _____ |  | 0% | 0 | 0 | _____
[12 empty] | _____ |  | 0% | 0 | 0 | _____
[12 empty] | _____ |  | 0% | 0 | 0 | _____
[12 empty] | _____ |  | 0% | 0 | 0 | _____
[12 empty] | _____ |  | 0% | 0 | 0 | _____
[12 empty] | _____ |  | 0% | 0 | 0 | _____
[12 empty] | _____ |  | 0% | 0 | 0 | _____
[12 empty] | _____ |  | 0% | 0 | 0 | _____
[12 empty] | _____ |  | 0% | 0 | 0 | _____
[12 empty] | _____ |  | 0% | 0 | 0 | _____
[12 empty] | _____ |  | 0% | 0 | 0 | _____
[12 empty] | _____ |  | 0% | 0 | 0 | _____
[12 empty] | _____ |  | 0% | 0 | 0 | _____
[12 empty] | _____ |  | 0% | 0 | 0 | _____
[12 empty] | _____ |  | 0% | 0 | 0 | _____
[12 empty] | _____ |  | 0% | 0 | 0 | _____
[12 empty] | _____ |  | 0% | 0 | 0 | _____
[12 empty] | _____ |  | 0% | 0 | 0 | _____
[12 empty] | _____ |  | 0% | 0 | 0 | _____
[12 empty] | _____ |  | 0% | 0 | 0 | _____
[12 empty] | _____ |  | 0% | 0 | 0 | _____
[12 empty] | _____ |  | 0% | 0 | 0 | _____
[12 empty] | _____ |  | 0% | 0 | 0 | _____
[12 empty] | _____ |  | 0% | 0 | 0 | _____
[12 empty] | _____ |  | 0% | 0 | 0 | _____
[12 empty] | _____ |  | 0% | 0 | 0 | _____
[12 empty] | _____ |  | 0% | 0 | 0 | _____
[12 empty] | _____ |  | 0% | 0 | 0 | _____
[12 empty] | _____ |  | 0% | 0 | 0 | _____
[12 empty] | _____ |  | 0% | 0 | 0 | _____
[12 empty] | _____ |  | 0% | 0 | 0 | _____
[12 empty] | _____ |  | 0% | 0 | 0 | _____
[12 empty] | _____ |  | 0% | 0 | 0 | _____
[12 empty] | _____ |  | 0% | 0 | 0 | _____
[12 empty] | _____ |  | 0% | 0 | 0 | _____
[12 empty] | _____ |  | 0% | 0 | 0 | _____
[12 empty] | _____ |  | 0% | 0 | 0 | _____
[12 empty] | _____ |  | 0% | 0 | 0 | _____
[12 empty] | _____ |  | 0% | 0 | 0 | _____
[12 empty] | _____ |  | 0% | 0 | 0 | _____
[12 empty] | _____ |  | 0% | 0 | 0 | _____
[12 empty] | _____ |  | 0% | 0 | 0 | _____
[12 empty] | _____ |  | 0% | 0 | 0 | _____
[12 empty] | _____ |  | 0% | 0 | 0 | _____
[12 empty] | _____ |  | 0% | 0 | 0 | _____
[12 empty] | _____ |  | 0% | 0 | 0 | _____
[12 empty] | _____ |  | 0% | 0 | 0 | _____
[12 empty] | _____ |  | 0% | 0 | 0 | _____
[12 empty] | _____ |  | 0% | 0 | 0 | _____
[12 empty] | _____ |  | 0% | 0 | 0 | _____
[12 empty] | _____ |  | 0% | 0 | 0 | _____
[12 empty] | _____ |  | 0% | 0 | 0 | _____
[12 empty] | _____ |  | 0% | 0 | 0 | _____
[12 empty] | _____ |  | 0% | 0 | 0 | _____
[12 empty] | _____ |  | 0% | 0 | 0 | _____
[12 empty] | _____ |  | 0% | 0 | 0 | _____
[12 empty] | _____ |  | 0% | 0 | 0 | _____
[12 empty] | _____ |  | 0% | 0 | 0 | _____
[12 empty] | _____ |  | 0% | 0 | 0 | _____
[12 empty] | _____ |  | 0% | 0 | 0 | _____
[12 empty] | _____ |  | 0% | 0 | 0 | _____
[12 empty] | _____ |  | 0% | 0 | 0 | _____
[12 empty] | _____ |  | 0% | 0 | 0 | _____
[12 empty] | _____ |  | 0% | 0 | 0 | _____
[12 empty] | _____ |  | 0% | 0 | 0 | _____
[12 empty] | _____ |  | 0% | 0 | 0 | _____
[12 empty] | _____ |  | 0% | 0 | 0 | _____
[12 empty] | _____ |  | 0% | 0 | 0 | _____
[12 empty] | _____ |  | 0% | 0 | 0 | _____
[12 empty] | _____ |  | 0% | 0 | 0 | _____
[12 empty] | _____ |  | 0% | 0 | 0 | _____
[12 empty] | _____ |  | 0% | 0 | 0 | _____
[12 empty] | _____ |  | 0% | 0 | 0 | _____
[12 empty] | _____ |  | 0% | 0 | 0 | _____
[12 empty] | _____ |  | 0% | 0 | 0 | _____
[12 empty] | _____ |  | 0% | 0 | 0 | _____
[12 empty] | _____ |  | 0% | 0 | 0 | _____
[12 empty] | _____ |  | 0% | 0 | 0 | _____
[12 empty] | _____ |  | 0% | 0 | 0 | _____
[12 empty] | _____ |  | 0% | 0 | 0 | _____
[12 empty] | _____ |  | 0% | 0 | 0 | _____
[12 empty] | _____ |  | 0% | 0 | 0 | _____
[12 empty] | _____ |  | 0% | 0 | 0 | _____
[12 empty] | _____ |  | 0% | 0 | 0 | _____
[12 empty] | _____ |  | 0% | 0 | 0 | _____
[12 empty] | _____ |  | 0% | 0 | 0 | _____
[12 empty] | _____ |  | 0% | 0 | 0 | _____
[12 empty] | _____ |  | 0% | 0 | 0 | _____
[12 empty] | _____ |  | 0% | 0 | 0 | _____
[12 empty] | _____ |  | 0% | 0 | 0 | _____
[12 empty] | _____ |  | 0% | 0 | 0 | _____
[12 empty] | _____ |  | 0% | 0 | 0 | _____
[12 empty] | _____ |  | 0% | 0 | 0 | _____
[12 empty] | _____ |  | 0% | 0 | 0 | _____
[12 empty] | _____ |  | 0% | 0 | 0 | _____
[12 empty] | _____ |  | 0% | 0 | 0 | _____
[12 empty] | _____ |  | 0% | 0 | 0 | _____
[12 empty] | _____ |  | 0% | 0 | 0 | _____
[12 empty] | _____ |  | 0% | 0 | 0 | _____
[12 empty] | _____ |  | 0% | 0 | 0 | _____
[12 empty] | _____ |  | 0% | 0 | 0 | _____
[12 empty] | _____ |  | 0% | 0 | 0 | _____
[12 empty] | _____ |  | 0% | 0 | 0 | _____
[12 empty] | _____ |  | 0% | 0 | 0 | _____
[12 empty] | _____ |  | 0% | 0 | 0 | _____
[12 empty] | _____ |  | 0% | 0 | 0 | _____
[12 empty] | _____ |  | 0% | 0 | 0 | _____
[12 empty] | _____ |  | 0% | 0 | 0 | _____
[12 empty] | _____ |  | 0% | 0 | 0 | _____
[12 empty] | _____ |  | 0% | 0 | 0 | _____
[12 empty] | _____ |  | 0% | 0 | 0 | _____
[12 empty] | _____ |  | 0% | 0 | 0 | _____
[12 empty] | _____ |  | 0% | 0 | 0 | _____
[12 empty] | _____ |  | 0% | 0 | 0 | _____
[12 empty] | _____ |  | 0% | 0 | 0 | _____
[12 empty] | _____ |  | 0% | 0 | 0 | _____
[12 empty] | _____ |  | 0% | 0 | 0 | _____
[12 empty] | _____ |  | 0% | 0 | 0 | _____
[12 empty] | _____ |  | 0% | 0 | 0 | _____
[12 empty] | _____ |  | 0% | 0 | 0 | _____
[12 empty] | _____ |  | 0% | 0 | 0 | _____
[12 empty] | _____ |  | 0% | 0 | 0 | _____
[12 empty] | _____ |  | 0% | 0 | 0 | _____
[12 empty] | _____ |  | 0% | 0 | 0 | _____
[12 empty] | _____ |  | 0% | 0 | 0 | _____
[12 empty] | _____ |  | 0% | 0 | 0 | _____
[12 empty] | _____ |  | 0% | 0 | 0 | _____
[12 empty] | _____ |  | 0% | 0 | 0 | _____
[12 empty] | _____ |  | 0% | 0 | 0 | _____
[12 empty] | _____ |  | 0% | 0 | 0 | _____
[12 empty] | _____ |  | 0% | 0 | 0 | _____
[12 empty] | _____ |  | 0% | 0 | 0 | _____
[12 empty] | _____ |  | 0% | 0 | 0 | _____
[12 empty] | _____ |  | 0% | 0 | 0 | _____
[12 empty] | _____ |  | 0% | 0 | 0 | _____
[12 empty] | _____ |  | 0% | 0 | 0 | _____
[12 empty] | _____ |  | 0% | 0 | 0 | _____
[12 empty] | _____ |  | 0% | 0 | 0 | _____
[12 empty] | _____ |  | 0% | 0 | 0 | _____
[12 empty] | _____ |  | 0% | 0 | 0 | _____
[12 empty] | _____ |  | 0% | 0 | 0 | _____
[12 empty] | _____ |  | 0% | 0 | 0 | _____
[12 empty] | _____ |  | 0% | 0 | 0 | _____
[12 empty] | _____ |  | 0% | 0 | 0 | _____
[12 empty] | _____ |  | 0% | 0 | 0 | _____
[12 empty] | _____ |  | 0% | 0 | 0 | _____
[12 empty] | _____ |  | 0% | 0 | 0 | _____
[12 empty] | _____ |  | 0% | 0 | 0 | _____
[12 empty] | _____ |  | 0% | 0 | 0 | _____
[12 empty] | _____ |  | 0% | 0 | 0 | _____
[12 empty] | _____ |  | 0% | 0 | 0 | _____
[12 empty] | _____ |  | 0% | 0 | 0 | _____
[12 empty] | _____ |  | 0% | 0 | 0 | _____
[12 empty] | _____ |  | 0% | 0 | 0 | _____
[12 empty] | _____ |  | 0% | 0 | 0 | _____
[12 empty] | _____ |  | 0% | 0 | 0 | _____
[12 empty] | _____ |  | 0% | 0 | 0 | _____
[12 empty] | _____ |  | 0% | 0 | 0 | _____
[12 empty] | _____ |  | 0% | 0 | 0 | _____
[12 empty] | _____ |  | 0% | 0 | 0 | _____
[12 empty] | _____ |  | 0% | 0 | 0 | _____
[12 empty] | _____ |  | 0% | 0 | 0 | _____
[12 empty] | _____ |  | 0% | 0 | 0 | _____
[12 empty] | _____ |  | 0% | 0 | 0 | _____
[12 empty] | _____ |  | 0% | 0 | 0 | _____
[12 empty] | _____ |  | 0% | 0 | 0 | _____
[12 empty] | _____ |  | 0% | 0 | 0 | _____
[12 empty] | _____ |  | 0% | 0 | 0 | _____
[12 empty] | _____ |  | 0% | 0 | 0 | _____
[12 empty] | _____ |  | 0% | 0 | 0 | _____
[12 empty] | _____ |  | 0% | 0 | 0 | _____
[12 empty] | _____ |  | 0% | 0 | 0 | _____
[12 empty] | _____ |  | 0% | 0 | 0 | _____
[12 empty] | _____ |  | 0% | 0 | 0 | _____
[12 empty] | _____ |  | 0% | 0 | 0 | _____
[12 empty] | _____ |  | 0% | 0 | 0 | _____
[12 empty] | _____ |  | 0% | 0 | 0 | _____
[12 empty] | _____ |  | 0% | 0 | 0 | _____
[12 empty] | _____ |  | 0% | 0 | 0 | _____
[12 empty] | _____ |  | 0% | 0 | 0 | _____
[12 empty] | _____ |  | 0% | 0 | 0 | _____
[12 empty] | _____ |  | 0% | 0 | 0 | _____
[12 empty] | _____ |  | 0% | 0 | 0 | _____
[12 empty] | _____ |  | 0% | 0 | 0 | _____
[12 empty] | _____ |  | 0% | 0 | 0 | _____
[12 empty] | _____ |  | 0% | 0 | 0 | _____
[12 empty] | _____ |  | 0% | 0 | 0 | _____
[12 empty] | _____ |  | 0% | 0 | 0 | _____
[12 empty] | _____ |  | 0% | 0 | 0 | _____
[12 empty] | _____ |  | 0% | 0 | 0 | _____
[12 empty] | _____ |  | 0% | 0 | 0 | _____
[12 empty] | _____ |  | 0% | 0 | 0 | _____
[12 empty] | _____ |  | 0% | 0 | 0 | _____
[12 empty] | _____ |  | 0% | 0 | 0 | _____
[12 empty] | _____ |  | 0% | 0 | 0 | _____
[12 empty] | _____ |  | 0% | 0 | 0 | _____
[12 empty] | _____ |  | 0% | 0 | 0 | _____
[12 empty] | _____ |  | 0% | 0 | 0 | _____
[12 empty] | _____ |  | 0% | 0 | 0 | _____
[12 empty] | _____ |  | 0% | 0 | 0 | _____
[12 empty] | _____ |  | 0% | 0 | 0 | _____
[12 empty] | _____ |  | 0% | 0 | 0 | _____
[12 empty] | _____ |  | 0% | 0 | 0 | _____
[12 empty] | _____ |  | 0% | 0 | 0 | _____
[12 empty] | _____ |  | 0% | 0 | 0 | _____
[12 empty] | _____ |  | 0% | 0 | 0 | _____
[12 empty] | _____ |  | 0% | 0 | 0 | _____
[12 empty] | _____ |  | 0% | 0 | 0 | _____
[12 empty] | _____ |  | 0% | 0 | 0 | _____
[12 empty] | _____ |  | 0% | 0 | 0 | _____
[12 empty] | _____ |  | 0% | 0 | 0 | _____
[12 empty] | _____ |  | 0% | 0 | 0 | _____
[12 empty] | _____ |  | 0% | 0 | 0 | _____
[12 empty] | _____ |  | 0% | 0 | 0 | _____
[12 empty] | _____ |  | 0% | 0 | 0 | _____
[12 empty] | _____ |  | 0% | 0 | 0 | _____
[12 empty] | _____ |  | 0% | 0 | 0 | _____
[12 empty] | _____ |  | 0% | 0 | 0 | _____
[12 empty] | _____ |  | 0% | 0 | 0 | _____
[12 empty] | _____ |  | 0% | 0 | 0 | _____
[12 empty] | _____ |  | 0% | 0 | 0 | _____
[12 empty] | _____ |  | 0% | 0 | 0 | _____
[12 empty] | _____ |  | 0% | 0 | 0 | _____
[12 empty] | _____ |  | 0% | 0 | 0 | _____
[12 empty] | _____ |  | 0% | 0 | 0 | _____
[12 empty] | _____ |  | 0% | 0 | 0 | _____
[12 empty] | _____ |  | 0% | 0 | 0 | _____
[12 empty] | _____ |  | 0% | 0 | 0 | _____
[12 empty] | _____ |  | 0% | 0 | 0 | _____
[12 empty] | _____ |  | 0% | 0 | 0 | _____
[12 empty] | _____ |  | 0% | 0 | 0 | _____
[12 empty] | _____ |  | 0% | 0 | 0 | _____
[12 empty] | _____ |  | 0% | 0 | 0 | _____
[12 empty] | _____ |  | 0% | 0 | 0 | _____
[12 empty] | _____ |  | 0% | 0 | 0 | _____
[12 empty] | _____ |  | 0% | 0 | 0 | _____
[12 empty] | _____ |  | 0% | 0 | 0 | _____
[12 empty] | _____ |  | 0% | 0 | 0 | _____
[12 empty] | _____ |  | 0% | 0 | 0 | _____
[12 empty] | _____ |  | 0% | 0 | 0 | _____
[12 empty] | _____ |  | 0% | 0 | 0 | _____
[12 empty] | _____ |  | 0% | 0 | 0 | _____
[12 empty] | _____ |  | 0% | 0 | 0 | _____
[12 empty] | _____ |  | 0% | 0 | 0 | _____
[12 empty] | _____ |  | 0% | 0 | 0 | _____
[12 empty] | _____ |  | 0% | 0 | 0 | _____
[12 empty] | _____ |  | 0% | 0 | 0 | _____
[12 empty] | _____ |  | 0% | 0 | 0 | _____
[12 empty] | _____ |  | 0% | 0 | 0 | _____
[12 empty] | _____ |  | 0% | 0 | 0 | _____
[12 empty] | _____ |  | 0% | 0 | 0 | _____
[12 empty] | _____ |  | 0% | 0 | 0 | _____
[12 empty] | _____ |  | 0% | 0 | 0 | _____
[12 empty] | _____ |  | 0% | 0 | 0 | _____
[12 empty] | _____ |  | 0% | 0 | 0 | _____
[12 empty] | _____ |  | 0% | 0 | 0 | _____
[12 empty] | _____ |  | 0% | 0 | 0 | _____
[12 empty] | _____ |  | 0% | 0 | 0 | _____
[12 empty] | _____ |  | 0% | 0 | 0 | _____
[12 empty] | _____ |  | 0% | 0 | 0 | _____
[12 empty] | _____ |  | 0% | 0 | 0 | _____
[12 empty] | _____ |  | 0% | 0 | 0 | _____
[12 empty] | _____ |  | 0% | 0 | 0 | _____
[12 empty] | _____ |  | 0% | 0 | 0 | _____
[12 empty] | _____ |  | 0% | 0 | 0 | _____
[12 empty] | _____ |  | 0% | 0 | 0 | _____
[12 empty] | _____ |  | 0% | 0 | 0 | _____
[12 empty] | _____ |  | 0% | 0 | 0 | _____
[12 empty] | _____ |  | 0% | 0 | 0 | _____
[12 empty] | _____ |  | 0% | 0 | 0 | _____
[12 empty] | _____ |  | 0% | 0 | 0 | _____
[12 empty] | _____ |  | 0% | 0 | 0 | _____
[12 empty] | _____ |  | 0% | 0 | 0 | _____
[12 empty] | _____ |  | 0% | 0 | 0 | _____
[12 empty] | _____ |  | 0% | 0 | 0 | _____
[12 empty] | _____ |  | 0% | 0 | 0 | _____
[12 empty] | _____ |  | 0% | 0 | 0 | _____
[12 empty] | _____ |  | 0% | 0 | 0 | _____
[12 empty] | _____ |  | 0% | 0 | 0 | _____
[12 empty] | _____ |  | 0% | 0 | 0 | _____
[12 empty] | _____ |  | 0% | 0 | 0 | _____
[12 empty] | _____ |  | 0% | 0 | 0 | _____
[12 empty] | _____ |  | 0% | 0 | 0 | _____
[12 empty] | _____ |  | 0% | 0 | 0 | _____
[12 empty] | _____ |  | 0% | 0 | 0 | _____
[12 empty] | _____ |  | 0% | 0 | 0 | _____
[12 empty] | _____ |  | 0% | 0 | 0 | _____
[12 empty] | _____ |  | 0% | 0 | 0 | _____
[12 empty] | _____ |  | 0% | 0 | 0 | _____
[12 empty] | _____ |  | 0% | 0 | 0 | _____
[12 empty] | _____ |  | 0% | 0 | 0 | _____
[12 empty] | _____ |  | 0% | 0 | 0 | _____
[12 empty] | _____ |  | 0% | 0 | 0 | _____
[12 empty] | _____ |  | 0% | 0 | 0 | _____
[12 empty] | _____ |  | 0% | 0 | 0 | _____
[12 empty] | _____ |  | 0% | 0 | 0 | _____
[12 empty] | _____ |  | 0% | 0 | 0 | _____
[12 empty] | _____ |  | 0% | 0 | 0 | _____
[12 empty] | _____ |  | 0% | 0 | 0 | _____
[12 empty] | _____ |  | 0% | 0 | 0 | _____
[12 empty] | _____ |  | 0% | 0 | 0 | _____
[12 empty] | _____ |  | 0% | 0 | 0 | _____
[12 empty] | _____ |  | 0% | 0 | 0 | _____
[12 empty] | _____ |  | 0% | 0 | 0 | _____
[12 empty] | _____ |  | 0% | 0 | 0 | _____
[12 empty] | _____ |  | 0% | 0 | 0 | _____
[12 empty] | _____ |  | 0% | 0 | 0 | _____
[12 empty] | _____ |  | 0% | 0 | 0 | _____
[12 empty] | _____ |  | 0% | 0 | 0 | _____
[12 empty] | _____ |  | 0% | 0 | 0 | _____
[12 empty] | _____ |  | 0% | 0 | 0 | _____
[12 empty] | _____ |  | 0% | 0 | 0 | _____
[12 empty] | _____ |  | 0% | 0 | 0 | _____
[12 empty] | _____ |  | 0% | 0 | 0 | _____
[12 empty] | _____ |  | 0% | 0 | 0 | _____
[12 empty] | _____ |  | 0% | 0 | 0 | _____
[12 empty] | _____ |  | 0% | 0 | 0 | _____
[12 empty] | _____ |  | 0% | 0 | 0 | _____
[12 empty] | _____ |  | 0% | 0 | 0 | _____
[12 empty] | _____ |  | 0% | 0 | 0 | _____
[12 empty] | _____ |  | 0% | 0 | 0 | _____
[12 empty] | _____ |  | 0% | 0 | 0 | _____
[12 empty] | _____ |  | 0% | 0 | 0 | _____
[12 empty] | _____ |  | 0% | 0 | 0 | _____
[12 empty] | _____ |  | 0% | 0 | 0 | _____
[12 empty] | _____ |  | 0% | 0 | 0 | _____
[12 empty] | _____ |  | 0% | 0 | 0 | _____
[12 empty] | _____ |  | 0% | 0 | 0 | _____
[12 empty] | _____ |  | 0% | 0 | 0 | _____
[12 empty] | _____ |  | 0% | 0 | 0 | _____
[12 empty] | _____ |  | 0% | 0 | 0 | _____
[12 empty] | _____ |  | 0% | 0 | 0 | _____
[12 empty] | _____ |  | 0% | 0 | 0 | _____
[12 empty] | _____ |  | 0% | 0 | 0 | _____
[12 empty] | _____ |  | 0% | 0 | 0 | _____
[12 empty] | _____ |  | 0% | 0 | 0 | _____
[12 empty] | _____ |  | 0% | 0 | 0 | _____
[12 empty] | _____ |  | 0% | 0 | 0 | _____
[12 empty] | _____ |  | 0% | 0 | 0 | _____
[12 empty] | _____ |  | 0% | 0 | 0 | _____
[12 empty] | _____ |  | 0% | 0 | 0 | _____
[12 empty] | _____ |  | 0% | 0 | 0 | _____
[12 empty] | _____ |  | 0% | 0 | 0 | _____
[12 empty] | _____ |  | 0% | 0 | 0 | _____
[12 empty] | _____ |  | 0% | 0 | 0 | _____
[12 empty] | _____ |  | 0% | 0 | 0 | _____
[12 empty] | _____ |  | 0% | 0 | 0 | _____
[12 empty] | _____ |  | 0% | 0 | 0 | _____
[12 empty] | _____ |  | 0% | 0 | 0 | _____
[12 empty] | _____ |  | 0% | 0 | 0 | _____
[12 empty] | _____ |  | 0% | 0 | 0 | _____
[12 empty] | _____ |  | 0% | 0 | 0 | _____
[12 empty] | _____ |  | 0% | 0 | 0 | _____
[12 empty] | _____ |  | 0% | 0 | 0 | _____
[12 empty] | _____ |  | 0% | 0 | 0 | _____
[12 empty] | _____ |  | 0% | 0 | 0 | _____
[12 empty] | _____ |  | 0% | 0 | 0 | _____
[12 empty] | _____ |  | 0% | 0 | 0 | _____
[12 empty] | _____ |  | 0% | 0 | 0 | _____
[12 empty] | _____ |  | 0% | 0 | 0 | _____
[12 empty] | _____ |  | 0% | 0 | 0 | _____
[12 empty] | _____ |  | 0% | 0 | 0 | _____
[12 empty] | _____ |  | 0% | 0 | 0 | _____
[12 empty] | _____ |  | 0% | 0 | 0 | _____
[12 empty] | _____ |  | 0% | 0 | 0 | _____
[12 empty] | _____ |  | 0% | 0 | 0 | _____
[12 empty] | _____ |  | 0% | 0 | 0 | _____
[12 empty] | _____ |  | 0% | 0 | 0 | _____
[12 empty] | _____ |  | 0% | 0 | 0 | _____
[12 empty] | _____ |  | 0% | 0 | 0 | _____
[12 empty] | _____ |  | 0% | 0 | 0 | _____
[12 empty] | _____ |  | 0% | 0 | 0 | _____
[12 empty] | _____ |  | 0% | 0 | 0 | _____
[12 empty] | _____ |  | 0% | 0 | 0 | _____
[12 empty] | _____ |  | 0% | 0 | 0 | _____
[12 empty] | _____ |  | 0% | 0 | 0 | _____
[12 empty] | _____ |  | 0% | 0 | 0 | _____
[12 empty] | _____ |  | 0% | 0 | 0 | _____
[12 empty] | _____ |  | 0% | 0 | 0 | _____
[12 empty] | _____ |  | 0% | 0 | 0 | _____
[12 empty] | _____ |  | 0% | 0 | 0 | _____
[12 empty] | _____ |  | 0% | 0 | 0 | _____
[12 empty] | _____ |  | 0% | 0 | 0 | _____
[12 empty] | _____ |  | 0% | 0 | 0 | _____
[12 empty] | _____ |  | 0% | 0 | 0 | _____
[12 empty] | _____ |  | 0% | 0 | 0 | _____
[12 empty] | _____ |  | 0% | 0 | 0 | _____
[12 empty] | _____ |  | 0% | 0 | 0 | _____
[12 empty] | _____ |  | 0% | 0 | 0 | _____
[12 empty] | _____ |  | 0% | 0 | 0 | _____
[12 empty] | _____ |  | 0% | 0 | 0 | _____
[12 empty] | _____ |  | 0% | 0 | 0 | _____
[12 empty] | _____ |  | 0% | 0 | 0 | _____
[12 empty] | _____ |  | 0% | 0 | 0 | _____
[12 empty] | _____ |  | 0% | 0 | 0 | _____
[12 empty] | _____ |  | 0% | 0 | 0 | _____
[12 empty] | _____ |  | 0% | 0 | 0 | _____
[12 empty] | _____ |  | 0% | 0 | 0 | _____
[12 empty] | _____ |  | 0% | 0 | 0 | _____
[12 empty] | _____ |  | 0% | 0 | 0 | _____
[12 empty] | _____ |  | 0% | 0 | 0 | _____
[12 empty] | _____ |  | 0% | 0 | 0 | _____
[12 empty] | _____ |  | 0% | 0 | 0 | _____
[12 empty] | _____ |  | 0% | 0 | 0 | _____
[12 empty] | _____ |  | 0% | 0 | 0 | _____
[12 empty] | _____ |  | 0% | 0 | 0 | _____
[12 empty] | _____ |  | 0% | 0 | 0 | _____
[12 empty] | _____ |  | 0% | 0 | 0 | _____
[12 empty] | _____ |  | 0% | 0 | 0 | _____
[12 empty] | _____ |  | 0% | 0 | 0 | _____
[12 empty] | _____ |  | 0% | 0 | 0 | _____
[12 empty] | _____ |  | 0% | 0 | 0 | _____
[12 empty] | _____ |  | 0% | 0 | 0 | _____
[12 empty] | _____ |  | 0% | 0 | 0 | _____
[12 empty] | _____ |  | 0% | 0 | 0 | _____
[12 empty] | _____ |  | 0% | 0 | 0 | _____
[12 empty] | _____ |  | 0% | 0 | 0 | _____
[12 empty] | _____ |  | 0% | 0 | 0 | _____
[12 empty] | _____ |  | 0% | 0 | 0 | _____
[12 empty] | _____ |  | 0% | 0 | 0 | _____
[12 empty] | _____ |  | 0% | 0 | 0 | _____
[12 empty] | _____ |  | 0% | 0 | 0 | _____
[12 empty] | _____ |  | 0% | 0 | 0 | _____
[12 empty] | _____ |  | 0% | 0 | 0 | _____
[12 empty] | _____ |  | 0% | 0 | 0 | _____
[12 empty] | _____ |  | 0% | 0 | 0 | _____
[12 empty] | _____ |  | 0% | 0 | 0 | _____
[12 empty] | _____ |  | 0% | 0 | 0 | _____
[12 empty] | _____ |  | 0% | 0 | 0 | _____
[12 empty] | _____ |  | 0% | 0 | 0 | _____
[12 empty] | _____ |  | 0% | 0 | 0 | _____
[12 empty] | _____ |  | 0% | 0 | 0 | _____
[12 empty] | _____ |  | 0% | 0 | 0 | _____
[12 empty] | _____ |  | 0% | 0 | 0 | _____
[12 empty] | _____ |  | 0% | 0 | 0 | _____
[12 empty] | _____ |  | 0% | 0 | 0 | _____
[12 empty] | _____ |  | 0% | 0 | 0 | _____
[12 empty] | _____ |  | 0% | 0 | 0 | _____
[12 empty] | _____ |  | 0% | 0 | 0 | _____
[12 empty] | _____ |  | 0% | 0 | 0 | _____
[12 empty] | _____ |  | 0% | 0 | 0 | _____
[12 empty] | _____ |  | 0% | 0 | 0 | _____
[12 empty] | _____ |  | 0% | 0 | 0 | _____
[12 empty] | _____ |  | 0% | 0 | 0 | _____
[12 empty] | _____ |  | 0% | 0 | 0 | _____
[12 empty] | _____ |  | 0% | 0 | 0 | _____
[12 empty] | _____ |  | 0% | 0 | 0 | _____
[12 empty] | _____ |  | 0% | 0 | 0 | _____
[12 empty] | _____ |  | 0% | 0 | 0 | _____
[12 empty] | _____ |  | 0% | 0 | 0 | _____
[12 empty] | _____ |  | 0% | 0 | 0 | _____
[12 empty] | _____ |  | 0% | 0 | 0 | _____
[12 empty] | _____ |  | 0% | 0 | 0 | _____
[12 empty] | _____ |  | 0% | 0 | 0 | _____
[12 empty] | _____ |  | 0% | 0 | 0 | _____
[12 empty] | _____ |  | 0% | 0 | 0 | _____
[12 empty] | _____ |  | 0% | 0 | 0 | _____
[12 empty] | _____ |  | 0% | 0 | 0 | _____
[12 empty] | _____ |  | 0% | 0 | 0 | _____
[12 empty] | _____ |  | 0% | 0 | 0 | _____
[12 empty] | _____ |  | 0% | 0 | 0 | _____
[12 empty] | _____ |  | 0% | 0 | 0 | _____
[12 empty] | _____ |  | 0% | 0 | 0 | _____
[12 empty] | _____ |  | 0% | 0 | 0 | _____
[12 empty] | _____ |  | 0% | 0 | 0 | _____
[12 empty] | _____ |  | 0% | 0 | 0 | _____
[12 empty] | _____ |  | 0% | 0 | 0 | _____
[12 empty] | _____ |  | 0% | 0 | 0 | _____
[12 empty] | _____ |  | 0% | 0 | 0 | _____
[12 empty] | _____ |  | 0% | 0 | 0 | _____
[12 empty] | _____ |  | 0% | 0 | 0 | _____
[12 empty] | _____ |  | 0% | 0 | 0 | _____
[12 empty] | _____ |  | 0% | 0 | 0 | _____
[12 empty] | _____ |  | 0% | 0 | 0 | _____
[12 empty] | _____ |  | 0% | 0 | 0 | _____
[12 empty] | _____ |  | 0% | 0 | 0 | _____
[12 empty] | _____ |  | 0% | 0 | 0 | _____
[12 empty] | _____ |  | 0% | 0 | 0 | _____
[12 empty] | _____ |  | 0% | 0 | 0 | _____
[12 empty] | _____ |  | 0% | 0 | 0 | _____
[12 empty] | _____ |  | 0% | 0 | 0 | _____
[12 empty] | _____ |  | 0% | 0 | 0 | _____
[12 empty] | _____ |  | 0% | 0 | 0 | _____
[12 empty] | _____ |  | 0% | 0 | 0 | _____
[12 empty] | _____ |  | 0% | 0 | 0 | _____
[12 empty] | _____ |  | 0% | 0 | 0 | _____
[12 empty] | _____ |  | 0% | 0 | 0 | _____
[12 empty] | _____ |  | 0% | 0 | 0 | _____
[12 empty] | _____ |  | 0% | 0 | 0 | _____
[12 empty] | _____ |  | 0% | 0 | 0 | _____
[12 empty] | _____ |  | 0% | 0 | 0 | _____
[12 empty] | _____ |  | 0% | 0 | 0 | _____
[12 empty] | _____ |  | 0% | 0 | 0 | _____
[12 empty] | _____ |  | 0% | 0 | 0 | _____
[12 empty] | _____ |  | 0% | 0 | 0 | _____
[12 empty] | _____ |  | 0% | 0 | 0 | _____
[12 empty] | _____ |  | 0% | 0 | 0 | _____
[12 empty] | _____ |  | 0% | 0 | 0 | _____
[12 empty] | _____ |  | 0% | 0 | 0 | _____
[12 empty] | _____ |  | 0% | 0 | 0 | _____
[12 empty] | _____ |  | 0% | 0 | 0 | _____
[12 empty] | _____ |  | 0% | 0 | 0 | _____
[12 empty] | _____ |  | 0% | 0 | 0 | _____
[12 empty] | _____ |  | 0% | 0 | 0 | _____
[12 empty] | _____ |  | 0% | 0 | 0 | _____
[12 empty] | _____ |  | 0% | 0 | 0 | _____
[12 empty] | _____ |  | 0% | 0 | 0 | _____
[12 empty] | _____ |  | 0% | 0 | 0 | _____
[12 empty] | _____ |  | 0% | 0 | 0 | _____
[12 empty] | _____ |  | 0% | 0 | 0 | _____
[12 empty] | _____ |  | 0% | 0 | 0 | _____
[12 empty] | _____ |  | 0% | 0 | 0 | _____
[12 empty] | _____ |  | 0% | 0 | 0 | _____
[12 empty] | _____ |  | 0% | 0 | 0 | _____
[12 empty] | _____ |  | 0% | 0 | 0 | _____
[12 empty] | _____ |  | 0% | 0 | 0 | _____
[12 empty] | _____ |  | 0% | 0 | 0 | _____
[12 empty] | _____ |  | 0% | 0 | 0 | _____
[12 empty] | _____ |  | 0% | 0 | 0 | _____
[12 empty] | _____ |  | 0% | 0 | 0 | _____
[12 empty] | _____ |  | 0% | 0 | 0 | _____
[12 empty] | _____ |  | 0% | 0 | 0 | _____
[12 empty] | _____ |  | 0% | 0 | 0 | _____
[12 empty] | _____ |  | 0% | 0 | 0 | _____
[12 empty] | _____ |  | 0% | 0 | 0 | _____
[12 empty] | _____ |  | 0% | 0 | 0 | _____
[12 empty] | _____ |  | 0% | 0 | 0 | _____
[12 empty] | _____ |  | 0% | 0 | 0 | _____
[12 empty] | _____ |  | 0% | 0 | 0 | _____
[12 empty] | _____ |  | 0% | 0 | 0 | _____
[12 empty] | _____ |  | 0% | 0 | 0 | _____
[12 empty] | _____ |  | 0% | 0 | 0 | _____
[12 empty] | _____ |  | 0% | 0 | 0 | _____
[12 empty] | _____ |  | 0% | 0 | 0 | _____
[12 empty] | _____ |  | 0% | 0 | 0 | _____
[12 empty] | _____ |  | 0% | 0 | 0 | _____
[12 empty] | _____ |  | 0% | 0 | 0 | _____
[12 empty] | _____ |  | 0% | 0 | 0 | _____
[12 empty] | _____ |  | 0% | 0 | 0 | _____
[12 empty] | _____ |  | 0% | 0 | 0 | _____
[12 empty] | _____ |  | 0% | 0 | 0 | _____
[12 empty] | _____ |  | 0% | 0 | 0 | _____
[12 empty] | _____ |  | 0% | 0 | 0 | _____
[12 empty] | _____ |  | 0% | 0 | 0 | _____
[12 empty] | _____ |  | 0% | 0 | 0 | _____
[12 empty] | _____ |  | 0% | 0 | 0 | _____
[12 empty] | _____ |  | 0% | 0 | 0 | _____
[12 empty] | _____ |  | 0% | 0 | 0 | _____
[12 empty] | _____ |  | 0% | 0 | 0 | _____
[12 empty] | _____ |  | 0% | 0 | 0 | _____
[12 empty] | _____ |  | 0% | 0 | 0 | _____
[12 empty] | _____ |  | 0% | 0 | 0 | _____
[12 empty] | _____ |  | 0% | 0 | 0 | _____
[12 empty] | _____ |  | 0% | 0 | 0 | _____
[12 empty] | _____ |  | 0% | 0 | 0 | _____
[12 empty] | _____ |  | 0% | 0 | 0 | _____
[12 empty] | _____ |  | 0% | 0 | 0 | _____
[12 empty] | _____ |  | 0% | 0 | 0 | _____
[12 empty] | _____ |  | 0% | 0 | 0 | _____
[12 empty] | _____ |  | 0% | 0 | 0 | _____
[12 empty] | _____ |  | 0% | 0 | 0 | _____
[12 empty] | _____ |  | 0% | 0 | 0 | _____
[12 empty] | _____ |  | 0% | 0 | 0 | _____
[12 empty] | _____ |  | 0% | 0 | 0 | _____
[12 empty] | _____ |  | 0% | 0 | 0 | _____
[12 empty] | _____ |  | 0% | 0 | 0 | _____
[12 empty] | _____ |  | 0% | 0 | 0 | _____
[12 empty] | _____ |  | 0% | 0 | 0 | _____
[12 empty] | _____ |  | 0% | 0 | 0 | _____
[12 empty] | _____ |  | 0% | 0 | 0 | _____
[12 empty] | _____ |  | 0% | 0 | 0 | _____
[12 empty] | _____ |  | 0% | 0 | 0 | _____
[12 empty] | _____ |  | 0% | 0 | 0 | _____
[12 empty] | _____ |  | 0% | 0 | 0 | _____
[12 empty] | _____ |  | 0% | 0 | 0 | _____
[12 empty] | _____ |  | 0% | 0 | 0 | _____
[12 empty] | _____ |  | 0% | 0 | 0 | _____
[12 empty] | _____ |  | 0% | 0 | 0 | _____
[12 empty] | _____ |  | 0% | 0 | 0 | _____
[12 empty] | _____ |  | 0% | 0 | 0 | _____
[12 empty] | _____ |  | 0% | 0 | 0 | _____
[12 empty] | _____ |  | 0% | 0 | 0 | _____
[12 empty] | _____ |  | 0% | 0 | 0 | _____
[12 empty] | _____ |  | 0% | 0 | 0 | _____
[12 empty] | _____ |  | 0% | 0 | 0 | _____
[12 empty] | _____ |  | 0% | 0 | 0 | _____
[12 empty] | _____ |  | 0% | 0 | 0 | _____
[12 empty] | _____ |  | 0% | 0 | 0 | _____
[12 empty] | _____ |  | 0% | 0 | 0 | _____
[12 empty] | _____ |  | 0% | 0 | 0 | _____
[12 empty] | _____ |  | 0% | 0 | 0 | _____
[12 empty] | _____ |  | 0% | 0 | 0 | _____
[12 empty] | _____ |  | 0% | 0 | 0 | _____
[12 empty] | _____ |  | 0% | 0 | 0 | _____
[12 empty] | _____ |  | 0% | 0 | 0 | _____
[12 empty] | _____ |  | 0% | 0 | 0 | _____
[12 empty] | _____ |  | 0% | 0 | 0 | _____
[12 empty] | _____ |  | 0% | 0 | 0 | _____
[12 empty] | _____ |  | 0% | 0 | 0 | _____
[12 empty] | _____ |  | 0% | 0 | 0 | _____
[12 empty] | _____ |  | 0% | 0 | 0 | _____
[12 empty] | _____ |  | 0% | 0 | 0 | _____
[12 empty] | _____ |  | 0% | 0 | 0 | _____
[12 empty] | _____ |  | 0% | 0 | 0 | _____
[12 empty] | _____ |  | 0% | 0 | 0 | _____
[12 empty] | _____ |  | 0% | 0 | 0 | _____
[12 empty] | _____ |  | 0% | 0 | 0 | _____
[12 empty] | _____ |  | 0% | 0 | 0 | _____
[12 empty] | _____ |  | 0% | 0 | 0 | _____
[12 empty] | _____ |  | 0% | 0 | 0 | _____
[12 empty] | _____ |  | 0% | 0 | 0 | _____
[12 empty] | _____ |  | 0% | 0 | 0 | _____
[12 empty] | _____ |  | 0% | 0 | 0 | _____
[12 empty] | _____ |  | 0% | 0 | 0 | _____
[12 empty] | _____ |  | 0% | 0 | 0 | _____
[12 empty] | _____ |  | 0% | 0 | 0 | _____
[12 empty] | _____ |  | 0% | 0 | 0 | _____
[12 empty] | _____ |  | 0% | 0 | 0 | _____
[12 empty] | _____ |  | 0% | 0 | 0 | _____
[12 empty] | _____ |  | 0% | 0 | 0 | _____
[12 empty] | _____ |  | 0% | 0 | 0 | _____
[12 empty] | _____ |  | 0% | 0 | 0 | _____
[12 empty] | _____ |  | 0% | 0 | 0 | _____
[12 empty] | _____ |  | 0% | 0 | 0 | _____
[12 empty] | _____ |  | 0% | 0 | 0 | _____
[12 empty] | _____ |  | 0% | 0 | 0 | _____
[12 empty] | _____ |  | 0% | 0 | 0 | _____
[12 empty] | _____ |  | 0% | 0 | 0 | _____
[12 empty] | _____ |  | 0% | 0 | 0 | _____
[12 empty] | _____ |  | 0% | 0 | 0 | _____
[12 empty] | _____ |  | 0% | 0 | 0 | _____
[12 empty] | _____ |  | 0% | 0 | 0 | _____
[12 empty] | _____ |  | 0% | 0 | 0 | _____
[12 empty] | _____ |  | 0% | 0 | 0 | _____
[12 empty] | _____ |  | 0% | 0 | 0 | _____
[12 empty] | _____ |  | 0% | 0 | 0 | _____
[12 empty] | _____ |  | 0% | 0 | 0 | _____
[12 empty] | _____ |  | 0% | 0 | 0 | _____
[12 empty] | _____ |  | 0% | 0 | 0 | _____
[12 empty] | _____ |  | 0% | 0 | 0 | _____
[12 empty] | _____ |  | 0% | 0 | 0 | _____
[12 empty] | _____ |  | 0% | 0 | 0 | _____
[12 empty] | _____ |  | 0% | 0 | 0 | _____
[12 empty] | _____ |  | 0% | 0 | 0 | _____
[12 empty] | _____ |  | 0% | 0 | 0 | _____
[12 empty] | _____ |  | 0% | 0 | 0 | _____
[12 empty] | _____ |  | 0% | 0 | 0 | _____
[12 empty] | _____ |  | 0% | 0 | 0 | _____
[12 empty] | _____ |  | 0% | 0 | 0 | _____
[12 empty] | _____ |  | 0% | 0 | 0 | _____
[12 empty] | _____ |  | 0% | 0 | 0 | _____
[12 empty] | _____ |  | 0% | 0 | 0 | _____
[12 empty] | _____ |  | 0% | 0 | 0 | _____
[12 empty] | _____ |  | 0% | 0 | 0 | _____
[12 empty] | _____ |  | 0% | 0 | 0 | _____
[12 empty] | _____ |  | 0% | 0 | 0 | _____
[12 empty] | _____ |  | 0% | 0 | 0 | _____
[12 empty] | _____ |  | 0% | 0 | 0 | _____
[12 empty] | _____ |  | 0% | 0 | 0 | _____
[12 empty] | _____ |  | 0% | 0 | 0 | _____
[12 empty] | _____ |  | 0% | 0 | 0 | _____
[12 empty] | _____ |  | 0% | 0 | 0 | _____
[12 empty] | _____ |  | 0% | 0 | 0 | _____
[12 empty] | _____ |  | 0% | 0 | 0 | _____
[12 empty] | _____ |  | 0% | 0 | 0 | _____
[12 empty] | _____ |  | 0% | 0 | 0 | _____
[12 empty] | _____ |  | 0% | 0 | 0 | _____
[12 empty] | _____ |  | 0% | 0 | 0 | _____
[12 empty] | _____ |  | 0% | 0 | 0 | _____
[12 empty] | _____ |  | 0% | 0 | 0 | _____
[12 empty] | _____ |  | 0% | 0 | 0 | _____
[12 empty] | _____ |  | 0% | 0 | 0 | _____
[12 empty] | _____ |  | 0% | 0 | 0 | _____
[12 empty] | _____ |  | 0% | 0 | 0 | _____
[12 empty] | _____ |  | 0% | 0 | 0 | _____
[12 empty] | _____ |  | 0% | 0 | 0 | _____
[12 empty] | _____ |  | 0% | 0 | 0 | _____
[12 empty] | _____ |  | 0% | 0 | 0 | _____
[12 empty] | _____ |  | 0% | 0 | 0 | _____
[12 empty] | _____ |  | 0% | 0 | 0 | _____
[12 empty] | _____ |  | 0% | 0 | 0 | _____
[12 empty] | _____ |  | 0% | 0 | 0 | _____
[12 empty] | _____ |  | 0% | 0 | 0 | _____
[12 empty] | _____ |  | 0% | 0 | 0 | _____
[12 empty] | _____ |  | 0% | 0 | 0 | _____
[12 empty] | _____ |  | 0% | 0 | 0 | _____
[12 empty] | _____ |  | 0% | 0 | 0 | _____
[12 empty] | _____ |  | 0% | 0 | 0 | _____
[12 empty] | _____ |  | 0% | 0 | 0 | _____
[12 empty] | _____ |  | 0% | 0 | 0 | _____
[12 empty] | _____ |  | 0% | 0 | 0 | _____
[12 empty] | _____ |  | 0% | 0 | 0 | _____
[12 empty] | _____ |  | 0% | 0 | 0 | _____
[12 empty] | _____ |  | 0% | 0 | 0 | _____
[12 empty] | _____ |  | 0% | 0 | 0 | _____
[12 empty] | _____ |  | 0% | 0 | 0 | _____
[12 empty] | _____ |  | 0% | 0 | 0 | _____
[12 empty] | _____ |  | 0% | 0 | 0 | _____
[12 empty] | _____ |  | 0% | 0 | 0 | _____
[12 empty] | _____ |  | 0% | 0 | 0 | _____
[12 empty] | _____ |  | 0% | 0 | 0 | _____
[12 empty] | _____ |  | 0% | 0 | 0 | _____
[12 empty] | _____ |  | 0% | 0 | 0 | _____
[12 empty] | _____ |  | 0% | 0 | 0 | _____
[12 empty] | _____ |  | 0% | 0 | 0 | _____
[12 empty] | _____ |  | 0% | 0 | 0 | _____
[12 empty] | _____ |  | 0% | 0 | 0 | _____
[12 empty] | _____ |  | 0% | 0 | 0 | _____
[12 empty] | _____ |  | 0% | 0 | 0 | _____
[12 empty] | _____ |  | 0% | 0 | 0 | _____
[12 empty] | _____ |  | 0% | 0 | 0 | _____
[12 empty] | _____ |  | 0% | 0 | 0 | _____
[12 empty] | _____ |  | 0% | 0 | 0 | _____
[12 empty] | _____ |  | 0% | 0 | 0 | _____
[12 empty] | _____ |  | 0% | 0 | 0 | _____
[12 empty] | _____ |  | 0% | 0 | 0 | _____
[12 empty] | _____ |  | 0% | 0 | 0 | _____
[12 empty] | _____ |  | 0% | 0 | 0 | _____
[12 empty] | _____ |  | 0% | 0 | 0 | _____
[12 empty] | _____ |  | 0% | 0 | 0 | _____
[12 empty] | _____ |  | 0% | 0 | 0 | _____
[12 empty] | _____ |  | 0% | 0 | 0 | _____
[12 empty] | _____ |  | 0% | 0 | 0 | _____
[12 empty] | _____ |  | 0% | 0 | 0 | _____
[12 empty] | _____ |  | 0% | 0 | 0 | _____
[12 empty] | _____ |  | 0% | 0 | 0 | _____
[12 empty] | _____ |  | 0% | 0 | 0 | _____
[12 empty] | _____ |  | 0% | 0 | 0 | _____
[12 empty] | _____ |  | 0% | 0 | 0 | _____
[12 empty] | _____ |  | 0% | 0 | 0 | _____
[12 empty] | _____ |  | 0% | 0 | 0 | _____
[12 empty] | _____ |  | 0% | 0 | 0 | _____
[12 empty] | _____ |  | 0% | 0 | 0 | _____
[12 empty] | _____ |  | 0% | 0 | 0 | _____
[12 empty] | _____ |  | 0% | 0 | 0 | _____
[12 empty] | _____ |  | 0% | 0 | 0 | _____
[12 empty] | _____ |  | 0% | 0 | 0 | _____
[12 empty] | _____ |  | 0% | 0 | 0 | _____
[12 empty] | _____ |  | 0% | 0 | 0 | _____
[12 empty] | _____ |  | 0% | 0 | 0 | _____
[12 empty] | _____ |  | 0% | 0 | 0 | _____
[12 empty] | _____ |  | 0% | 0 | 0 | _____
[12 empty] | _____ |  | 0% | 0 | 0 | _____
[12 empty] | _____ |  | 0% | 0 | 0 | _____
[12 empty] | _____ |  | 0% | 0 | 0 | _____
[12 empty] | _____ |  | 0% | 0 | 0 | _____
[12 empty] | _____ |  | 0% | 0 | 0 | _____
[12 empty] | _____ |  | 0% | 0 | 0 | _____
[12 empty] | _____ |  | 0% | 0 | 0 | _____
[12 empty] | _____ |  | 0% | 0 | 0 | _____
[12 empty] | _____ |  | 0% | 0 | 0 | _____
[12 empty] | _____ |  | 0% | 0 | 0 | _____
[12 empty] | _____ |  | 0% | 0 | 0 | _____
[12 empty] | _____ |  | 0% | 0 | 0 | _____
[12 empty] | _____ |  | 0% | 0 | 0 | _____
[12 empty] | _____ |  | 0% | 0 | 0 | _____
[12 empty] | _____ |  | 0% | 0 | 0 | _____
[12 empty] | _____ |  | 0% | 0 | 0 | _____
[12 empty] | _____ |  | 0% | 0 | 0 | _____
[12 empty] | _____ |  | 0% | 0 | 0 | _____
[12 empty] | _____ |  | 0% | 0 | 0 | _____
[12 empty] | _____ |  | 0% | 0 | 0 | _____
[12 empty] | _____ |  | 0% | 0 | 0 | _____
[12 empty] | _____ |  | 0% | 0 | 0 | _____
[12 empty] | _____ |  | 0% | 0 | 0 | _____
[12 empty] | _____ |  | 0% | 0 | 0 | _____
[12 empty] | _____ |  | 0% | 0 | 0 | _____
[12 empty] | _____ |  | 0% | 0 | 0 | _____
[12 empty] | _____ |  | 0% | 0 | 0 | _____
[12 empty] | _____ |  | 0% | 0 | 0 | _____
[12 empty] | _____ |  | 0% | 0 | 0 | _____
[12 empty] | _____ |  | 0% | 0 | 0 | _____
[12 empty] | _____ |  | 0% | 0 | 0 | _____
[12 empty] | _____ |  | 0% | 0 | 0 | _____
[12 empty] | _____ |  | 0% | 0 | 0 | _____
[12 empty] | _____ |  | 0% | 0 | 0 | _____
[12 empty] | _____ |  | 0% | 0 | 0 | _____
[12 empty] | _____ |  | 0% | 0 | 0 | _____
[12 empty] | _____ |  | 0% | 0 | 0 | _____
[12 empty] | _____ |  | 0% | 0 | 0 | _____
[12 empty] | _____ |  | 0% | 0 | 0 | _____
[12 empty] | _____ |  | 0% | 0 | 0 | _____
[12 empty] | _____ |  | 0% | 0 | 0 | _____
[12 empty] | _____ |  | 0% | 0 | 0 | _____
[12 empty] | _____ |  | 0% | 0 | 0 | _____
[12 empty] | _____ |  | 0% | 0 | 0 | _____
[12 empty] | _____ |  | 0% | 0 | 0 | _____
[12 empty] | _____ |  | 0% | 0 | 0 | _____
[12 empty] | _____ |  | 0% | 0 | 0 | _____
[12 empty] | _____ |  | 0% | 0 | 0 | _____
[12 empty] | _____ |  | 0% | 0 | 0 | _____
[12 empty] | _____ |  | 0% | 0 | 0 | _____
[12 empty] | _____ |  | 0% | 0 | 0 | _____
[12 empty] | _____ |  | 0% | 0 | 0 | _____
[12 empty] | _____ |  | 0% | 0 | 0 | _____
[12 empty] | _____ |  | 0% | 0 | 0 | _____
[12 empty] | _____ |  | 0% | 0 | 0 | _____
[12 empty] | _____ |  | 0% | 0 | 0 | _____
[12 empty] | _____ |  | 0% | 0 | 0 | _____
[12 empty] | _____ |  | 0% | 0 | 0 | _____
[12 empty] | _____ |  | 0% | 0 | 0 | _____
[12 empty] | _____ |  | 0% | 0 | 0 | _____
[12 empty] | _____ |  | 0% | 0 | 0 | _____
[12 empty] | _____ |  | 0% | 0 | 0 | _____
[12 empty] | _____ |  | 0% | 0 | 0 | _____
[12 empty] | _____ |  | 0% | 0 | 0 | _____
[12 empty] | _____ |  | 0% | 0 | 0 | _____
[12 empty] | _____ |  | 0% | 0 | 0 | _____
[12 empty] | _____ |  | 0% | 0 | 0 | _____
[12 empty] | _____ |  | 0% | 0 | 0 | _____
[12 empty] | _____ |  | 0% | 0 | 0 | _____
[12 empty] | _____ |  | 0% | 0 | 0 | _____
[12 empty] | _____ |  | 0% | 0 | 0 | _____
[12 empty] | _____ |  | 0% | 0 | 0 | _____
[12 empty] | _____ |  | 0% | 0 | 0 | _____
[12 empty] | _____ |  | 0% | 0 | 0 | _____
[12 empty] | _____ |  | 0% | 0 | 0 | _____
[12 empty] | _____ |  | 0% | 0 | 0 | _____
[12 empty] | _____ |  | 0% | 0 | 0 | _____
[12 empty] | _____ |  | 0% | 0 | 0 | _____
[12 empty] | _____ |  | 0% | 0 | 0 | _____
[12 empty] | _____ |  | 0% | 0 | 0 | _____
[12 empty] | _____ |  | 0% | 0 | 0 | _____
[12 empty] | _____ |  | 0% | 0 | 0 | _____
[12 empty] | _____ |  | 0% | 0 | 0 | _____
[12 empty] | _____ |  | 0% | 0 | 0 | _____
[12 empty] | _____ |  | 0% | 0 | 0 | _____
[12 empty] | _____ |  | 0% | 0 | 0 | _____
[12 empty] | _____ |  | 0% | 0 | 0 | _____
[12 empty] | _____ |  | 0% | 0 | 0 | _____
[12 empty] | _____ |  | 0% | 0 | 0 | _____
[12 empty] | _____ |  | 0% | 0 | 0 | _____
[12 empty] | _____ |  | 0% | 0 | 0 | _____
[12 empty] | _____ |  | 0% | 0 | 0 | _____
[12 empty] | _____ |  | 0% | 0 | 0 | _____
[12 empty] | _____ |  | 0% | 0 | 0 | _____
[12 empty] | _____ |  | 0% | 0 | 0 | _____
[12 empty] | _____ |  | 0% | 0 | 0 | _____
[12 empty] | _____ |  | 0% | 0 | 0 | _____
[12 empty] | _____ |  | 0% | 0 | 0 | _____
[12 empty] | _____ |  | 0% | 0 | 0 | _____
[12 empty] | _____ |  | 0% | 0 | 0 | _____
[12 empty] | _____ |  | 0% | 0 | 0 | _____
[12 empty] | _____ |  | 0% | 0 | 0 | _____
[12 empty] | _____ |  | 0% | 0 | 0 | _____
[12 empty] | _____ |  | 0% | 0 | 0 | _____
[12 empty] | _____ |  | 0% | 0 | 0 | _____
[12 empty] | _____ |  | 0% | 0 | 0 | _____
[12 empty] | _____ |  | 0% | 0 | 0 | _____
[12 empty] | _____ |  | 0% | 0 | 0 | _____
[12 empty] | _____ |  | 0% | 0 | 0 | _____
[12 empty] | _____ |  | 0% | 0 | 0 | _____
[12 empty] | _____ |  | 0% | 0 | 0 | _____
[12 empty] | _____ |  | 0% | 0 | 0 | _____
[12 empty] | _____ |  | 0% | 0 | 0 | _____
[12 empty] | _____ |  | 0% | 0 | 0 | _____
[12 empty] | _____ |  | 0% | 0 | 0 | _____
[12 empty] | _____ |  | 0% | 0 | 0 | _____
[12 empty] | _____ |  | 0% | 0 | 0 | _____
[12 empty] | _____ |  | 0% | 0 | 0 | _____
[12 empty] | _____ |  | 0% | 0 | 0 | _____
[12 empty] | _____ |  | 0% | 0 | 0 | _____
[12 empty] | _____ |  | 0% | 0 | 0 | _____
[12 empty] | _____ |  | 0% | 0 | 0 | _____
[12 empty] | _____ |  | 0% | 0 | 0 | _____
[12 empty] | _____ |  | 0% | 0 | 0 | _____
[12 empty] | _____ |  | 0% | 0 | 0 | _____
[12 empty] | _____ |  | 0% | 0 | 0 | _____
[12 empty] | _____ |  | 0% | 0 | 0 | _____
[12 empty] | _____ |  | 0% | 0 | 0 | _____
[12 empty] | _____ |  | 0% | 0 | 0 | _____
[12 empty] | _____ |  | 0% | 0 | 0 | _____
[12 empty] | _____ |  | 0% | 0 | 0 | _____
[12 empty] | _____ |  | 0% | 0 | 0 | _____
[12 empty] | _____ |  | 0% | 0 | 0 | _____
[12 empty] | _____ |  | 0% | 0 | 0 | _____
[12 empty] | _____ |  | 0% | 0 | 0 | _____
[12 empty] | _____ |  | 0% | 0 | 0 | _____
[12 empty] | _____ |  | 0% | 0 | 0 | _____
[12 empty] | _____ |  | 0% | 0 | 0 | _____
[12 empty] | _____ |  | 0% | 0 | 0 | _____
[12 empty] | _____ |  | 0% | 0 | 0 | _____
[12 empty] | _____ |  | 0% | 0 | 0 | _____
[12 empty] | _____ |  | 0% | 0 | 0 | _____
[12 empty] | _____ |  | 0% | 0 | 0 | _____
[12 empty] | _____ |  | 0% | 0 | 0 | _____
[12 empty] | _____ |  | 0% | 0 | 0 | _____
[12 empty] | _____ |  | 0% | 0 | 0 | _____
[12 empty] | _____ |  | 0% | 0 | 0 | _____
[12 empty] | _____ |  | 0% | 0 | 0 | _____
[12 empty] | _____ |  | 0% | 0 | 0 | _____
[12 empty] | _____ |  | 0% | 0 | 0 | _____
[12 empty] | _____ |  | 0% | 0 | 0 | _____
[12 empty] | _____ |  | 0% | 0 | 0 | _____
[12 empty] | _____ |  | 0% | 0 | 0 | _____
[12 empty] | _____ |  | 0% | 0 | 0 | _____
[12 empty] | _____ |  | 0% | 0 | 0 | _____
[12 empty] | _____ |  | 0% | 0 | 0 | _____
[12 empty] | _____ |  | 0% | 0 | 0 | _____
[12 empty] | _____ |  | 0% | 0 | 0 | _____
[12 empty] | _____ |  | 0% | 0 | 0 | _____
[12 empty] | _____ |  | 0% | 0 | 0 | _____
[12 empty] | _____ |  | 0% | 0 | 0 | _____
[12 empty] | _____ |  | 0% | 0 | 0 | _____
[12 empty] | _____ |  | 0% | 0 | 0 | _____
[12 empty] | _____ |  | 0% | 0 | 0 | _____
[12 empty] | _____ |  | 0% | 0 | 0 | _____
[12 empty] | _____ |  | 0% | 0 | 0 | _____
[12 empty] | _____ |  | 0% | 0 | 0 | _____
[12 empty] | _____ |  | 0% | 0 | 0 | _____
[12 empty] | _____ |  | 0% | 0 | 0 | _____
[12 empty] | _____ |  | 0% | 0 | 0 | _____
[12 empty] | _____ |  | 0% | 0 | 0 | _____
[12 empty] | _____ |  | 0% | 0 | 0 | _____
[12 empty] | _____ |  | 0% | 0 | 0 | _____
[12 empty] | _____ |  | 0% | 0 | 0 | _____
[12 empty] | _____ |  | 0% | 0 | 0 | _____
[12 empty] | _____ |  | 0% | 0 | 0 | _____
[12 empty] | _____ |  | 0% | 0 | 0 | _____
[12 empty] | _____ |  | 0% | 0 | 0 | _____
[12 empty] | _____ |  | 0% | 0 | 0 | _____
[12 empty] | _____ |  | 0% | 0 | 0 | _____
[12 empty] | _____ |  | 0% | 0 | 0 | _____
[12 empty] | _____ |  | 0% | 0 | 0 | _____
[12 empty] | _____ |  | 0% | 0 | 0 | _____
[12 empty] | _____ |  | 0% | 0 | 0 | _____
[12 empty] | _____ |  | 0% | 0 | 0 | _____
[12 empty] | _____ |  | 0% | 0 | 0 | _____
[12 empty] | _____ |  | 0% | 0 | 0 | _____
[12 empty] | _____ |  | 0% | 0 | 0 | _____
[12 empty] | _____ |  | 0% | 0 | 0 | _____
[12 empty] | _____ |  | 0% | 0 | 0 | _____
[12 empty] | _____ |  | 0% | 0 | 0 | _____
[12 empty] | _____ |  | 0% | 0 | 0 | _____
[12 empty] | _____ |  | 0% | 0 | 0 | _____
[12 empty] | _____ |  | 0% | 0 | 0 | _____
[12 empty] | _____ |  | 0% | 0 | 0 | _____
[12 empty] | _____ |  | 0% | 0 | 0 | _____
[12 empty] | _____ |  | 0% | 0 | 0 | _____
[12 empty] | _____ |  | 0% | 0 | 0 | _____
[12 empty] | _____ |  | 0% | 0 | 0 | _____
[12 empty] | _____ |  | 0% | 0 | 0 | _____
[12 empty] | _____ |  | 0% | 0 | 0 | _____
[12 empty] | _____ |  | 0% | 0 | 0 | _____
[12 empty] | _____ |  | 0% | 0 | 0 | _____
[12 empty] | _____ |  | 0% | 0 | 0 | _____
[12 empty] | _____ |  | 0% | 0 | 0 | _____
[12 empty] | _____ |  | 0% | 0 | 0 | _____
[12 empty] | _____ |  | 0% | 0 | 0 | _____
[12 empty] | _____ |  | 0% | 0 | 0 | _____
[12 empty] | _____ |  | 0% | 0 | 0 | _____
[12 empty] | _____ |  | 0% | 0 | 0 | _____
[12 empty] | _____ |  | 0% | 0 | 0 | _____
[12 empty] | _____ |  | 0% | 0 | 0 | _____
[12 empty] | _____ |  | 0% | 0 | 0 | _____
[12 empty] | _____ |  | 0% | 0 | 0 | _____
[12 empty] | _____ |  | 0% | 0 | 0 | _____
[12 empty] | _____ |  | 0% | 0 | 0 | _____
[12 empty] | _____ |  | 0% | 0 | 0 | _____
[12 empty] | _____ |  | 0% | 0 | 0 | _____
[12 empty] | _____ |  | 0% | 0 | 0 | _____
[12 empty] | _____ |  | 0% | 0 | 0 | _____
[12 empty] | _____ |  | 0% | 0 | 0 | _____
[12 empty] | _____ |  | 0% | 0 | 0 | _____
[12 empty] | _____ |  | 0% | 0 | 0 | _____
[12 empty] | _____ |  | 0% | 0 | 0 | _____
[12 empty] | _____ |  | 0% | 0 | 0 | _____
[12 empty] | _____ |  | 0% | 0 | 0 | _____
[12 empty] | _____ |  | 0% | 0 | 0 | _____
[12 empty] | _____ |  | 0% | 0 | 0 | _____
[12 empty] | _____ |  | 0% | 0 | 0 | _____
[12 empty] | _____ |  | 0% | 0 | 0 | _____
[12 empty] | _____ |  | 0% | 0 | 0 | _____
[12 empty] | _____ |  | 0% | 0 | 0 | _____
[12 empty] | _____ |  | 0% | 0 | 0 | _____
[12 empty] | _____ |  | 0% | 0 | 0 | _____
[12 empty] | _____ |  | 0% | 0 | 0 | _____
[12 empty] | _____ |  | 0% | 0 | 0 | _____
[12 empty] | _____ |  | 0% | 0 | 0 | _____
[12 empty] | _____ |  | 0% | 0 | 0 | _____
[12 empty] | _____ |  | 0% | 0 | 0 | _____
[12 empty] | _____ |  | 0% | 0 | 0 | _____
[12 empty] | _____ |  | 0% | 0 | 0 | _____
[12 empty] | _____ |  | 0% | 0 | 0 | _____
[12 empty] | _____ |  | 0% | 0 | 0 | _____
[12 empty] | _____ |  | 0% | 0 | 0 | _____
[12 empty] | _____ |  | 0% | 0 | 0 | _____
[12 empty] | _____ |  | 0% | 0 | 0 | _____
[12 empty] | _____ |  | 0% | 0 | 0 | _____
[12 empty] | _____ |  | 0% | 0 | 0 | _____
[12 empty] | _____ |  | 0% | 0 | 0 | _____
[12 empty] | _____ |  | 0% | 0 | 0 | _____
[12 empty] | _____ |  | 0% | 0 | 0 | _____
[12 empty] | _____ |  | 0% | 0 | 0 | _____
[12 empty] | _____ |  | 0% | 0 | 0 | _____
[12 empty] | _____ |  | 0% | 0 | 0 | _____
[12 empty] | _____ |  | 0% | 0 | 0 | _____
[12 empty] | _____ |  | 0% | 0 | 0 | _____
[12 empty] | _____ |  | 0% | 0 | 0 | _____
[12 empty] | _____ |  | 0% | 0 | 0 | _____
[12 empty] | _____ |  | 0% | 0 | 0 | _____
[12 empty] | _____ |  | 0% | 0 | 0 | _____
[12 empty] | _____ |  | 0% | 0 | 0 | _____
[12 empty] | _____ |  | 0% | 0 | 0 | _____
[12 empty] | _____ |  | 0% | 0 | 0 | _____
[12 empty] | _____ |  | 0% | 0 | 0 | _____
[12 empty] | _____ |  | 0% | 0 | 0 | _____
[12 empty] | _____ |  | 0% | 0 | 0 | _____
[12 empty] | _____ |  | 0% | 0 | 0 | _____
[12 empty] | _____ |  | 0% | 0 | 0 | _____
[12 empty] | _____ |  | 0% | 0 | 0 | _____
[12 empty] | _____ |  | 0% | 0 | 0 | _____
[12 empty] | _____ |  | 0% | 0 | 0 | _____
[12 empty] | _____ |  | 0% | 0 | 0 | _____
[12 empty] | _____ |  | 0% | 0 | 0 | _____
[12 empty] | _____ |  | 0% | 0 | 0 | _____
[12 empty] | _____ |  | 0% | 0 | 0 | _____
[12 empty] | _____ |  | 0% | 0 | 0 | _____
[12 empty] | _____ |  | 0% | 0 | 0 | _____
[12 empty] | _____ |  | 0% | 0 | 0 | _____
[12 empty] | _____ |  | 0% | 0 | 0 | _____
[12 empty] | _____ |  | 0% | 0 | 0 | _____
[12 empty] | _____ |  | 0% | 0 | 0 | _____
[12 empty] | _____ |  | 0% | 0 | 0 | _____
[12 empty] | _____ |  | 0% | 0 | 0 | _____
[12 empty] | _____ |  | 0% | 0 | 0 | _____
[12 empty] | _____ |  | 0% | 0 | 0 | _____
[12 empty] | _____ |  | 0% | 0 | 0 | _____
[12 empty] | _____ |  | 0% | 0 | 0 | _____
[12 empty] | _____ |  | 0% | 0 | 0 | _____
[12 empty] | _____ |  | 0% | 0 | 0 | _____
[12 empty] | _____ |  | 0% | 0 | 0 | _____
[12 empty] | _____ |  | 0% | 0 | 0 | _____
[12 empty] | _____ |  | 0% | 0 | 0 | _____
[12 empty] | _____ |  | 0% | 0 | 0 | _____
[12 empty] | _____ |  | 0% | 0 | 0 | _____
[12 empty] | _____ |  | 0% | 0 | 0 | _____
[12 empty] | _____ |  | 0% | 0 | 0 | _____
[12 empty] | _____ |  | 0% | 0 | 0 | _____
[12 empty] | _____ |  | 0% | 0 | 0 | _____
[12 empty] | _____ |  | 0% | 0 | 0 | _____
[12 empty] | _____ |  | 0% | 0 | 0 | _____
[12 empty] | _____ |  | 0% | 0 | 0 | _____
[12 empty] | _____ |  | 0% | 0 | 0 | _____
[12 empty] | _____ |  | 0% | 0 | 0 | _____
[12 empty] | _____ |  | 0% | 0 | 0 | _____
[12 empty] | _____ |  | 0% | 0 | 0 | _____
[12 empty] | _____ |  | 0% | 0 | 0 | _____
[12 empty] | _____ |  | 0% | 0 | 0 | _____
[12 empty] | _____ |  | 0% | 0 | 0 | _____
[12 empty] | _____ |  | 0% | 0 | 0 | _____
[12 empty] | _____ |  | 0% | 0 | 0 | _____
[12 empty] | _____ |  | 0% | 0 | 0 | _____
[12 empty] | _____ |  | 0% | 0 | 0 | _____
[12 empty] | _____ |  | 0% | 0 | 0 | _____
[12 empty] | _____ |  | 0% | 0 | 0 | _____
[12 empty] | _____ |  | 0% | 0 | 0 | _____
[12 empty] | _____ |  | 0% | 0 | 0 | _____
[12 empty] | _____ |  | 0% | 0 | 0 | _____
[12 empty] | _____ |  | 0% | 0 | 0 | _____
[12 empty] | _____ |  | 0% | 0 | 0 | _____
[12 empty] | _____ |  | 0% | 0 | 0 | _____
[12 empty] | _____ |  | 0% | 0 | 0 | _____
[12 empty] | _____ |  | 0% | 0 | 0 | _____
[12 empty] | _____ |  | 0% | 0 | 0 | _____
[12 empty] | _____ |  | 0% | 0 | 0 | _____
[12 empty] | _____ |  | 0% | 0 | 0 | _____
[12 empty] | _____ |  | 0% | 0 | 0 | _____
[12 empty] | _____ |  | 0% | 0 | 0 | _____
[12 empty] | _____ |  | 0% | 0 | 0 | _____
[12 empty] | _____ |  | 0% | 0 | 0 | _____
[12 empty] | _____ |  | 0% | 0 | 0 | _____
[12 empty] | _____ |  | 0% | 0 | 0 | _____
[12 empty] | _____ |  | 0% | 0 | 0 | _____
[12 empty] | _____ |  | 0% | 0 | 0 | _____
[12 empty] | _____ |  | 0% | 0 | 0 | _____
[12 empty] | _____ |  | 0% | 0 | 0 | _____
[12 empty] | _____ |  | 0% | 0 | 0 | _____
[12 empty] | _____ |  | 0% | 0 | 0 | _____
[12 empty] | _____ |  | 0% | 0 | 0 | _____
[12 empty] | _____ |  | 0% | 0 | 0 | _____
[12 empty] | _____ |  | 0% | 0 | 0 | _____
[12 empty] | _____ |  | 0% | 0 | 0 | _____
[12 empty] | _____ |  | 0% | 0 | 0 | _____
[12 empty] | _____ |  | 0% | 0 | 0 | _____
[12 empty] | _____ |  | 0% | 0 | 0 | _____
[12 empty] | _____ |  | 0% | 0 | 0 | _____
[12 empty] | _____ |  | 0% | 0 | 0 | _____
[12 empty] | _____ |  | 0% | 0 | 0 | _____
[12 empty] | _____ |  | 0% | 0 | 0 | _____
[12 empty] | _____ |  | 0% | 0 | 0 | _____
[12 empty] | _____ |  | 0% | 0 | 0 | _____
[12 empty] | _____ |  | 0% | 0 | 0 | _____
[12 empty] | _____ |  | 0% | 0 | 0 | _____
[12 empty] | _____ |  | 0% | 0 | 0 | _____
[12 empty] | _____ |  | 0% | 0 | 0 | _____
[12 empty] | _____ |  | 0% | 0 | 0 | _____
[12 empty] | _____ |  | 0% | 0 | 0 | _____
[12 empty] | _____ |  | 0% | 0 | 0 | _____
[12 empty] | _____ |  | 0% | 0 | 0 | _____
[12 empty] | _____ |  | 0% | 0 | 0 | _____
[12 empty] | _____ |  | 0% | 0 | 0 | _____
[12 empty] | _____ |  | 0% | 0 | 0 | _____
[12 empty] | _____ |  | 0% | 0 | 0 | _____
[12 empty] | _____ |  | 0% | 0 | 0 | _____
[12 empty] | _____ |  | 0% | 0 | 0 | _____
[12 empty] | _____ |  | 0% | 0 | 0 | _____
[12 empty] | _____ |  | 0% | 0 | 0 | _____
[12 empty] | _____ |  | 0% | 0 | 0 | _____
[12 empty] | _____ |  | 0% | 0 | 0 | _____
[12 empty] | _____ |  | 0% | 0 | 0 | _____
[12 empty] | _____ |  | 0% | 0 | 0 | _____
[12 empty] | _____ |  | 0% | 0 | 0 | _____
[12 empty] | _____ |  | 0% | 0 | 0 | _____
[12 empty] | _____ |  | 0% | 0 | 0 | _____
[12 empty] | _____ |  | 0% | 0 | 0 | _____
[12 empty] | _____ |  | 0% | 0 | 0 | _____
[12 empty] | _____ |  | 0% | 0 | 0 | _____
[12 empty] | _____ |  | 0% | 0 | 0 | _____
[12 empty] | _____ |  | 0% | 0 | 0 | _____
[12 empty] | _____ |  | 0% | 0 | 0 | _____
[12 empty] | _____ |  | 0% | 0 | 0 | _____
[12 empty] | _____ |  | 0% | 0 | 0 | _____
[12 empty] | _____ |  | 0% | 0 | 0 | _____
[12 empty] | _____ |  | 0% | 0 | 0 | _____
[12 empty] | _____ |  | 0% | 0 | 0 | _____
[12 empty] | _____ |  | 0% | 0 | 0 | _____
[12 empty] | _____ |  | 0% | 0 | 0 | _____
[12 empty] | _____ |  | 0% | 0 | 0 | _____
[12 empty] | _____ |  | 0% | 0 | 0 | _____
[12 empty] | _____ |  | 0% | 0 | 0 | _____
[12 empty] | _____ |  | 0% | 0 | 0 | _____
[12 empty] | _____ |  | 0% | 0 | 0 | _____
[12 empty] | _____ |  | 0% | 0 | 0 | _____
[12 empty] | _____ |  | 0% | 0 | 0 | _____
[12 empty] | _____ |  | 0% | 0 | 0 | _____
[12 empty] | _____ |  | 0% | 0 | 0 | _____
[12 empty] | _____ |  | 0% | 0 | 0 | _____
[12 empty] | _____ |  | 0% | 0 | 0 | _____
[12 empty] | _____ |  | 0% | 0 | 0 | _____
[12 empty] | _____ |  | 0% | 0 | 0 | _____
[12 empty] | _____ |  | 0% | 0 | 0 | _____
[12 empty] | _____ |  | 0% | 0 | 0 | _____
[12 empty] | _____ |  | 0% | 0 | 0 | _____
[12 empty] | _____ |  | 0% | 0 | 0 | _____
[12 empty] | _____ |  | 0% | 0 | 0 | _____
[12 empty] | _____ |  | 0% | 0 | 0 | _____
[12 empty] | _____ |  | 0% | 0 | 0 | _____
[12 empty] | _____ |  | 0% | 0 | 0 | _____
[12 empty] | _____ |  | 0% | 0 | 0 | _____
[12 empty] | _____ |  | 0% | 0 | 0 | _____
[12 empty] | _____ |  | 0% | 0 | 0 | _____
[12 empty] | _____ |  | 0% | 0 | 0 | _____
[12 empty] | _____ |  | 0% | 0 | 0 | _____
[12 empty] | _____ |  | 0% | 0 | 0 | _____
[12 empty] | _____ |  | 0% | 0 | 0 | _____
[12 empty] | _____ |  | 0% | 0 | 0 | _____
[12 empty] | _____ |  | 0% | 0 | 0 | _____
[12 empty] | _____ |  | 0% | 0 | 0 | _____
[12 empty] | _____ |  | 0% | 0 | 0 | _____
[12 empty] | _____ |  | 0% | 0 | 0 | _____
[12 empty] | _____ |  | 0% | 0 | 0 | _____
[12 empty] | _____ |  | 0% | 0 | 0 | _____
[12 empty] | _____ |  | 0% | 0 | 0 | _____
[12 empty] | _____ |  | 0% | 0 | 0 | _____
[12 empty] | _____ |  | 0% | 0 | 0 | _____
[12 empty] | _____ |  | 0% | 0 | 0 | _____
[12 empty] | _____ |  | 0% | 0 | 0 | _____
[12 empty] | _____ |  | 0% | 0 | 0 | _____
[12 empty] | _____ |  | 0% | 0 | 0 | _____
[12 empty] | _____ |  | 0% | 0 | 0 | _____
[12 empty] | _____ |  | 0% | 0 | 0 | _____
[12 empty] | _____ |  | 0% | 0 | 0 | _____
[12 empty] | _____ |  | 0% | 0 | 0 | _____
[12 empty] | _____ |  | 0% | 0 | 0 | _____
[12 empty] | _____ |  | 0% | 0 | 0 | _____
[12 empty] | _____ |  | 0% | 0 | 0 | _____
[12 empty] | _____ |  | 0% | 0 | 0 | _____
[12 empty] | _____ |  | 0% | 0 | 0 | _____
[12 empty] | _____ |  | 0% | 0 | 0 | _____
[12 empty] | _____ |  | 0% | 0 | 0 | _____
[12 empty] | _____ |  | 0% | 0 | 0 | _____
[12 empty] | _____ |  | 0% | 0 | 0 | _____
[12 empty] | _____ |  | 0% | 0 | 0 | _____
[12 empty] | _____ |  | 0% | 0 | 0 | _____
[12 empty] | _____ |  | 0% | 0 | 0 | _____
[12 empty] | _____ |  | 0% | 0 | 0 | _____
[12 empty] | _____ |  | 0% | 0 | 0 | _____
[12 empty] | _____ |  | 0% | 0 | 0 | _____
[12 empty] | _____ |  | 0% | 0 | 0 | _____
[12 empty] | _____ |  | 0% | 0 | 0 | _____
[12 empty] | _____ |  | 0% | 0 | 0 | _____
[12 empty] | _____ |  | 0% | 0 | 0 | _____
[12 empty] | _____ |  | 0% | 0 | 0 | _____
[12 empty] | _____ |  | 0% | 0 | 0 | _____
[12 empty] | _____ |  | 0% | 0 | 0 | _____
[12 empty] | _____ |  | 0% | 0 | 0 | _____
[12 empty] | _____ |  | 0% | 0 | 0 | _____
[12 empty] | _____ |  | 0% | 0 | 0 | _____
[12 empty] | _____ |  | 0% | 0 | 0 | _____
[12 empty] | _____ |  | 0% | 0 | 0 | _____
[12 empty] | _____ |  | 0% | 0 | 0 | _____
[12 empty] | _____ |  | 0% | 0 | 0 | _____
[12 empty] | _____ |  | 0% | 0 | 0 | _____
[12 empty] | _____ |  | 0% | 0 | 0 | _____
[12 empty] | _____ |  | 0% | 0 | 0 | _____
[12 empty] | _____ |  | 0% | 0 | 0 | _____
[12 empty] | _____ |  | 0% | 0 | 0 | _____
[12 empty] | _____ |  | 0% | 0 | 0 | _____
[12 empty] | _____ |  | 0% | 0 | 0 | _____
[12 empty] | _____ |  | 0% | 0 | 0 | _____
[12 empty] | _____ |  | 0% | 0 | 0 | _____
[12 empty] | _____ |  | 0% | 0 | 0 | _____
[12 empty] | _____ |  | 0% | 0 | 0 | _____
[12 empty] | _____ |  | 0% | 0 | 0 | _____
[12 empty] | _____ |  | 0% | 0 | 0 | _____
[12 empty] | _____ |  | 0% | 0 | 0 | _____
[12 empty] | _____ |  | 0% | 0 | 0 | _____
[12 empty] | _____ |  | 0% | 0 | 0 | _____
[12 empty] | _____ |  | 0% | 0 | 0 | _____
[12 empty] | _____ |  | 0% | 0 | 0 | _____
[12 empty] | _____ |  | 0% | 0 | 0 | _____
[12 empty] | _____ |  | 0% | 0 | 0 | _____
[12 empty] | _____ |  | 0% | 0 | 0 | _____
[12 empty] | _____ |  | 0% | 0 | 0 | _____
[12 empty] | _____ |  | 0% | 0 | 0 | _____
[12 empty] | _____ |  | 0% | 0 | 0 | _____
[12 empty] | _____ |  | 0% | 0 | 0 | _____
[12 empty] | _____ |  | 0% | 0 | 0 | _____
[12 empty] | _____ |  | 0% | 0 | 0 | _____
[12 empty] | _____ |  | 0% | 0 | 0 | _____
[12 empty] | _____ |  | 0% | 0 | 0 | _____
[12 empty] | _____ |  | 0% | 0 | 0 | _____
[12 empty] | _____ |  | 0% | 0 | 0 | _____
[12 empty] | _____ |  | 0% | 0 | 0 | _____
[12 empty] | _____ |  | 0% | 0 | 0 | _____
[12 empty] | _____ |  | 0% | 0 | 0 | _____
[12 empty] | _____ |  | 0% | 0 | 0 | _____
[12 empty] | _____ |  | 0% | 0 | 0 | _____
[12 empty] | _____ |  | 0% | 0 | 0 | _____
[12 empty] | _____ |  | 0% | 0 | 0 | _____
[12 empty] | _____ |  | 0% | 0 | 0 | _____
[12 empty] | _____ |  | 0% | 0 | 0 | _____
[12 empty] | _____ |  | 0% | 0 | 0 | _____
[12 empty] | _____ |  | 0% | 0 | 0 | _____
[12 empty] | _____ |  | 0% | 0 | 0 | _____
[12 empty] | _____ |  | 0% | 0 | 0 | _____
[12 empty] | _____ |  | 0% | 0 | 0 | _____
[12 empty] | _____ |  | 0% | 0 | 0 | _____
[12 empty] | _____ |  | 0% | 0 | 0 | _____
[12 empty] | _____ |  | 0% | 0 | 0 | _____
[12 empty] | _____ |  | 0% | 0 | 0 | _____
[12 empty] | _____ |  | 0% | 0 | 0 | _____
[12 empty] | _____ |  | 0% | 0 | 0 | _____
[12 empty] | _____ |  | 0% | 0 | 0 | _____
[12 empty] | _____ |  | 0% | 0 | 0 | _____
[12 empty] | _____ |  | 0% | 0 | 0 | _____
[12 empty] | _____ |  | 0% | 0 | 0 | _____
[12 empty] | _____ |  | 0% | 0 | 0 | _____
[12 empty] | _____ |  | 0% | 0 | 0 | _____
[12 empty] | _____ |  | 0% | 0 | 0 | _____
[12 empty] | _____ |  | 0% | 0 | 0 | _____
[12 empty] | _____ |  | 0% | 0 | 0 | _____
[12 empty] | _____ |  | 0% | 0 | 0 | _____
[12 empty] | _____ |  | 0% | 0 | 0 | _____
[12 empty] | _____ |  | 0% | 0 | 0 | _____
[12 empty] | _____ |  | 0% | 0 | 0 | _____
[12 empty] | _____ |  | 0% | 0 | 0 | _____
[12 empty] | _____ |  | 0% | 0 | 0 | _____
[12 empty] | _____ |  | 0% | 0 | 0 | _____
[12 empty] | _____ |  | 0% | 0 | 0 | _____
[12 empty] | _____ |  | 0% | 0 | 0 | _____
[12 empty] | _____ |  | 0% | 0 | 0 | _____
[12 empty] | _____ |  | 0% | 0 | 0 | _____
[12 empty] | _____ |  | 0% | 0 | 0 | _____
[12 empty] | _____ |  | 0% | 0 | 0 | _____
[12 empty] | _____ |  | 0% | 0 | 0 | _____
[12 empty] | _____ |  | 0% | 0 | 0 | _____
[12 empty] | _____ |  | 0% | 0 | 0 | _____
[12 empty] | _____ |  | 0% | 0 | 0 | _____
[12 empty] | _____ |  | 0% | 0 | 0 | _____
[12 empty] | _____ |  | 0% | 0 | 0 | _____
[12 empty] | _____ |  | 0% | 0 | 0 | _____
[12 empty] | _____ |  | 0% | 0 | 0 | _____
[12 empty] | _____ |  | 0% | 0 | 0 | _____
[12 empty] | _____ |  | 0% | 0 | 0 | _____
[12 empty] | _____ |  | 0% | 0 | 0 | _____
[12 empty] | _____ |  | 0% | 0 | 0 | _____
[12 empty] | _____ |  | 0% | 0 | 0 | _____
[12 empty] | _____ |  | 0% | 0 | 0 | _____
[12 empty] | _____ |  | 0% | 0 | 0 | _____
[12 empty] | _____ |  | 0% | 0 | 0 | _____
[12 empty] | _____ |  | 0% | 0 | 0 | _____
[12 empty] | _____ |  | 0% | 0 | 0 | _____
[12 empty] | _____ |  | 0% | 0 | 0 | _____
[12 empty] | _____ |  | 0% | 0 | 0 | _____
[12 empty] | _____ |  | 0% | 0 | 0 | _____
[12 empty] | _____ |  | 0% | 0 | 0 | _____
[12 empty] | _____ |  | 0% | 0 | 0 | _____
[12 empty] | _____ |  | 0% | 0 | 0 | _____
[12 empty] | _____ |  | 0% | 0 | 0 | _____
[12 empty] | _____ |  | 0% | 0 | 0 | _____
[12 empty] | _____ |  | 0% | 0 | 0 | _____
[12 empty] | _____ |  | 0% | 0 | 0 | _____
[12 empty] | _____ |  | 0% | 0 | 0 | _____
[12 empty] | _____ |  | 0% | 0 | 0 | _____
[12 empty] | _____ |  | 0% | 0 | 0 | _____
[12 empty] | _____ |  | 0% | 0 | 0 | _____
[12 empty] | _____ |  | 0% | 0 | 0 | _____
[12 empty] | _____ |  | 0% | 0 | 0 | _____
[12 empty] | _____ |  | 0% | 0 | 0 | _____
[12 empty] | _____ |  | 0% | 0 | 0 | _____
[12 empty] | _____ |  | 0% | 0 | 0 | _____
[12 empty] | _____ |  | 0% | 0 | 0 | _____
[12 empty] | _____ |  | 0% | 0 | 0 | _____
[12 empty] | _____ |  | 0% | 0 | 0 | _____
[12 empty] | _____ |  | 0% | 0 | 0 | _____
[12 empty] | _____ |  | 0% | 0 | 0 | _____
[12 empty] | _____ |  | 0% | 0 | 0 | _____
[12 empty] | _____ |  | 0% | 0 | 0 | _____
[12 empty] | _____ |  | 0% | 0 | 0 | _____
[12 empty] | _____ |  | 0% | 0 | 0 | _____
[12 empty] | _____ |  | 0% | 0 | 0 | _____
[12 empty] | _____ |  | 0% | 0 | 0 | _____
[12 empty] | _____ |  | 0% | 0 | 0 | _____
[12 empty] | _____ |  | 0% | 0 | 0 | _____
[12 empty] | _____ |  | 0% | 0 | 0 | _____
[12 empty] | _____ |  | 0% | 0 | 0 | _____
[12 empty] | _____ |  | 0% | 0 | 0 | _____
[12 empty] | _____ |  | 0% | 0 | 0 | _____
[12 empty] | _____ |  | 0% | 0 | 0 | _____
[12 empty] | _____ |  | 0% | 0 | 0 | _____
[12 empty] | _____ |  | 0% | 0 | 0 | _____
[12 empty] | _____ |  | 0% | 0 | 0 | _____
[12 empty] | _____ |  | 0% | 0 | 0 | _____
[12 empty] | _____ |  | 0% | 0 | 0 | _____
[12 empty] | _____ |  | 0% | 0 | 0 | _____
[12 empty] | _____ |  | 0% | 0 | 0 | _____
[12 empty] | _____ |  | 0% | 0 | 0 | _____
[12 empty] | _____ |  | 0% | 0 | 0 | _____
[12 empty] | _____ |  | 0% | 0 | 0 | _____
[12 empty] | _____ |  | 0% | 0 | 0 | _____
[12 empty] | _____ |  | 0% | 0 | 0 | _____
[12 empty] | _____ |  | 0% | 0 | 0 | _____
[12 empty] | _____ |  | 0% | 0 | 0 | _____
[12 empty] | _____ |  | 0% | 0 | 0 | _____
[12 empty] | _____ |  | 0% | 0 | 0 | _____
[12 empty] | _____ |  | 0% | 0 | 0 | _____
[12 empty] | _____ |  | 0% | 0 | 0 | _____
[12 empty] | _____ |  | 0% | 0 | 0 | _____
[12 empty] | _____ |  | 0% | 0 | 0 | _____
[12 empty] | _____ |  | 0% | 0 | 0 | _____
[12 empty] | _____ |  | 0% | 0 | 0 | _____
[12 empty] | _____ |  | 0% | 0 | 0 | _____
[12 empty] | _____ |  | 0% | 0 | 0 | _____
[12 empty] | _____ |  | 0% | 0 | 0 | _____
[12 empty] | _____ |  | 0% | 0 | 0 | _____
[12 empty] | _____ |  | 0% | 0 | 0 | _____
[12 empty] | _____ |  | 0% | 0 | 0 | _____
[12 empty] | _____ |  | 0% | 0 | 0 | _____
[12 empty] | _____ |  | 0% | 0 | 0 | _____
[12 empty] | _____ |  | 0% | 0 | 0 | _____
[12 empty] | _____ |  | 0% | 0 | 0 | _____
[12 empty] | _____ |  | 0% | 0 | 0 | _____
[12 empty] | _____ |  | 0% | 0 | 0 | _____
[12 empty] | _____ |  | 0% | 0 | 0 | _____
[12 empty] | _____ |  | 0% | 0 | 0 | _____
[12 empty] | _____ |  | 0% | 0 | 0 | _____
[12 empty] | _____ |  | 0% | 0 | 0 | _____
[12 empty] | _____ |  | 0% | 0 | 0 | _____
[12 empty] | _____ |  | 0% | 0 | 0 | _____
[12 empty] | _____ |  | 0% | 0 | 0 | _____
[12 empty] | _____ |  | 0% | 0 | 0 | _____
[12 empty] | _____ |  | 0% | 0 | 0 | _____
[12 empty] | _____ |  | 0% | 0 | 0 | _____
[12 empty] | _____ |  | 0% | 0 | 0 | _____
[12 empty] | _____ |  | 0% | 0 | 0 | _____
[12 empty] | _____ |  | 0% | 0 | 0 | _____
[12 empty] | _____ |  | 0% | 0 | 0 | _____
[12 empty] | _____ |  | 0% | 0 | 0 | _____
[12 empty] | _____ |  | 0% | 0 | 0 | _____
[12 empty] | _____ |  | 0% | 0 | 0 | _____
[12 empty] | _____ |  | 0% | 0 | 0 | _____
[12 empty] | _____ |  | 0% | 0 | 0 | _____
[12 empty] | _____ |  | 0% | 0 | 0 | _____
[12 empty] | _____ |  | 0% | 0 | 0 | _____
[12 empty] | _____ |  | 0% | 0 | 0 | _____
[12 empty] | _____ |  | 0% | 0 | 0 | _____
[12 empty] | _____ |  | 0% | 0 | 0 | _____
[12 empty] | _____ |  | 0% | 0 | 0 | _____
[12 empty] | _____ |  | 0% | 0 | 0 | _____
[12 empty] | _____ |  | 0% | 0 | 0 | _____
[12 empty] | _____ |  | 0% | 0 | 0 | _____
[12 empty] | _____ |  | 0% | 0 | 0 | _____
[12 empty] | _____ |  | 0% | 0 | 0 | _____
[12 empty] | _____ |  | 0% | 0 | 0 | _____
[12 empty] | _____ |  | 0% | 0 | 0 | _____
[12 empty] | _____ |  | 0% | 0 | 0 | _____
[12 empty] | _____ |  | 0% | 0 | 0 | _____
[12 empty] | _____ |  | 0% | 0 | 0 | _____
[12 empty] | _____ |  | 0% | 0 | 0 | _____
[12 empty] | _____ |  | 0% | 0 | 0 | _____
[12 empty] | _____ |  | 0% | 0 | 0 | _____
[12 empty] | _____ |  | 0% | 0 | 0 | _____
[12 empty] | _____ |  | 0% | 0 | 0 | _____
[12 empty] | _____ |  | 0% | 0 | 0 | _____
[12 empty] | _____ |  | 0% | 0 | 0 | _____
[12 empty] | _____ |  | 0% | 0 | 0 | _____
[12 empty] | _____ |  | 0% | 0 | 0 | _____
[12 empty] | _____ |  | 0% | 0 | 0 | _____
[12 empty] | _____ |  | 0% | 0 | 0 | _____
[12 empty] | _____ |  | 0% | 0 | 0 | _____
[12 empty] | _____ |  | 0% | 0 | 0 | _____
[12 empty] | _____ |  | 0% | 0 | 0 | _____
[12 empty] | _____ |  | 0% | 0 | 0 | _____
[12 empty] | _____ |  | 0% | 0 | 0 | _____
[12 empty] | _____ |  | 0% | 0 | 0 | _____
[12 empty] | _____ |  | 0% | 0 | 0 | _____
[12 empty] | _____ |  | 0% | 0 | 0 | _____
[12 empty] | _____ |  | 0% | 0 | 0 | _____
[12 empty] | _____ |  | 0% | 0 | 0 | _____
[12 empty] | _____ |  | 0% | 0 | 0 | _____
[12 empty] | _____ |  | 0% | 0 | 0 | _____
[12 empty] | _____ |  | 0% | 0 | 0 | _____
[12 empty] | _____ |  | 0% | 0 | 0 | _____
[12 empty] | _____ |  | 0% | 0 | 0 | _____
[12 empty] | _____ |  | 0% | 0 | 0 | _____
[12 empty] | _____ |  | 0% | 0 | 0 | _____
[12 empty] | _____ |  | 0% | 0 | 0 | _____
[12 empty] | _____ |  | 0% | 0 | 0 | _____
[12 empty] | _____ |  | 0% | 0 | 0 | _____
[12 empty] | _____ |  | 0% | 0 | 0 | _____
[12 empty] | _____ |  | 0% | 0 | 0 | _____
[12 empty] | _____ |  | 0% | 0 | 0 | _____
[12 empty] | _____ |  | 0% | 0 | 0 | _____
[12 empty] | _____ |  | 0% | 0 | 0 | _____
[12 empty] | _____ |  | 0% | 0 | 0 | _____
[12 empty] | _____ |  | 0% | 0 | 0 | _____
[12 empty] | _____ |  | 0% | 0 | 0 | _____
[12 empty] | _____ |  | 0% | 0 | 0 | _____
[12 empty] | _____ |  | 0% | 0 | 0 | _____
[12 empty] | _____ |  | 0% | 0 | 0 | _____
[12 empty] | _____ |  | 0% | 0 | 0 | _____
[12 empty] | _____ |  | 0% | 0 | 0 | _____
[12 empty] | _____ |  | 0% | 0 | 0 | _____
[12 empty] | _____ |  | 0% | 0 | 0 | _____
[12 empty] | _____ |  | 0% | 0 | 0 | _____
[12 empty] | _____ |  | 0% | 0 | 0 | _____
[12 empty] | _____ |  | 0% | 0 | 0 | _____
[12 empty] | _____ |  | 0% | 0 | 0 | _____
[12 empty] | _____ |  | 0% | 0 | 0 | _____
[12 empty] | _____ |  | 0% | 0 | 0 | _____
[12 empty] | _____ |  | 0% | 0 | 0 | _____
[12 empty] | _____ |  | 0% | 0 | 0 | _____
[12 empty] | _____ |  | 0% | 0 | 0 | _____
[12 empty] | _____ |  | 0% | 0 | 0 | _____
[12 empty] | _____ |  | 0% | 0 | 0 | _____
[12 empty] | _____ |  | 0% | 0 | 0 | _____
[12 empty] | _____ |  | 0% | 0 | 0 | _____
[12 empty] | _____ |  | 0% | 0 | 0 | _____
[12 empty] | _____ |  | 0% | 0 | 0 | _____
[12 empty] | _____ |  | 0% | 0 | 0 | _____
[12 empty] | _____ |  | 0% | 0 | 0 | _____
[12 empty] | _____ |  | 0% | 0 | 0 | _____
[12 empty] | _____ |  | 0% | 0 | 0 | _____
[12 empty] | _____ |  | 0% | 0 | 0 | _____
[12 empty] | _____ |  | 0% | 0 | 0 | _____
[12 empty] | _____ |  | 0% | 0 | 0 | _____
[12 empty] | _____ |  | 0% | 0 | 0 | _____
[12 empty] | _____ |  | 0% | 0 | 0 | _____
[12 empty] | _____ |  | 0% | 0 | 0 | _____
[12 empty] | _____ |  | 0% | 0 | 0 | _____
[12 empty] | _____ |  | 0% | 0 | 0 | _____
[12 empty] | _____ |  | 0% | 0 | 0 | _____
[12 empty] | _____ |  | 0% | 0 | 0 | _____
[12 empty] | _____ |  | 0% | 0 | 0 | _____
[12 empty] | _____ |  | 0% | 0 | 0 | _____
[12 empty] | _____ |  | 0% | 0 | 0 | _____
[12 empty] | _____ |  | 0% | 0 | 0 | _____
[12 empty] | _____ |  | 0% | 0 | 0 | _____
[12 empty] | _____ |  | 0% | 0 | 0 | _____
[12 empty] | _____ |  | 0% | 0 | 0 | _____
[12 empty] | _____ |  | 0% | 0 | 0 | _____
[12 empty] | _____ |  | 0% | 0 | 0 | _____
[12 empty] | _____ |  | 0% | 0 | 0 | _____
[12 empty] | _____ |  | 0% | 0 | 0 | _____
[12 empty] | _____ |  | 0% | 0 | 0 | _____
[12 empty] | _____ |  | 0% | 0 | 0 | _____
[12 empty] | _____ |  | 0% | 0 | 0 | _____
[12 empty] | _____ |  | 0% | 0 | 0 | _____
[12 empty] | _____ |  | 0% | 0 | 0 | _____
[12 empty] | _____ |  | 0% | 0 | 0 | _____
[12 empty] | _____ |  | 0% | 0 | 0 | _____
[12 empty] | _____ |  | 0% | 0 | 0 | _____
[12 empty] | _____ |  | 0% | 0 | 0 | _____
[12 empty] | _____ |  | 0% | 0 | 0 | _____
[12 empty] | _____ |  | 0% | 0 | 0 | _____
[12 empty] | _____ |  | 0% | 0 | 0 | _____
[12 empty] | _____ |  | 0% | 0 | 0 | _____
[12 empty] | _____ |  | 0% | 0 | 0 | _____
[12 empty] | _____ |  | 0% | 0 | 0 | _____
[12 empty] | _____ |  | 0% | 0 | 0 | _____
[12 empty] | _____ |  | 0% | 0 | 0 | _____
[12 empty] | _____ |  | 0% | 0 | 0 | _____
[12 empty] | _____ |  | 0% | 0 | 0 | _____
[12 empty] | _____ |  | 0% | 0 | 0 | _____
[12 empty] | _____ |  | 0% | 0 | 0 | _____
[12 empty] | _____ |  | 0% | 0 | 0 | _____
[12 empty] | _____ |  | 0% | 0 | 0 | _____
[12 empty] | _____ |  | 0% | 0 | 0 | _____
[12 empty] | _____ |  | 0% | 0 | 0 | _____
[12 empty] | _____ |  | 0% | 0 | 0 | _____
[12 empty] | _____ |  | 0% | 0 | 0 | _____
[12 empty] | _____ |  | 0% | 0 | 0 | _____
[12 empty] | _____ |  | 0% | 0 | 0 | _____
[12 empty] | _____ |  | 0% | 0 | 0 | _____
[12 empty] | _____ |  | 0% | 0 | 0 | _____
[12 empty] | _____ |  | 0% | 0 | 0 | _____
[12 empty] | _____ |  | 0% | 0 | 0 | _____
[12 empty] | _____ |  | 0% | 0 | 0 | _____
[12 empty] | _____ |  | 0% | 0 | 0 | _____
[12 empty] | _____ |  | 0% | 0 | 0 | _____
[12 empty] | _____ |  | 0% | 0 | 0 | _____
[12 empty] | _____ |  | 0% | 0 | 0 | _____
[12 empty] | _____ |  | 0% | 0 | 0 | _____
[12 empty] | _____ |  | 0% | 0 | 0 | _____
[12 empty] | _____ |  | 0% | 0 | 0 | _____
[12 empty] | _____ |  | 0% | 0 | 0 | _____
[12 empty] | _____ |  | 0% | 0 | 0 | _____
[12 empty] | _____ |  | 0% | 0 | 0 | _____
[12 empty] | _____ |  | 0% | 0 | 0 | _____
[12 empty] | _____ |  | 0% | 0 | 0 | _____
[12 empty] | _____ |  | 0% | 0 | 0 | _____
[12 empty] | _____ |  | 0% | 0 | 0 | _____
[12 empty] | _____ |  | 0% | 0 | 0 | _____
[12 empty] | _____ |  | 0% | 0 | 0 | _____
[12 empty] | _____ |  | 0% | 0 | 0 | _____
[12 empty] | _____ |  | 0% | 0 | 0 | _____
[12 empty] | _____ |  | 0% | 0 | 0 | _____
[12 empty] | _____ |  | 0% | 0 | 0 | _____
[12 empty] | _____ |  | 0% | 0 | 0 | _____
[12 empty] | _____ |  | 0% | 0 | 0 | _____
[12 empty] | _____ |  | 0% | 0 | 0 | _____
[12 empty] | _____ |  | 0% | 0 | 0 | _____
[12 empty] | _____ |  | 0% | 0 | 0 | _____
[12 empty] | _____ |  | 0% | 0 | 0 | _____
[12 empty] | _____ |  | 0% | 0 | 0 | _____
[12 empty] | _____ |  | 0% | 0 | 0 | _____
[12 empty] | _____ |  | 0% | 0 | 0 | _____
[12 empty] | _____ |  | 0% | 0 | 0 | _____
[12 empty] | _____ |  | 0% | 0 | 0 | _____
[12 empty] | _____ |  | 0% | 0 | 0 | _____
[12 empty] | _____ |  | 0% | 0 | 0 | _____
[12 empty] | _____ |  | 0% | 0 | 0 | _____
[12 empty] | _____ |  | 0% | 0 | 0 | _____
[12 empty] | _____ |  | 0% | 0 | 0 | _____
[12 empty] | _____ |  | 0% | 0 | 0 | _____
[12 empty] | _____ |  | 0% | 0 | 0 | _____
[12 empty] | _____ |  | 0% | 0 | 0 | _____
[12 empty] | _____ |  | 0% | 0 | 0 | _____
[12 empty] | _____ |  | 0% | 0 | 0 | _____
[12 empty] | _____ |  | 0% | 0 | 0 | _____
[12 empty] | _____ |  | 0% | 0 | 0 | _____
[12 empty] | _____ |  | 0% | 0 | 0 | _____
[12 empty] | _____ |  | 0% | 0 | 0 | _____
[12 empty] | _____ |  | 0% | 0 | 0 | _____
[12 empty] | _____ |  | 0% | 0 | 0 | _____
[12 empty] | _____ |  | 0% | 0 | 0 | _____
[12 empty] | _____ |  | 0% | 0 | 0 | _____
[12 empty] | _____ |  | 0% | 0 | 0 | _____
[12 empty] | _____ |  | 0% | 0 | 0 | _____
[12 empty] | _____ |  | 0% | 0 | 0 | _____
[12 empty] | _____ |  | 0% | 0 | 0 | _____
[12 empty] | _____ |  | 0% | 0 | 0 | _____
[12 empty] | _____ |  | 0% | 0 | 0 | _____
[12 empty] | _____ |  | 0% | 0 | 0 | _____
[12 empty] | _____ |  | 0% | 0 | 0 | _____
[12 empty] | _____ |  | 0% | 0 | 0 | _____
[12 empty] | _____ |  | 0% | 0 | 0 | _____
[12 empty] | _____ |  | 0% | 0 | 0 | _____
[12 empty] | _____ |  | 0% | 0 | 0 | _____
[12 empty] | _____ |  | 0% | 0 | 0 | _____
[12 empty] | _____ |  | 0% | 0 | 0 | _____
[12 empty] | _____ |  | 0% | 0 | 0 | _____
[12 empty] | _____ |  | 0% | 0 | 0 | _____
[12 empty] | _____ |  | 0% | 0 | 0 | _____
[12 empty] | _____ |  | 0% | 0 | 0 | _____
[12 empty] | _____ |  | 0% | 0 | 0 | _____
[12 empty] | _____ |  | 0% | 0 | 0 | _____
[12 empty] | _____ |  | 0% | 0 | 0 | _____
[12 empty] | _____ |  | 0% | 0 | 0 | _____
[12 empty] | _____ |  | 0% | 0 | 0 | _____
[12 empty] | _____ |  | 0% | 0 | 0 | _____
[12 empty] | _____ |  | 0% | 0 | 0 | _____
[12 empty] | _____ |  | 0% | 0 | 0 | _____
[12 empty] | _____ |  | 0% | 0 | 0 | _____
[12 empty] | _____ |  | 0% | 0 | 0 | _____
[12 empty] | _____ |  | 0% | 0 | 0 | _____
[12 empty] | _____ |  | 0% | 0 | 0 | _____
[12 empty] | _____ |  | 0% | 0 | 0 | _____
[12 empty] | _____ |  | 0% | 0 | 0 | _____
[12 empty] | _____ |  | 0% | 0 | 0 | _____
[12 empty] | _____ |  | 0% | 0 | 0 | _____
[12 empty] | _____ |  | 0% | 0 | 0 | _____
[12 empty] | _____ |  | 0% | 0 | 0 | _____
[12 empty] | _____ |  | 0% | 0 | 0 | _____
[12 empty] | _____ |  | 0% | 0 | 0 | _____
[12 empty] | _____ |  | 0% | 0 | 0 | _____
[12 empty] | _____ |  | 0% | 0 | 0 | _____
[12 empty] | _____ |  | 0% | 0 | 0 | _____
[12 empty] | _____ |  | 0% | 0 | 0 | _____
[12 empty] | _____ |  | 0% | 0 | 0 | _____
[12 empty] | _____ |  | 0% | 0 | 0 | _____
[12 empty] | _____ |  | 0% | 0 | 0 | _____
[12 empty] | _____ |  | 0% | 0 | 0 | _____
[12 empty] | _____ |  | 0% | 0 | 0 | _____
[12 empty] | _____ |  | 0% | 0 | 0 | _____
[12 empty] | _____ |  | 0% | 0 | 0 | _____
[12 empty] | _____ |  | 0% | 0 | 0 | _____
[12 empty] | _____ |  | 0% | 0 | 0 | _____
[12 empty] | _____ |  | 0% | 0 | 0 | _____
[12 empty] | _____ |  | 0% | 0 | 0 | _____
[12 empty] | _____ |  | 0% | 0 | 0 | _____
[12 empty] | _____ |  | 0% | 0 | 0 | _____
[12 empty] | _____ |  | 0% | 0 | 0 | _____
[12 empty] | _____ |  | 0% | 0 | 0 | _____
[12 empty] | _____ |  | 0% | 0 | 0 | _____
[12 empty] | _____ |  | 0% | 0 | 0 | _____
[12 empty] | _____ |  | 0% | 0 | 0 | _____
[12 empty] | _____ |  | 0% | 0 | 0 | _____
[12 empty] | _____ |  | 0% | 0 | 0 | _____
[12 empty] | _____ |  | 0% | 0 | 0 | _____
[12 empty] | _____ |  | 0% | 0 | 0 | _____
[12 empty] | _____ |  | 0% | 0 | 0 | _____
[12 empty] | _____ |  | 0% | 0 | 0 | _____
[12 empty] | _____ |  | 0% | 0 | 0 | _____
[12 empty] | _____ |  | 0% | 0 | 0 | _____
[12 empty] | _____ |  | 0% | 0 | 0 | _____
[12 empty] | _____ |  | 0% | 0 | 0 | _____
[12 empty] | _____ |  | 0% | 0 | 0 | _____
[12 empty] | _____ |  | 0% | 0 | 0 | _____
[12 empty] | _____ |  | 0% | 0 | 0 | _____
[12 empty] | _____ |  | 0% | 0 | 0 | _____
[12 empty] | _____ |  | 0% | 0 | 0 | _____
[12 empty] | _____ |  | 0% | 0 | 0 | _____
[12 empty] | _____ |  | 0% | 0 | 0 | _____
[12 empty] | _____ |  | 0% | 0 | 0 | _____
[12 empty] | _____ |  | 0% | 0 | 0 | _____
[12 empty] | _____ |  | 0% | 0 | 0 | _____
[12 empty] | _____ |  | 0% | 0 | 0 | _____
[12 empty] | _____ |  | 0% | 0 | 0 | _____
[12 empty] | _____ |  | 0% | 0 | 0 | _____
[12 empty] | _____ |  | 0% | 0 | 0 | _____
[12 empty] | _____ |  | 0% | 0 | 0 | _____
[12 empty] | _____ |  | 0% | 0 | 0 | _____
[12 empty] | _____ |  | 0% | 0 | 0 | _____
[12 empty] | _____ |  | 0% | 0 | 0 | _____
[12 empty] | _____ |  | 0% | 0 | 0 | _____
[12 empty] | _____ |  | 0% | 0 | 0 | _____
[12 empty] | _____ |  | 0% | 0 | 0 | _____
[12 empty] | _____ |  | 0% | 0 | 0 | _____
[12 empty] | _____ |  | 0% | 0 | 0 | _____
[12 empty] | _____ |  | 0% | 0 | 0 | _____
[12 empty] | _____ |  | 0% | 0 | 0 | _____
[12 empty] | _____ |  | 0% | 0 | 0 | _____
[12 empty] | _____ |  | 0% | 0 | 0 | _____
[12 empty] | _____ |  | 0% | 0 | 0 | _____
[12 empty] | _____ |  | 0% | 0 | 0 | _____
[12 empty] | _____ |  | 0% | 0 | 0 | _____
[12 empty] | _____ |  | 0% | 0 | 0 | _____
[12 empty] | _____ |  | 0% | 0 | 0 | _____
[12 empty] | _____ |  | 0% | 0 | 0 | _____
[12 empty] | _____ |  | 0% | 0 | 0 | _____
[12 empty] | _____ |  | 0% | 0 | 0 | _____
[12 empty] | _____ |  | 0% | 0 | 0 | _____
[12 empty] | _____ |  | 0% | 0 | 0 | _____
[12 empty] | _____ |  | 0% | 0 | 0 | _____
[12 empty] | _____ |  | 0% | 0 | 0 | _____
[12 empty] | _____ |  | 0% | 0 | 0 | _____
[12 empty] | _____ |  | 0% | 0 | 0 | _____
[12 empty] | _____ |  | 0% | 0 | 0 | _____
[12 empty] | _____ |  | 0% | 0 | 0 | _____
[12 empty] | _____ |  | 0% | 0 | 0 | _____
[12 empty] | _____ |  | 0% | 0 | 0 | _____
[12 empty] | _____ |  | 0% | 0 | 0 | _____
[12 empty] | _____ |  | 0% | 0 | 0 | _____
[12 empty] | _____ |  | 0% | 0 | 0 | _____
[12 empty] | _____ |  | 0% | 0 | 0 | _____
[12 empty] | _____ |  | 0% | 0 | 0 | _____
[12 empty] | _____ |  | 0% | 0 | 0 | _____
[12 empty] | _____ |  | 0% | 0 | 0 | _____
[12 empty] | _____ |  | 0% | 0 | 0 | _____
[12 empty] | _____ |  | 0% | 0 | 0 | _____
[12 empty] | _____ |  | 0% | 0 | 0 | _____
[12 empty] | _____ |  | 0% | 0 | 0 | _____
[12 empty] | _____ |  | 0% | 0 | 0 | _____
[12 empty] | _____ |  | 0% | 0 | 0 | _____
[12 empty] | _____ |  | 0% | 0 | 0 | _____
[12 empty] | _____ |  | 0% | 0 | 0 | _____
[12 empty] | _____ |  | 0% | 0 | 0 | _____
[12 empty] | _____ |  | 0% | 0 | 0 | _____
[12 empty] | _____ |  | 0% | 0 | 0 | _____
[12 empty] | _____ |  | 0% | 0 | 0 | _____
[12 empty] | _____ |  | 0% | 0 | 0 | _____
[12 empty] | _____ |  | 0% | 0 | 0 | _____
[12 empty] | _____ |  | 0% | 0 | 0 | _____
[12 empty] | _____ |  | 0% | 0 | 0 | _____
[12 empty] | _____ |  | 0% | 0 | 0 | _____
[12 empty] | _____ |  | 0% | 0 | 0 | _____
[12 empty] | _____ |  | 0% | 0 | 0 | _____
[12 empty] | _____ |  | 0% | 0 | 0 | _____
[12 empty] | _____ |  | 0% | 0 | 0 | _____
[12 empty] | _____ |  | 0% | 0 | 0 | _____
[12 empty] | _____ |  | 0% | 0 | 0 | _____
[12 empty] | _____ |  | 0% | 0 | 0 | _____
[12 empty] | _____ |  | 0% | 0 | 0 | _____
[12 empty] | _____ |  | 0% | 0 | 0 | _____
[12 empty] | _____ |  | 0% | 0 | 0 | _____
[12 empty] | _____ |  | 0% | 0 | 0 | _____
[12 empty] | _____ |  | 0% | 0 | 0 | _____
[12 empty] | _____ |  | 0% | 0 | 0 | _____
[12 empty] | _____ |  | 0% | 0 | 0 | _____
[12 empty] | _____ |  | 0% | 0 | 0 | _____
[12 empty] | _____ |  | 0% | 0 | 0 | _____
[12 empty] | _____ |  | 0% | 0 | 0 | _____
[12 empty] | _____ |  | 0% | 0 | 0 | _____
[12 empty] | _____ |  | 0% | 0 | 0 | _____
[12 empty] | _____ |  | 0% | 0 | 0 | _____
[12 empty] | _____ |  | 0% | 0 | 0 | _____
[12 empty] | _____ |  | 0% | 0 | 0 | _____
[12 empty] | _____ |  | 0% | 0 | 0 | _____
[12 empty] | _____ |  | 0% | 0 | 0 | _____
[12 empty] | _____ |  | 0% | 0 | 0 | _____
[12 empty] | _____ |  | 0% | 0 | 0 | _____
[12 empty] | _____ |  | 0% | 0 | 0 | _____
[12 empty] | _____ |  | 0% | 0 | 0 | _____
[12 empty] | _____ |  | 0% | 0 | 0 | _____
[12 empty] | _____ |  | 0% | 0 | 0 | _____
[12 empty] | _____ |  | 0% | 0 | 0 | _____
[12 empty] | _____ |  | 0% | 0 | 0 | _____
[12 empty] | _____ |  | 0% | 0 | 0 | _____
[12 empty] | _____ |  | 0% | 0 | 0 | _____
[12 empty] | _____ |  | 0% | 0 | 0 | _____
[12 empty] | _____ |  | 0% | 0 | 0 | _____
[12 empty] | _____ |  | 0% | 0 | 0 | _____
[12 empty] | _____ |  | 0% | 0 | 0 | _____
[12 empty] | _____ |  | 0% | 0 | 0 | _____
[12 empty] | _____ |  | 0% | 0 | 0 | _____
[12 empty] | _____ |  | 0% | 0 | 0 | _____
[12 empty] | _____ |  | 0% | 0 | 0 | _____
[12 empty] | _____ |  | 0% | 0 | 0 | _____
[12 empty] | _____ |  | 0% | 0 | 0 | _____
[12 empty] | _____ |  | 0% | 0 | 0 | _____
[12 empty] | _____ |  | 0% | 0 | 0 | _____
[12 empty] | _____ |  | 0% | 0 | 0 | _____
[12 empty] | _____ |  | 0% | 0 | 0 | _____
[12 empty] | _____ |  | 0% | 0 | 0 | _____
[12 empty] | _____ |  | 0% | 0 | 0 | _____
[12 empty] | _____ |  | 0% | 0 | 0 | _____
[12 empty] | _____ |  | 0% | 0 | 0 | _____
[12 empty] | _____ |  | 0% | 0 | 0 | _____
[12 empty] | _____ |  | 0% | 0 | 0 | _____
[12 empty] | _____ |  | 0% | 0 | 0 | _____
[12 empty] | _____ |  | 0% | 0 | 0 | _____
[12 empty] | _____ |  | 0% | 0 | 0 | _____
[12 empty] | _____ |  | 0% | 0 | 0 | _____
[12 empty] | _____ |  | 0% | 0 | 0 | _____
[12 empty] | _____ |  | 0% | 0 | 0 | _____
[12 empty] | _____ |  | 0% | 0 | 0 | _____
[12 empty] | _____ |  | 0% | 0 | 0 | _____
[12 empty] | _____ |  | 0% | 0 | 0 | _____
[12 empty] | _____ |  | 0% | 0 | 0 | _____
[12 empty] | _____ |  | 0% | 0 | 0 | _____
[12 empty] | _____ |  | 0% | 0 | 0 | _____
[12 empty] | _____ |  | 0% | 0 | 0 | _____
[12 empty] | _____ |  | 0% | 0 | 0 | _____
[12 empty] | _____ |  | 0% | 0 | 0 | _____
[12 empty] | _____ |  | 0% | 0 | 0 | _____
[12 empty] | _____ |  | 0% | 0 | 0 | _____
[12 empty] | _____ |  | 0% | 0 | 0 | _____
[12 empty] | _____ |  | 0% | 0 | 0 | _____
[12 empty] | _____ |  | 0% | 0 | 0 | _____
[12 empty] | _____ |  | 0% | 0 | 0 | _____
[12 empty] | _____ |  | 0% | 0 | 0 | _____
[12 empty] | _____ |  | 0% | 0 | 0 | _____
[12 empty] | _____ |  | 0% | 0 | 0 | _____
[12 empty] | _____ |  | 0% | 0 | 0 | _____
[12 empty] | _____ |  | 0% | 0 | 0 | _____
[12 empty] | _____ |  | 0% | 0 | 0 | _____
[12 empty] | _____ |  | 0% | 0 | 0 | _____
[12 empty] | _____ |  | 0% | 0 | 0 | _____
[12 empty] | _____ |  | 0% | 0 | 0 | _____
[12 empty] | _____ |  | 0% | 0 | 0 | _____
[12 empty] | _____ |  | 0% | 0 | 0 | _____
[12 empty] | _____ |  | 0% | 0 | 0 | _____
[12 empty] | _____ |  | 0% | 0 | 0 | _____
[12 empty] | _____ |  | 0% | 0 | 0 | _____
[12 empty] | _____ |  | 0% | 0 | 0 | _____
[12 empty] | _____ |  | 0% | 0 | 0 | _____
[12 empty] | _____ |  | 0% | 0 | 0 | _____
[12 empty] | _____ |  | 0% | 0 | 0 | _____
[12 empty] | _____ |  | 0% | 0 | 0 | _____
[12 empty] | _____ |  | 0% | 0 | 0 | _____
[12 empty] | _____ |  | 0% | 0 | 0 | _____
[12 empty] | _____ |  | 0% | 0 | 0 | _____
[12 empty] | _____ |  | 0% | 0 | 0 | _____
[12 empty] | _____ |  | 0% | 0 | 0 | _____
[12 empty] | _____ |  | 0% | 0 | 0 | _____
[12 empty] | _____ |  | 0% | 0 | 0 | _____
[12 empty] | _____ |  | 0% | 0 | 0 | _____
[12 empty] | _____ |  | 0% | 0 | 0 | _____
[12 empty] | _____ |  | 0% | 0 | 0 | _____
[12 empty] | _____ |  | 0% | 0 | 0 | _____
[12 empty] | _____ |  | 0% | 0 | 0 | _____
[12 empty] | _____ |  | 0% | 0 | 0 | _____
[12 empty] | _____ |  | 0% | 0 | 0 | _____
[12 empty] | _____ |  | 0% | 0 | 0 | _____
[12 empty] | _____ |  | 0% | 0 | 0 | _____
[12 empty] | _____ |  | 0% | 0 | 0 | _____
[12 empty] | _____ |  | 0% | 0 | 0 | _____
[12 empty] | _____ |  | 0% | 0 | 0 | _____
[12 empty] | _____ |  | 0% | 0 | 0 | _____
[12 empty] | _____ |  | 0% | 0 | 0 | _____
[12 empty] | _____ |  | 0% | 0 | 0 | _____
[12 empty] | _____ |  | 0% | 0 | 0 | _____
[12 empty] | _____ |  | 0% | 0 | 0 | _____
[12 empty] | _____ |  | 0% | 0 | 0 | _____
[12 empty] | _____ |  | 0% | 0 | 0 | _____
[12 empty] | _____ |  | 0% | 0 | 0 | _____
[12 empty] | _____ |  | 0% | 0 | 0 | _____
[12 empty] | _____ |  | 0% | 0 | 0 | _____
[12 empty] | _____ |  | 0% | 0 | 0 | _____
[12 empty] | _____ |  | 0% | 0 | 0 | _____
[12 empty] | _____ |  | 0% | 0 | 0 | _____
[12 empty] | _____ |  | 0% | 0 | 0 | _____
[12 empty] | _____ |  | 0% | 0 | 0 | _____
[12 empty] | _____ |  | 0% | 0 | 0 | _____
[12 empty] | _____ |  | 0% | 0 | 0 | _____
[12 empty] | _____ |  | 0% | 0 | 0 | _____
[12 empty] | _____ |  | 0% | 0 | 0 | _____
[12 empty] | _____ |  | 0% | 0 | 0 | _____
[12 empty] | _____ |  | 0% | 0 | 0 | _____
[12 empty] | _____ |  | 0% | 0 | 0 | _____
[12 empty] | _____ |  | 0% | 0 | 0 | _____
[12 empty] | _____ |  | 0% | 0 | 0 | _____
[12 empty] | _____ |  | 0% | 0 | 0 | _____
[12 empty] | _____ |  | 0% | 0 | 0 | _____
[12 empty] | _____ |  | 0% | 0 | 0 | _____
[12 empty] | _____ |  | 0% | 0 | 0 | _____
[12 empty] | _____ |  | 0% | 0 | 0 | _____
[12 empty] | _____ |  | 0% | 0 | 0 | _____
[12 empty] | _____ |  | 0% | 0 | 0 | _____
[12 empty] | _____ |  | 0% | 0 | 0 | _____
[12 empty] | _____ |  | 0% | 0 | 0 | _____
[12 empty] | _____ |  | 0% | 0 | 0 | _____
[12 empty] | _____ |  | 0% | 0 | 0 | _____
[12 empty] | _____ |  | 0% | 0 | 0 | _____
[12 empty] | _____ |  | 0% | 0 | 0 | _____
[12 empty] | _____ |  | 0% | 0 | 0 | _____
[12 empty] | _____ |  | 0% | 0 | 0 | _____
[12 empty] | _____ |  | 0% | 0 | 0 | _____
[12 empty] | _____ |  | 0% | 0 | 0 | _____
[12 empty] | _____ |  | 0% | 0 | 0 | _____
[12 empty] | _____ |  | 0% | 0 | 0 | _____
[12 empty] | _____ |  | 0% | 0 | 0 | _____
[12 empty] | _____ |  | 0% | 0 | 0 | _____
[12 empty] | _____ |  | 0% | 0 | 0 | _____
[12 empty] | _____ |  | 0% | 0 | 0 | _____
[12 empty] | _____ |  | 0% | 0 | 0 | _____
[12 empty] | _____ |  | 0% | 0 | 0 | _____
[12 empty] | _____ |  | 0% | 0 | 0 | _____
[12 empty] | _____ |  | 0% | 0 | 0 | _____
[12 empty] | _____ |  | 0% | 0 | 0 | _____
[12 empty] | _____ |  | 0% | 0 | 0 | _____
[12 empty] | _____ |  | 0% | 0 | 0 | _____
[12 empty] | _____ |  | 0% | 0 | 0 | _____
[12 empty] | _____ |  | 0% | 0 | 0 | _____
[12 empty] | _____ |  | 0% | 0 | 0 | _____
[12 empty] | _____ |  | 0% | 0 | 0 | _____
[12 empty] | _____ |  | 0% | 0 | 0 | _____
[12 empty] | _____ |  | 0% | 0 | 0 | _____
[12 empty] | _____ |  | 0% | 0 | 0 | _____
[12 empty] | _____ |  | 0% | 0 | 0 | _____
[12 empty] | _____ |  | 0% | 0 | 0 | _____
[12 empty] | _____ |  | 0% | 0 | 0 | _____
[12 empty] | _____ |  | 0% | 0 | 0 | _____
[12 empty] | _____ |  | 0% | 0 | 0 | _____
[12 empty] | _____ |  | 0% | 0 | 0 | _____
[12 empty] | _____ |  | 0% | 0 | 0 | _____
[12 empty] | _____ |  | 0% | 0 | 0 | _____
[12 empty] | _____ |  | 0% | 0 | 0 | _____
[12 empty] | _____ |  | 0% | 0 | 0 | _____
[12 empty] | _____ |  | 0% | 0 | 0 | _____
[12 empty] | _____ |  | 0% | 0 | 0 | _____
[12 empty] | _____ |  | 0% | 0 | 0 | _____
[12 empty] | _____ |  | 0% | 0 | 0 | _____
[12 empty] | _____ |  | 0% | 0 | 0 | _____
[12 empty] | _____ |  | 0% | 0 | 0 | _____
[12 empty] | _____ |  | 0% | 0 | 0 | _____
[12 empty] | _____ |  | 0% | 0 | 0 | _____
[12 empty] | _____ |  | 0% | 0 | 0 | _____
[12 empty] | _____ |  | 0% | 0 | 0 | _____
[12 empty] | _____ |  | 0% | 0 | 0 | _____
[12 empty] | _____ |  | 0% | 0 | 0 | _____
[12 empty] | _____ |  | 0% | 0 | 0 | _____
[12 empty] | _____ |  | 0% | 0 | 0 | _____
[12 empty] | _____ |  | 0% | 0 | 0 | _____
[12 empty] | _____ |  | 0% | 0 | 0 | _____
[12 empty] | _____ |  | 0% | 0 | 0 | _____
[12 empty] | _____ |  | 0% | 0 | 0 | _____
[12 empty] | _____ |  | 0% | 0 | 0 | _____
[12 empty] | _____ |  | 0% | 0 | 0 | _____
[12 empty] | _____ |  | 0% | 0 | 0 | _____
[12 empty] | _____ |  | 0% | 0 | 0 | _____
[12 empty] | _____ |  | 0% | 0 | 0 | _____
[12 empty] | _____ |  | 0% | 0 | 0 | _____
[12 empty] | _____ |  | 0% | 0 | 0 | _____
[12 empty] | _____ |  | 0% | 0 | 0 | _____
[12 empty] | _____ |  | 0% | 0 | 0 | _____
[12 empty] | _____ |  | 0% | 0 | 0 | _____
[12 empty] | _____ |  | 0% | 0 | 0 | _____
[12 empty] | _____ |  | 0% | 0 | 0 | _____
[12 empty] | _____ |  | 0% | 0 | 0 | _____
[12 empty] | _____ |  | 0% | 0 | 0 | _____
[12 empty] | _____ |  | 0% | 0 | 0 | _____
[12 empty] | _____ |  | 0% | 0 | 0 | _____
[12 empty] | _____ |  | 0% | 0 | 0 | _____
[12 empty] | _____ |  | 0% | 0 | 0 | _____
[12 empty] | _____ |  | 0% | 0 | 0 | _____
[12 empty] | _____ |  | 0% | 0 | 0 | _____
[12 empty] | _____ |  | 0% | 0 | 0 | _____
[12 empty] | _____ |  | 0% | 0 | 0 | _____
[12 empty] | _____ |  | 0% | 0 | 0 | _____
[12 empty] | _____ |  | 0% | 0 | 0 | _____
[12 empty] | _____ |  | 0% | 0 | 0 | _____
[12 empty] | _____ |  | 0% | 0 | 0 | _____
[12 empty] | _____ |  | 0% | 0 | 0 | _____
[12 empty] | _____ |  | 0% | 0 | 0 | _____
[12 empty] | _____ |  | 0% | 0 | 0 | _____
[12 empty] | _____ |  | 0% | 0 | 0 | _____
[12 empty] | _____ |  | 0% | 0 | 0 | _____
[12 empty] | _____ |  | 0% | 0 | 0 | _____
[12 empty] | _____ |  | 0% | 0 | 0 | _____
[12 empty] | _____ |  | 0% | 0 | 0 | _____
[12 empty] | _____ |  | 0% | 0 | 0 | _____
[12 empty] | _____ |  | 0% | 0 | 0 | _____
[12 empty] | _____ |  | 0% | 0 | 0 | _____
[12 empty] | _____ |  | 0% | 0 | 0 | _____
[12 empty] | _____ |  | 0% | 0 | 0 | _____
[12 empty] | _____ |  | 0% | 0 | 0 | _____
[12 empty] | _____ |  | 0% | 0 | 0 | _____
[12 empty] | _____ |  | 0% | 0 | 0 | _____
[12 empty] | _____ |  | 0% | 0 | 0 | _____
[12 empty] | _____ |  | 0% | 0 | 0 | _____
[12 empty] | _____ |  | 0% | 0 | 0 | _____
[12 empty] | _____ |  | 0% | 0 | 0 | _____
[12 empty] | _____ |  | 0% | 0 | 0 | _____
[12 empty] | _____ |  | 0% | 0 | 0 | _____
[12 empty] | _____ |  | 0% | 0 | 0 | _____
[12 empty] | _____ |  | 0% | 0 | 0 | _____
[12 empty] | _____ |  | 0% | 0 | 0 | _____
[12 empty] | _____ |  | 0% | 0 | 0 | _____
[12 empty] | _____ |  | 0% | 0 | 0 | _____
[12 empty] | _____ |  | 0% | 0 | 0 | _____
[12 empty] | _____ |  | 0% | 0 | 0 | _____
[12 empty] | _____ |  | 0% | 0 | 0 | _____
[12 empty] | _____ |  | 0% | 0 | 0 | _____
[12 empty] | _____ |  | 0% | 0 | 0 | _____
[12 empty] | _____ |  | 0% | 0 | 0 | _____
[12 empty] | _____ |  | 0% | 0 | 0 | _____
[12 empty] | _____ |  | 0% | 0 | 0 | _____
[12 empty] | _____ |  | 0% | 0 | 0 | _____
[12 empty] | _____ |  | 0% | 0 | 0 | _____
[12 empty] | _____ |  | 0% | 0 | 0 | _____
[12 empty] | _____ |  | 0% | 0 | 0 | _____
[12 empty] | _____ |  | 0% | 0 | 0 | _____
[12 empty] | _____ |  | 0% | 0 | 0 | _____
[12 empty] | _____ |  | 0% | 0 | 0 | _____
[12 empty] | _____ |  | 0% | 0 | 0 | _____
[12 empty] | _____ |  | 0% | 0 | 0 | _____
[12 empty] | _____ |  | 0% | 0 | 0 | _____
[12 empty] | _____ |  | 0% | 0 | 0 | _____
[12 empty] | _____ |  | 0% | 0 | 0 | _____
[12 empty] | _____ |  | 0% | 0 | 0 | _____
[12 empty] | _____ |  | 0% | 0 | 0 | _____
[12 empty] | _____ |  | 0% | 0 | 0 | _____
[12 empty] | _____ |  | 0% | 0 | 0 | _____
[12 empty] | _____ |  | 0% | 0 | 0 | _____
[12 empty] | _____ |  | 0% | 0 | 0 | _____
[12 empty] | _____ |  | 0% | 0 | 0 | _____
[12 empty] | _____ |  | 0% | 0 | 0 | _____
[12 empty] | _____ |  | 0% | 0 | 0 | _____
[12 empty] | _____ |  | 0% | 0 | 0 | _____
[12 empty] | _____ |  | 0% | 0 | 0 | _____
[12 empty] | _____ |  | 0% | 0 | 0 | _____
[12 empty] | _____ |  | 0% | 0 | 0 | _____
[12 empty] | _____ |  | 0% | 0 | 0 | _____
[12 empty] | _____ |  | 0% | 0 | 0 | _____
[12 empty] | _____ |  | 0% | 0 | 0 | _____
[12 empty] | _____ |  | 0% | 0 | 0 | _____
[12 empty] | _____ |  | 0% | 0 | 0 | _____
[12 empty] | _____ |  | 0% | 0 | 0 | _____
[12 empty] | _____ |  | 0% | 0 | 0 | _____
[12 empty] | _____ |  | 0% | 0 | 0 | _____
[12 empty] | _____ |  | 0% | 0 | 0 | _____
[12 empty] | _____ |  | 0% | 0 | 0 | _____
[12 empty] | _____ |  | 0% | 0 | 0 | _____
[12 empty] | _____ |  | 0% | 0 | 0 | _____
[12 empty] | _____ |  | 0% | 0 | 0 | _____
[12 empty] | _____ |  | 0% | 0 | 0 | _____
[12 empty] | _____ |  | 0% | 0 | 0 | _____
[12 empty] | _____ |  | 0% | 0 | 0 | _____
[12 empty] | _____ |  | 0% | 0 | 0 | _____
[12 empty] | _____ |  | 0% | 0 | 0 | _____
[12 empty] | _____ |  | 0% | 0 | 0 | _____
[12 empty] | _____ |  | 0% | 0 | 0 | _____
[12 empty] | _____ |  | 0% | 0 | 0 | _____
[12 empty] | _____ |  | 0% | 0 | 0 | _____
[12 empty] | _____ |  | 0% | 0 | 0 | _____
[12 empty] | _____ |  | 0% | 0 | 0 | _____
[12 empty] | _____ |  | 0% | 0 | 0 | _____
[12 empty] | _____ |  | 0% | 0 | 0 | _____
[12 empty] | _____ |  | 0% | 0 | 0 | _____
[12 empty] | _____ |  | 0% | 0 | 0 | _____
[12 empty] | _____ |  | 0% | 0 | 0 | _____
[12 empty] | _____ |  | 0% | 0 | 0 | _____
[12 empty] | _____ |  | 0% | 0 | 0 | _____
[12 empty] | _____ |  | 0% | 0 | 0 | _____
[12 empty] | _____ |  | 0% | 0 | 0 | _____
[12 empty] | _____ |  | 0% | 0 | 0 | _____
[12 empty] | _____ |  | 0% | 0 | 0 | _____
[12 empty] | _____ |  | 0% | 0 | 0 | _____
[12 empty] | _____ |  | 0% | 0 | 0 | _____
[12 empty] | _____ |  | 0% | 0 | 0 | _____
[12 empty] | _____ |  | 0% | 0 | 0 | _____
[12 empty] | _____ |  | 0% | 0 | 0 | _____
[12 empty] | _____ |  | 0% | 0 | 0 | _____
[12 empty] | _____ |  | 0% | 0 | 0 | _____
[12 empty] | _____ |  | 0% | 0 | 0 | _____
[12 empty] | _____ |  | 0% | 0 | 0 | _____
[12 empty] | _____ |  | 0% | 0 | 0 | _____
[12 empty] | _____ |  | 0% | 0 | 0 | _____
[12 empty] | _____ |  | 0% | 0 | 0 | _____
[12 empty] | _____ |  | 0% | 0 | 0 | _____
[12 empty] | _____ |  | 0% | 0 | 0 | _____
[12 empty] | _____ |  | 0% | 0 | 0 | _____
[12 empty] | _____ |  | 0% | 0 | 0 | _____
[12 empty] | _____ |  | 0% | 0 | 0 | _____
[12 empty] | _____ |  | 0% | 0 | 0 | _____
[12 empty] | _____ |  | 0% | 0 | 0 | _____
[12 empty] | _____ |  | 0% | 0 | 0 | _____
[12 empty] | _____ |  | 0% | 0 | 0 | _____
[12 empty] | _____ |  | 0% | 0 | 0 | _____
[12 empty] | _____ |  | 0% | 0 | 0 | _____
[12 empty] | _____ |  | 0% | 0 | 0 | _____
[12 empty] | _____ |  | 0% | 0 | 0 | _____
[12 empty] | _____ |  | 0% | 0 | 0 | _____
[12 empty] | _____ |  | 0% | 0 | 0 | _____
[12 empty] | _____ |  | 0% | 0 | 0 | _____
[12 empty] | _____ |  | 0% | 0 | 0 | _____
[12 empty] | _____ |  | 0% | 0 | 0 | _____
[12 empty] | _____ |  | 0% | 0 | 0 | _____
[12 empty] | _____ |  | 0% | 0 | 0 | _____
[12 empty] | _____ |  | 0% | 0 | 0 | _____
[12 empty] | _____ |  | 0% | 0 | 0 | _____
[12 empty] | _____ |  | 0% | 0 | 0 | _____
[12 empty] | _____ |  | 0% | 0 | 0 | _____
[12 empty] | _____ |  | 0% | 0 | 0 | _____
[12 empty] | _____ |  | 0% | 0 | 0 | _____
[12 empty] | _____ |  | 0% | 0 | 0 | _____
[12 empty] | _____ |  | 0% | 0 | 0 | _____
[12 empty] | _____ |  | 0% | 0 | 0 | _____
[12 empty] | _____ |  | 0% | 0 | 0 | _____
[12 empty] | _____ |  | 0% | 0 | 0 | _____
[12 empty] | _____ |  | 0% | 0 | 0 | _____
[12 empty] | _____ |  | 0% | 0 | 0 | _____
[12 empty] | _____ |  | 0% | 0 | 0 | _____
[12 empty] | _____ |  | 0% | 0 | 0 | _____
[12 empty] | _____ |  | 0% | 0 | 0 | _____
[12 empty] | _____ |  | 0% | 0 | 0 | _____
[12 empty] | _____ |  | 0% | 0 | 0 | _____
[12 empty] | _____ |  | 0% | 0 | 0 | _____
[12 empty] | _____ |  | 0% | 0 | 0 | _____
[12 empty] | _____ |  | 0% | 0 | 0 | _____
[12 empty] | _____ |  | 0% | 0 | 0 | _____
[12 empty] | _____ |  | 0% | 0 | 0 | _____
[12 empty] | _____ |  | 0% | 0 | 0 | _____
[12 empty] | _____ |  | 0% | 0 | 0 | _____
[12 empty] | _____ |  | 0% | 0 | 0 | _____
[12 empty] | _____ |  | 0% | 0 | 0 | _____
[12 empty] | _____ |  | 0% | 0 | 0 | _____
[12 empty] | _____ |  | 0% | 0 | 0 | _____
[12 empty] | _____ |  | 0% | 0 | 0 | _____
[12 empty] | _____ |  | 0% | 0 | 0 | _____
[12 empty] | _____ |  | 0% | 0 | 0 | _____
[12 empty] | _____ |  | 0% | 0 | 0 | _____
[12 empty] | _____ |  | 0% | 0 | 0 | _____
[12 empty] | _____ |  | 0% | 0 | 0 | _____
[12 empty] | _____ |  | 0% | 0 | 0 | _____
[12 empty] | _____ |  | 0% | 0 | 0 | _____
[12 empty] | _____ |  | 0% | 0 | 0 | _____
[12 empty] | _____ |  | 0% | 0 | 0 | _____
[12 empty] | _____ |  | 0% | 0 | 0 | _____
[12 empty] | _____ |  | 0% | 0 | 0 | _____
[12 empty] | _____ |  | 0% | 0 | 0 | _____
[12 empty] | _____ |  | 0% | 0 | 0 | _____
[12 empty] | _____ |  | 0% | 0 | 0 | _____
[12 empty] | _____ |  | 0% | 0 | 0 | _____
[12 empty] | _____ |  | 0% | 0 | 0 | _____
[12 empty] | _____ |  | 0% | 0 | 0 | _____
[12 empty] | _____ |  | 0% | 0 | 0 | _____
[12 empty] | _____ |  | 0% | 0 | 0 | _____
[12 empty] | _____ |  | 0% | 0 | 0 | _____
[12 empty] | _____ |  | 0% | 0 | 0 | _____
[12 empty] | _____ |  | 0% | 0 | 0 | _____
[12 empty] | _____ |  | 0% | 0 | 0 | _____
[12 empty] | _____ |  | 0% | 0 | 0 | _____
[12 empty] | _____ |  | 0% | 0 | 0 | _____
[12 empty] | _____ |  | 0% | 0 | 0 | _____
[12 empty] | _____ |  | 0% | 0 | 0 | _____
[12 empty] | _____ |  | 0% | 0 | 0 | _____
[12 empty] | _____ |  | 0% | 0 | 0 | _____
[12 empty] | _____ |  | 0% | 0 | 0 | _____
[12 empty] | _____ |  | 0% | 0 | 0 | _____
[12 empty] | _____ |  | 0% | 0 | 0 | _____
[12 empty] | _____ |  | 0% | 0 | 0 | _____
[12 empty] | _____ |  | 0% | 0 | 0 | _____
[12 empty] | _____ |  | 0% | 0 | 0 | _____
[12 empty] | _____ |  | 0% | 0 | 0 | _____
[12 empty] | _____ |  | 0% | 0 | 0 | _____
[12 empty] | _____ |  | 0% | 0 | 0 | _____
[12 empty] | _____ |  | 0% | 0 | 0 | _____
[12 empty] | _____ |  | 0% | 0 | 0 | _____
[12 empty] | _____ |  | 0% | 0 | 0 | _____
[12 empty] | _____ |  | 0% | 0 | 0 | _____
[12 empty] | _____ |  | 0% | 0 | 0 | _____
[12 empty] | _____ |  | 0% | 0 | 0 | _____
[12 empty] | _____ |  | 0% | 0 | 0 | _____
[12 empty] | _____ |  | 0% | 0 | 0 | _____
[12 empty] | _____ |  | 0% | 0 | 0 | _____
[12 empty] | _____ |  | 0% | 0 | 0 | _____
[12 empty] | _____ |  | 0% | 0 | 0 | _____
[12 empty] | _____ |  | 0% | 0 | 0 | _____
[12 empty] | _____ |  | 0% | 0 | 0 | _____
[12 empty] | _____ |  | 0% | 0 | 0 | _____
[12 empty] | _____ |  | 0% | 0 | 0 | _____
[12 empty] | _____ |  | 0% | 0 | 0 | _____
[12 empty] | _____ |  | 0% | 0 | 0 | _____
[12 empty] | _____ |  | 0% | 0 | 0 | _____
[12 empty] | _____ |  | 0% | 0 | 0 | _____
[12 empty] | _____ |  | 0% | 0 | 0 | _____
[12 empty] | _____ |  | 0% | 0 | 0 | _____
[12 empty] | _____ |  | 0% | 0 | 0 | _____
[12 empty] | _____ |  | 0% | 0 | 0 | _____
[12 empty] | _____ |  | 0% | 0 | 0 | _____
[12 empty] | _____ |  | 0% | 0 | 0 | _____
[12 empty] | _____ |  | 0% | 0 | 0 | _____
[12 empty] | _____ |  | 0% | 0 | 0 | _____
[12 empty] | _____ |  | 0% | 0 | 0 | _____
[12 empty] | _____ |  | 0% | 0 | 0 | _____
[12 empty] | _____ |  | 0% | 0 | 0 | _____
[12 empty] | _____ |  | 0% | 0 | 0 | _____
[12 empty] | _____ |  | 0% | 0 | 0 | _____
[12 empty] | _____ |  | 0% | 0 | 0 | _____
[12 empty] | _____ |  | 0% | 0 | 0 | _____
[12 empty] | _____ |  | 0% | 0 | 0 | _____
[12 empty] | _____ |  | 0% | 0 | 0 | _____
[12 empty] | _____ |  | 0% | 0 | 0 | _____
[12 empty] | _____ |  | 0% | 0 | 0 | _____
[12 empty] | _____ |  | 0% | 0 | 0 | _____
[12 empty] | _____ |  | 0% | 0 | 0 | _____
[12 empty] | _____ |  | 0% | 0 | 0 | _____
[12 empty] | _____ |  | 0% | 0 | 0 | _____
[12 empty] | _____ |  | 0% | 0 | 0 | _____
[12 empty] | _____ |  | 0% | 0 | 0 | _____
[12 empty] | _____ |  | 0% | 0 | 0 | _____
[12 empty] | _____ |  | 0% | 0 | 0 | _____
[12 empty] | _____ |  | 0% | 0 | 0 | _____
[12 empty] | _____ |  | 0% | 0 | 0 | _____
[12 empty] | _____ |  | 0% | 0 | 0 | _____
[12 empty] | _____ |  | 0% | 0 | 0 | _____
[12 empty] | _____ |  | 0% | 0 | 0 | _____
[12 empty] | _____ |  | 0% | 0 | 0 | _____
[12 empty] | _____ |  | 0% | 0 | 0 | _____
[12 empty] | _____ |  | 0% | 0 | 0 | _____
[12 empty] | _____ |  | 0% | 0 | 0 | _____
[12 empty] | _____ |  | 0% | 0 | 0 | _____
[12 empty] | _____ |  | 0% | 0 | 0 | _____
[12 empty] | _____ |  | 0% | 0 | 0 | _____
[12 empty] | _____ |  | 0% | 0 | 0 | _____
[12 empty] | _____ |  | 0% | 0 | 0 | _____
[12 empty] | _____ |  | 0% | 0 | 0 | _____
[12 empty] | _____ |  | 0% | 0 | 0 | _____
[12 empty] | _____ |  | 0% | 0 | 0 | _____
[12 empty] | _____ |  | 0% | 0 | 0 | _____
[12 empty] | _____ |  | 0% | 0 | 0 | _____
[12 empty] | _____ |  | 0% | 0 | 0 | _____
[12 empty] | _____ |  | 0% | 0 | 0 | _____
[12 empty] | _____ |  | 0% | 0 | 0 | _____
[12 empty] | _____ |  | 0% | 0 | 0 | _____
[12 empty] | _____ |  | 0% | 0 | 0 | _____
[12 empty] | _____ |  | 0% | 0 | 0 | _____
[12 empty] | _____ |  | 0% | 0 | 0 | _____
[12 empty] | _____ |  | 0% | 0 | 0 | _____
[12 empty] | _____ |  | 0% | 0 | 0 | _____
[12 empty] | _____ |  | 0% | 0 | 0 | _____
[12 empty] | _____ |  | 0% | 0 | 0 | _____
[12 empty] | _____ |  | 0% | 0 | 0 | _____
[12 empty] | _____ |  | 0% | 0 | 0 | _____
[12 empty] | _____ |  | 0% | 0 | 0 | _____
[12 empty] | _____ |  | 0% | 0 | 0 | _____
[12 empty] | _____ |  | 0% | 0 | 0 | _____
[12 empty] | _____ |  | 0% | 0 | 0 | _____
[12 empty] | _____ |  | 0% | 0 | 0 | _____
[12 empty] | _____ |  | 0% | 0 | 0 | _____
[12 empty] | _____ |  | 0% | 0 | 0 | _____
[12 empty] | _____ |  | 0% | 0 | 0 | _____
[12 empty] | _____ |  | 0% | 0 | 0 | _____
[12 empty] | _____ |  | 0% | 0 | 0 | _____
[12 empty] | _____ |  | 0% | 0 | 0 | _____
[12 empty] | _____ |  | 0% | 0 | 0 | _____
[12 empty] | _____ |  | 0% | 0 | 0 | _____
[12 empty] | _____ |  | 0% | 0 | 0 | _____
[12 empty] | _____ |  | 0% | 0 | 0 | _____
[12 empty] | _____ |  | 0% | 0 | 0 | _____
[12 empty] | _____ |  | 0% | 0 | 0 | _____
[12 empty] | _____ |  | 0% | 0 | 0 | _____
[12 empty] | _____ |  | 0% | 0 | 0 | _____
[12 empty] | _____ |  | 0% | 0 | 0 | _____
[12 empty] | _____ |  | 0% | 0 | 0 | _____
[12 empty] | _____ |  | 0% | 0 | 0 | _____
[12 empty] | _____ |  | 0% | 0 | 0 | _____
[12 empty] | _____ |  | 0% | 0 | 0 | _____
[12 empty] | _____ |  | 0% | 0 | 0 | _____
[12 empty] | _____ |  | 0% | 0 | 0 | _____
[12 empty] | _____ |  | 0% | 0 | 0 | _____
[12 empty] | _____ |  | 0% | 0 | 0 | _____
[12 empty] | _____ |  | 0% | 0 | 0 | _____
[12 empty] | _____ |  | 0% | 0 | 0 | _____
[12 empty] | _____ |  | 0% | 0 | 0 | _____
[12 empty] | _____ |  | 0% | 0 | 0 | _____
[12 empty] | _____ |  | 0% | 0 | 0 | _____
[12 empty] | _____ |  | 0% | 0 | 0 | _____
[12 empty] | _____ |  | 0% | 0 | 0 | _____
[12 empty] | _____ |  | 0% | 0 | 0 | _____
[12 empty] | _____ |  | 0% | 0 | 0 | _____
[12 empty] | _____ |  | 0% | 0 | 0 | _____
[12 empty] | _____ |  | 0% | 0 | 0 | _____
[12 empty] | _____ |  | 0% | 0 | 0 | _____
[12 empty] | _____ |  | 0% | 0 | 0 | _____
[12 empty] | _____ |  | 0% | 0 | 0 | _____
[12 empty] | _____ |  | 0% | 0 | 0 | _____
[12 empty] | _____ |  | 0% | 0 | 0 | _____
[12 empty] | _____ |  | 0% | 0 | 0 | _____
[12 empty] | _____ |  | 0% | 0 | 0 | _____
[12 empty] | _____ |  | 0% | 0 | 0 | _____
[12 empty] | _____ |  | 0% | 0 | 0 | _____
[12 empty] | _____ |  | 0% | 0 | 0 | _____
[12 empty] | _____ |  | 0% | 0 | 0 | _____
[12 empty] | _____ |  | 0% | 0 | 0 | _____
[12 empty] | _____ |  | 0% | 0 | 0 | _____
[12 empty] | _____ |  | 0% | 0 | 0 | _____
[12 empty] | _____ |  | 0% | 0 | 0 | _____
[12 empty] | _____ |  | 0% | 0 | 0 | _____
[12 empty] | _____ |  | 0% | 0 | 0 | _____
[12 empty] | _____ |  | 0% | 0 | 0 | _____
[12 empty] | _____ |  | 0% | 0 | 0 | _____
[12 empty] | _____ |  | 0% | 0 | 0 | _____
[12 empty] | _____ |  | 0% | 0 | 0 | _____
[12 empty] | _____ |  | 0% | 0 | 0 | _____
[12 empty] | _____ |  | 0% | 0 | 0 | _____
[12 empty] | _____ |  | 0% | 0 | 0 | _____
[12 empty] | _____ |  | 0% | 0 | 0 | _____
[12 empty] | _____ |  | 0% | 0 | 0 | _____
[12 empty] | _____ |  | 0% | 0 | 0 | _____
[12 empty] | _____ |  | 0% | 0 | 0 | _____
[12 empty] | _____ |  | 0% | 0 | 0 | _____
[12 empty] | _____ |  | 0% | 0 | 0 | _____
[12 empty] | _____ |  | 0% | 0 | 0 | _____
[12 empty] | _____ |  | 0% | 0 | 0 | _____
[12 empty] | _____ |  | 0% | 0 | 0 | _____
[12 empty] | _____ |  | 0% | 0 | 0 | _____
[12 empty] | _____ |  | 0% | 0 | 0 | _____
[12 empty] | _____ |  | 0% | 0 | 0 | _____
[12 empty] | _____ |  | 0% | 0 | 0 | _____
[12 empty] | _____ |  | 0% | 0 | 0 | _____
[12 empty] | _____ |  | 0% | 0 | 0 | _____
[12 empty] | _____ |  | 0% | 0 | 0 | _____
[12 empty] | _____ |  | 0% | 0 | 0 | _____
[12 empty] | _____ |  | 0% | 0 | 0 | _____
[12 empty] | _____ |  | 0% | 0 | 0 | _____
[12 empty] | _____ |  | 0% | 0 | 0 | _____
[12 empty] | _____ |  | 0% | 0 | 0 | _____
[12 empty] | _____ |  | 0% | 0 | 0 | _____
[12 empty] | _____ |  | 0% | 0 | 0 | _____
[12 empty] | _____ |  | 0% | 0 | 0 | _____
[12 empty] | _____ |  | 0% | 0 | 0 | _____
[12 empty] | _____ |  | 0% | 0 | 0 | _____
[12 empty] | _____ |  | 0% | 0 | 0 | _____
[12 empty] | _____ |  | 0% | 0 | 0 | _____
[12 empty] | _____ |  | 0% | 0 | 0 | _____
[12 empty] | _____ |  | 0% | 0 | 0 | _____
[12 empty] | _____ |  | 0% | 0 | 0 | _____
[12 empty] | _____ |  | 0% | 0 | 0 | _____
[12 empty] | _____ |  | 0% | 0 | 0 | _____
[12 empty] | _____ |  | 0% | 0 | 0 | _____
[12 empty] | _____ |  | 0% | 0 | 0 | _____
[12 empty] | _____ |  | 0% | 0 | 0 | _____
[12 empty] | _____ |  | 0% | 0 | 0 | _____
[12 empty] | _____ |  | 0% | 0 | 0 | _____
[12 empty] | _____ |  | 0% | 0 | 0 | _____
[12 empty] | _____ |  | 0% | 0 | 0 | _____
[12 empty] | _____ |  | 0% | 0 | 0 | _____
[12 empty] | _____ |  | 0% | 0 | 0 | _____
[12 empty] | _____ |  | 0% | 0 | 0 | _____
[12 empty] | _____ |  | 0% | 0 | 0 | _____
[12 empty] | _____ |  | 0% | 0 | 0 | _____
[12 empty] | _____ |  | 0% | 0 | 0 | _____
[12 empty] | _____ |  | 0% | 0 | 0 | _____
[12 empty] | _____ |  | 0% | 0 | 0 | _____
[12 empty] | _____ |  | 0% | 0 | 0 | _____
[12 empty] | _____ |  | 0% | 0 | 0 | _____
[12 empty] | _____ |  | 0% | 0 | 0 | _____
[12 empty] | _____ |  | 0% | 0 | 0 | _____
[12 empty] | _____ |  | 0% | 0 | 0 | _____
[12 empty] | _____ |  | 0% | 0 | 0 | _____
[12 empty] | _____ |  | 0% | 0 | 0 | _____
[12 empty] | _____ |  | 0% | 0 | 0 | _____
[12 empty] | _____ |  | 0% | 0 | 0 | _____
[12 empty] | _____ |  | 0% | 0 | 0 | _____
[12 empty] | _____ |  | 0% | 0 | 0 | _____
[12 empty] | _____ |  | 0% | 0 | 0 | _____
[12 empty] | _____ |  | 0% | 0 | 0 | _____
[12 empty] | _____ |  | 0% | 0 | 0 | _____
[12 empty] | _____ |  | 0% | 0 | 0 | _____
[12 empty] | _____ |  | 0% | 0 | 0 | _____
[12 empty] | _____ |  | 0% | 0 | 0 | _____
[12 empty] | _____ |  | 0% | 0 | 0 | _____
[12 empty] | _____ |  | 0% | 0 | 0 | _____
[12 empty] | _____ |  | 0% | 0 | 0 | _____
[12 empty] | _____ |  | 0% | 0 | 0 | _____
[12 empty] | _____ |  | 0% | 0 | 0 | _____
[12 empty] | _____ |  | 0% | 0 | 0 | _____
[12 empty] | _____ |  | 0% | 0 | 0 | _____
[12 empty] | _____ |  | 0% | 0 | 0 | _____
[12 empty] | _____ |  | 0% | 0 | 0 | _____
[12 empty] | _____ |  | 0% | 0 | 0 | _____
[12 empty] | _____ |  | 0% | 0 | 0 | _____
[12 empty] | _____ |  | 0% | 0 | 0 | _____
[12 empty] | _____ |  | 0% | 0 | 0 | _____
[12 empty] | _____ |  | 0% | 0 | 0 | _____
[12 empty] | _____ |  | 0% | 0 | 0 | _____
[12 empty] | _____ |  | 0% | 0 | 0 | _____
[12 empty] | _____ |  | 0% | 0 | 0 | _____
[12 empty] | _____ |  | 0% | 0 | 0 | _____
[12 empty] | _____ |  | 0% | 0 | 0 | _____
[12 empty] | _____ |  | 0% | 0 | 0 | _____
[12 empty] | _____ |  | 0% | 0 | 0 | _____
[12 empty] | _____ |  | 0% | 0 | 0 | _____
[12 empty] | _____ |  | 0% | 0 | 0 | _____
[12 empty] | _____ |  | 0% | 0 | 0 | _____
[12 empty] | _____ |  | 0% | 0 | 0 | _____
[12 empty] | _____ |  | 0% | 0 | 0 | _____
[12 empty] | _____ |  | 0% | 0 | 0 | _____
[12 empty] | _____ |  | 0% | 0 | 0 | _____
[12 empty] | _____ |  | 0% | 0 | 0 | _____
[12 empty] | _____ |  | 0% | 0 | 0 | _____
[12 empty] | _____ |  | 0% | 0 | 0 | _____
[12 empty] | _____ |  | 0% | 0 | 0 | _____
[12 empty] | _____ |  | 0% | 0 | 0 | _____
[12 empty] | _____ |  | 0% | 0 | 0 | _____
[12 empty] | _____ |  | 0% | 0 | 0 | _____
[12 empty] | _____ |  | 0% | 0 | 0 | _____
[12 empty] | _____ |  | 0% | 0 | 0 | _____
[12 empty] | _____ |  | 0% | 0 | 0 | _____
[12 empty] | _____ |  | 0% | 0 | 0 | _____
[12 empty] | _____ |  | 0% | 0 | 0 | _____
[12 empty] | _____ |  | 0% | 0 | 0 | _____
[12 empty] | _____ |  | 0% | 0 | 0 | _____
[12 empty] | _____ |  | 0% | 0 | 0 | _____
[12 empty] | _____ |  | 0% | 0 | 0 | _____
[12 empty] | _____ |  | 0% | 0 | 0 | _____
[12 empty] | _____ |  | 0% | 0 | 0 | _____
[12 empty] | _____ |  | 0% | 0 | 0 | _____
[12 empty] | _____ |  | 0% | 0 | 0 | _____
[12 empty] | _____ |  | 0% | 0 | 0 | _____
[12 empty] | _____ |  | 0% | 0 | 0 | _____
[12 empty] | _____ |  | 0% | 0 | 0 | _____
[12 empty] | _____ |  | 0% | 0 | 0 | _____
[12 empty] | _____ |  | 0% | 0 | 0 | _____
[12 empty] | _____ |  | 0% | 0 | 0 | _____
[12 empty] | _____ |  | 0% | 0 | 0 | _____
[12 empty] | _____ |  | 0% | 0 | 0 | _____
[12 empty] | _____ |  | 0% | 0 | 0 | _____
[12 empty] | _____ |  | 0% | 0 | 0 | _____
[12 empty] | _____ |  | 0% | 0 | 0 | _____
[12 empty] | _____ |  | 0% | 0 | 0 | _____
[12 empty] | _____ |  | 0% | 0 | 0 | _____
[12 empty] | _____ |  | 0% | 0 | 0 | _____
[12 empty] | _____ |  | 0% | 0 | 0 | _____
[12 empty] | _____ |  | 0% | 0 | 0 | _____
[12 empty] | _____ |  | 0% | 0 | 0 | _____
[12 empty] | _____ |  | 0% | 0 | 0 | _____
[12 empty] | _____ |  | 0% | 0 | 0 | _____
[12 empty] | _____ |  | 0% | 0 | 0 | _____
[12 empty] | _____ |  | 0% | 0 | 0 | _____
[12 empty] | _____ |  | 0% | 0 | 0 | _____
[12 empty] | _____ |  | 0% | 0 | 0 | _____
[12 empty] | _____ |  | 0% | 0 | 0 | _____
[12 empty] | _____ |  | 0% | 0 | 0 | _____
[12 empty] | _____ |  | 0% | 0 | 0 | _____
[12 empty] | _____ |  | 0% | 0 | 0 | _____
[12 empty] | _____ |  | 0% | 0 | 0 | _____
[12 empty] | _____ |  | 0% | 0 | 0 | _____
[12 empty] | _____ |  | 0% | 0 | 0 | _____
[12 empty] | _____ |  | 0% | 0 | 0 | _____
[12 empty] | _____ |  | 0% | 0 | 0 | _____
[12 empty] | _____ |  | 0% | 0 | 0 | _____
[12 empty] | _____ |  | 0% | 0 | 0 | _____
[12 empty] | _____ |  | 0% | 0 | 0 | _____
[12 empty] | _____ |  | 0% | 0 | 0 | _____
[12 empty] | _____ |  | 0% | 0 | 0 | _____
[12 empty] | _____ |  | 0% | 0 | 0 | _____
[12 empty] | _____ |  | 0% | 0 | 0 | _____
[12 empty] | _____ |  | 0% | 0 | 0 | _____
[12 empty] | _____ |  | 0% | 0 | 0 | _____
[12 empty] | _____ |  | 0% | 0 | 0 | _____
[12 empty] | _____ |  | 0% | 0 | 0 | _____
[12 empty] | _____ |  | 0% | 0 | 0 | _____
[12 empty] | _____ |  | 0% | 0 | 0 | _____
[12 empty] | _____ |  | 0% | 0 | 0 | _____
[12 empty] | _____ |  | 0% | 0 | 0 | _____
[12 empty] | _____ |  | 0% | 0 | 0 | _____
[12 empty] | _____ |  | 0% | 0 | 0 | _____
[12 empty] | _____ |  | 0% | 0 | 0 | _____
[12 empty] | _____ |  | 0% | 0 | 0 | _____
[12 empty] | _____ |  | 0% | 0 | 0 | _____
[12 empty] | _____ |  | 0% | 0 | 0 | _____
[12 empty] | _____ |  | 0% | 0 | 0 | _____
[12 empty] | _____ |  | 0% | 0 | 0 | _____
[12 empty] | _____ |  | 0% | 0 | 0 | _____
[12 empty] | _____ |  | 0% | 0 | 0 | _____
[12 empty] | _____ |  | 0% | 0 | 0 | _____
[12 empty] | _____ |  | 0% | 0 | 0 | _____
[12 empty] | _____ |  | 0% | 0 | 0 | _____
[12 empty] | _____ |  | 0% | 0 | 0 | _____
[12 empty] | _____ |  | 0% | 0 | 0 | _____
[12 empty] | _____ |  | 0% | 0 | 0 | _____
[12 empty] | _____ |  | 0% | 0 | 0 | _____
[12 empty] | _____ |  | 0% | 0 | 0 | _____
[12 empty] | _____ |  | 0% | 0 | 0 | _____
[12 empty] | _____ |  | 0% | 0 | 0 | _____
[12 empty] | _____ |  | 0% | 0 | 0 | _____
[12 empty] | _____ |  | 0% | 0 | 0 | _____
[12 empty] | _____ |  | 0% | 0 | 0 | _____
[12 empty] | _____ |  | 0% | 0 | 0 | _____
[12 empty] | _____ |  | 0% | 0 | 0 | _____
[12 empty] | _____ |  | 0% | 0 | 0 | _____
[12 empty] | _____ |  | 0% | 0 | 0 | _____
[12 empty] | _____ |  | 0% | 0 | 0 | _____
[12 empty] | _____ |  | 0% | 0 | 0 | _____
[12 empty] | _____ |  | 0% | 0 | 0 | _____
[12 empty] | _____ |  | 0% | 0 | 0 | _____
[12 empty] | _____ |  | 0% | 0 | 0 | _____
[12 empty] | _____ |  | 0% | 0 | 0 | _____
[12 empty] | _____ |  | 0% | 0 | 0 | _____
[12 empty] | _____ |  | 0% | 0 | 0 | _____
[12 empty] | _____ |  | 0% | 0 | 0 | _____
[12 empty] | _____ |  | 0% | 0 | 0 | _____
[12 empty] | _____ |  | 0% | 0 | 0 | _____
[12 empty] | _____ |  | 0% | 0 | 0 | _____
[12 empty] | _____ |  | 0% | 0 | 0 | _____
[12 empty] | _____ |  | 0% | 0 | 0 | _____
[12 empty] | _____ |  | 0% | 0 | 0 | _____
[12 empty] | _____ |  | 0% | 0 | 0 | _____
[12 empty] | _____ |  | 0% | 0 | 0 | _____
[12 empty] | _____ |  | 0% | 0 | 0 | _____
[12 empty] | _____ |  | 0% | 0 | 0 | _____
[12 empty] | _____ |  | 0% | 0 | 0 | _____
[12 empty] | _____ |  | 0% | 0 | 0 | _____
[12 empty] | _____ |  | 0% | 0 | 0 | _____
[12 empty] | _____ |  | 0% | 0 | 0 | _____
[12 empty] | _____ |  | 0% | 0 | 0 | _____
[12 empty] | _____ |  | 0% | 0 | 0 | _____
[12 empty] | _____ |  | 0% | 0 | 0 | _____
[12 empty] | _____ |  | 0% | 0 | 0 | _____
[12 empty] | _____ |  | 0% | 0 | 0 | _____
[12 empty] | _____ |  | 0% | 0 | 0 | _____
[12 empty] | _____ |  | 0% | 0 | 0 | _____
[12 empty] | _____ |  | 0% | 0 | 0 | _____
[12 empty] | _____ |  | 0% | 0 | 0 | _____
[12 empty] | _____ |  | 0% | 0 | 0 | _____
[12 empty] | _____ |  | 0% | 0 | 0 | _____
[12 empty] | _____ |  | 0% | 0 | 0 | _____
[12 empty] | _____ |  | 0% | 0 | 0 | _____
[12 empty] | _____ |  | 0% | 0 | 0 | _____
[12 empty] | _____ |  | 0% | 0 | 0 | _____
[12 empty] | _____ |  | 0% | 0 | 0 | _____
[12 empty] | _____ |  | 0% | 0 | 0 | _____
[12 empty] | _____ |  | 0% | 0 | 0 | _____
[12 empty] | _____ |  | 0% | 0 | 0 | _____
[12 empty] | _____ |  | 0% | 0 | 0 | _____
[12 empty] | _____ |  | 0% | 0 | 0 | _____
[12 empty] | _____ |  | 0% | 0 | 0 | _____
[12 empty] | _____ |  | 0% | 0 | 0 | _____
[12 empty] | _____ |  | 0% | 0 | 0 | _____
[12 empty] | _____ |  | 0% | 0 | 0 | _____
[12 empty] | _____ |  | 0% | 0 | 0 | _____
[12 empty] | _____ |  | 0% | 0 | 0 | _____
[12 empty] | _____ |  | 0% | 0 | 0 | _____
[12 empty] | _____ |  | 0% | 0 | 0 | _____
[12 empty] | _____ |  | 0% | 0 | 0 | _____
[12 empty] | _____ |  | 0% | 0 | 0 | _____
[12 empty] | _____ |  | 0% | 0 | 0 | _____
[12 empty] | _____ |  | 0% | 0 | 0 | _____
[12 empty] | _____ |  | 0% | 0 | 0 | _____
[12 empty] | _____ |  | 0% | 0 | 0 | _____
[12 empty] | _____ |  | 0% | 0 | 0 | _____
[12 empty] | _____ |  | 0% | 0 | 0 | _____
[12 empty] | _____ |  | 0% | 0 | 0 | _____
[12 empty] | _____ |  | 0% | 0 | 0 | _____
[12 empty] | _____ |  | 0% | 0 | 0 | _____
[12 empty] | _____ |  | 0% | 0 | 0 | _____
[12 empty] | _____ |  | 0% | 0 | 0 | _____
[12 empty] | _____ |  | 0% | 0 | 0 | _____
[12 empty] | _____ |  | 0% | 0 | 0 | _____
[12 empty] | _____ |  | 0% | 0 | 0 | _____
[12 empty] | _____ |  | 0% | 0 | 0 | _____
[12 empty] | _____ |  | 0% | 0 | 0 | _____
[12 empty] | _____ |  | 0% | 0 | 0 | _____
[12 empty] | _____ |  | 0% | 0 | 0 | _____
[12 empty] | _____ |  | 0% | 0 | 0 | _____
[12 empty] | _____ |  | 0% | 0 | 0 | _____
[12 empty] | _____ |  | 0% | 0 | 0 | _____
[12 empty] | _____ |  | 0% | 0 | 0 | _____
[12 empty] | _____ |  | 0% | 0 | 0 | _____
[12 empty] | _____ |  | 0% | 0 | 0 | _____
[12 empty] | _____ |  | 0% | 0 | 0 | _____
[12 empty] | _____ |  | 0% | 0 | 0 | _____
[12 empty] | _____ |  | 0% | 0 | 0 | _____
[12 empty] | _____ |  | 0% | 0 | 0 | _____
[12 empty] | _____ |  | 0% | 0 | 0 | _____
[12 empty] | _____ |  | 0% | 0 | 0 | _____
[12 empty] | _____ |  | 0% | 0 | 0 | _____
[12 empty] | _____ |  | 0% | 0 | 0 | _____
[12 empty] | _____ |  | 0% | 0 | 0 | _____
[12 empty] | _____ |  | 0% | 0 | 0 | _____
[12 empty] | _____ |  | 0% | 0 | 0 | _____
[12 empty] | _____ |  | 0% | 0 | 0 | _____
[12 empty] | _____ |  | 0% | 0 | 0 | _____
[12 empty] | _____ |  | 0% | 0 | 0 | _____
[12 empty] | _____ |  | 0% | 0 | 0 | _____
[12 empty] | _____ |  | 0% | 0 | 0 | _____
[12 empty] | _____ |  | 0% | 0 | 0 | _____
[12 empty] | _____ |  | 0% | 0 | 0 | _____
[12 empty] | _____ |  | 0% | 0 | 0 | _____
[12 empty] | _____ |  | 0% | 0 | 0 | _____
[12 empty] | _____ |  | 0% | 0 | 0 | _____
[12 empty] | _____ |  | 0% | 0 | 0 | _____
[12 empty] | _____ |  | 0% | 0 | 0 | _____
[12 empty] | _____ |  | 0% | 0 | 0 | _____
[12 empty] | _____ |  | 0% | 0 | 0 | _____
[12 empty] | _____ |  | 0% | 0 | 0 | _____
[12 empty] | _____ |  | 0% | 0 | 0 | _____
[12 empty] | _____ |  | 0% | 0 | 0 | _____
[12 empty] | _____ |  | 0% | 0 | 0 | _____
[12 empty] | _____ |  | 0% | 0 | 0 | _____
[12 empty] | _____ |  | 0% | 0 | 0 | _____
[12 empty] | _____ |  | 0% | 0 | 0 | _____
[12 empty] | _____ |  | 0% | 0 | 0 | _____
[12 empty] | _____ |  | 0% | 0 | 0 | _____
[12 empty] | _____ |  | 0% | 0 | 0 | _____
[12 empty] | _____ |  | 0% | 0 | 0 | _____
[12 empty] | _____ |  | 0% | 0 | 0 | _____
[12 empty] | _____ |  | 0% | 0 | 0 | _____
[12 empty] | _____ |  | 0% | 0 | 0 | _____
[12 empty] | _____ |  | 0% | 0 | 0 | _____
[12 empty] | _____ |  | 0% | 0 | 0 | _____
[12 empty] | _____ |  | 0% | 0 | 0 | _____
[12 empty] | _____ |  | 0% | 0 | 0 | _____
[12 empty] | _____ |  | 0% | 0 | 0 | _____
[12 empty] | _____ |  | 0% | 0 | 0 | _____
[12 empty] | _____ |  | 0% | 0 | 0 | _____
[12 empty] | _____ |  | 0% | 0 | 0 | _____
[12 empty] | _____ |  | 0% | 0 | 0 | _____
[12 empty] | _____ |  | 0% | 0 | 0 | _____
[12 empty] | _____ |  | 0% | 0 | 0 | _____
[12 empty] | _____ |  | 0% | 0 | 0 | _____
[12 empty] | _____ |  | 0% | 0 | 0 | _____
[12 empty] | _____ |  | 0% | 0 | 0 | _____
[12 empty] | _____ |  | 0% | 0 | 0 | _____
[12 empty] | _____ |  | 0% | 0 | 0 | _____
[12 empty] | _____ |  | 0% | 0 | 0 | _____
[12 empty] | _____ |  | 0% | 0 | 0 | _____
[12 empty] | _____ |  | 0% | 0 | 0 | _____
[12 empty] | _____ |  | 0% | 0 | 0 | _____
[12 empty] | _____ |  | 0% | 0 | 0 | _____
[12 empty] | _____ |  | 0% | 0 | 0 | _____
[12 empty] | _____ |  | 0% | 0 | 0 | _____
[12 empty] | _____ |  | 0% | 0 | 0 | _____
[12 empty] | _____ |  | 0% | 0 | 0 | _____
[12 empty] | _____ |  | 0% | 0 | 0 | _____
[12 empty] | _____ |  | 0% | 0 | 0 | _____
[12 empty] | _____ |  | 0% | 0 | 0 | _____
[12 empty] | _____ |  | 0% | 0 | 0 | _____
[12 empty] | _____ |  | 0% | 0 | 0 | _____
[12 empty] | _____ |  | 0% | 0 | 0 | _____
[12 empty] | _____ |  | 0% | 0 | 0 | _____
[12 empty] | _____ |  | 0% | 0 | 0 | _____
[12 empty] | _____ |  | 0% | 0 | 0 | _____
[12 empty] | _____ |  | 0% | 0 | 0 | _____
[12 empty] | _____ |  | 0% | 0 | 0 | _____
[12 empty] | _____ |  | 0% | 0 | 0 | _____
[12 empty] | _____ |  | 0% | 0 | 0 | _____
[12 empty] | _____ |  | 0% | 0 | 0 | _____
[12 empty] | _____ |  | 0% | 0 | 0 | _____
[12 empty] | _____ |  | 0% | 0 | 0 | _____
[12 empty] | _____ |  | 0% | 0 | 0 | _____
[12 empty] | _____ |  | 0% | 0 | 0 | _____
[12 empty] | _____ |  | 0% | 0 | 0 | _____
[12 empty] | _____ |  | 0% | 0 | 0 | _____
[12 empty] | _____ |  | 0% | 0 | 0 | _____
[12 empty] | _____ |  | 0% | 0 | 0 | _____
[12 empty] | _____ |  | 0% | 0 | 0 | _____
[12 empty] | _____ |  | 0% | 0 | 0 | _____
[12 empty] | _____ |  | 0% | 0 | 0 | _____
[12 empty] | _____ |  | 0% | 0 | 0 | _____
[12 empty] | _____ |  | 0% | 0 | 0 | _____
[12 empty] | _____ |  | 0% | 0 | 0 | _____
[12 empty] | _____ |  | 0% | 0 | 0 | _____
[12 empty] | _____ |  | 0% | 0 | 0 | _____
[12 empty] | _____ |  | 0% | 0 | 0 | _____
[12 empty] | _____ |  | 0% | 0 | 0 | _____
[12 empty] | _____ |  | 0% | 0 | 0 | _____
[12 empty] | _____ |  | 0% | 0 | 0 | _____
[12 empty] | _____ |  | 0% | 0 | 0 | _____
[12 empty] | _____ |  | 0% | 0 | 0 | _____
[12 empty] | _____ |  | 0% | 0 | 0 | _____
[12 empty] | _____ |  | 0% | 0 | 0 | _____
[12 empty] | _____ |  | 0% | 0 | 0 | _____
[12 empty] | _____ |  | 0% | 0 | 0 | _____
[12 empty] | _____ |  | 0% | 0 | 0 | _____
[12 empty] | _____ |  | 0% | 0 | 0 | _____
[12 empty] | _____ |  | 0% | 0 | 0 | _____
[12 empty] | _____ |  | 0% | 0 | 0 | _____
[12 empty] | _____ |  | 0% | 0 | 0 | _____
[12 empty] | _____ |  | 0% | 0 | 0 | _____
[12 empty] | _____ |  | 0% | 0 | 0 | _____
[12 empty] | _____ |  | 0% | 0 | 0 | _____
[12 empty] | _____ |  | 0% | 0 | 0 | _____
[12 empty] | _____ |  | 0% | 0 | 0 | _____
[12 empty] | _____ |  | 0% | 0 | 0 | _____
[12 empty] | _____ |  | 0% | 0 | 0 | _____
[12 empty] | _____ |  | 0% | 0 | 0 | _____
[12 empty] | _____ |  | 0% | 0 | 0 | _____
[12 empty] | _____ |  | 0% | 0 | 0 | _____
[12 empty] | _____ |  | 0% | 0 | 0 | _____
[12 empty] | _____ |  | 0% | 0 | 0 | _____
[12 empty] | _____ |  | 0% | 0 | 0 | _____
[12 empty] | _____ |  | 0% | 0 | 0 | _____
[12 empty] | _____ |  | 0% | 0 | 0 | _____
[12 empty] | _____ |  | 0% | 0 | 0 | _____
[12 empty] | _____ |  | 0% | 0 | 0 | _____
[12 empty] | _____ |  | 0% | 0 | 0 | _____
[12 empty] | _____ |  | 0% | 0 | 0 | _____
[12 empty] | _____ |  | 0% | 0 | 0 | _____
[12 empty] | _____ |  | 0% | 0 | 0 | _____
[12 empty] | _____ |  | 0% | 0 | 0 | _____
[12 empty] | _____ |  | 0% | 0 | 0 | _____
[12 empty] | _____ |  | 0% | 0 | 0 | _____
[12 empty] | _____ |  | 0% | 0 | 0 | _____
[12 empty] | _____ |  | 0% | 0 | 0 | _____
[12 empty] | _____ |  | 0% | 0 | 0 | _____
[12 empty] | _____ |  | 0% | 0 | 0 | _____
[12 empty] | _____ |  | 0% | 0 | 0 | _____
[12 empty] | _____ |  | 0% | 0 | 0 | _____
[12 empty] | _____ |  | 0% | 0 | 0 | _____
[12 empty] | _____ |  | 0% | 0 | 0 | _____
[12 empty] | _____ |  | 0% | 0 | 0 | _____
[12 empty] | _____ |  | 0% | 0 | 0 | _____
[12 empty] | _____ |  | 0% | 0 | 0 | _____
[12 empty] | _____ |  | 0% | 0 | 0 | _____
[12 empty] | _____ |  | 0% | 0 | 0 | _____
[12 empty] | _____ |  | 0% | 0 | 0 | _____
[12 empty] | _____ |  | 0% | 0 | 0 | _____
[12 empty] | _____ |  | 0% | 0 | 0 | _____
[12 empty] | _____ |  | 0% | 0 | 0 | _____
[12 empty] | _____ |  | 0% | 0 | 0 | _____
[12 empty] | _____ |  | 0% | 0 | 0 | _____
[12 empty] | _____ |  | 0% | 0 | 0 | _____
[12 empty] | _____ |  | 0% | 0 | 0 | _____
[12 empty] | _____ |  | 0% | 0 | 0 | _____
[12 empty] | _____ |  | 0% | 0 | 0 | _____
[12 empty] | _____ |  | 0% | 0 | 0 | _____
[12 empty] | _____ |  | 0% | 0 | 0 | _____
[12 empty] | _____ |  | 0% | 0 | 0 | _____
[12 empty] | _____ |  | 0% | 0 | 0 | _____
[12 empty] | _____ |  | 0% | 0 | 0 | _____
[12 empty] | _____ |  | 0% | 0 | 0 | _____
[12 empty] | _____ |  | 0% | 0 | 0 | _____
[12 empty] | _____ |  | 0% | 0 | 0 | _____
[12 empty] | _____ |  | 0% | 0 | 0 | _____
[12 empty] | _____ |  | 0% | 0 | 0 | _____
[12 empty] | _____ |  | 0% | 0 | 0 | _____
[12 empty] | _____ |  | 0% | 0 | 0 | _____
[12 empty] | _____ |  | 0% | 0 | 0 | _____
[12 empty] | _____ |  | 0% | 0 | 0 | _____
[12 empty] | _____ |  | 0% | 0 | 0 | _____
[12 empty] | _____ |  | 0% | 0 | 0 | _____
[12 empty] | _____ |  | 0% | 0 | 0 | _____
[12 empty] | _____ |  | 0% | 0 | 0 | _____
[12 empty] | _____ |  | 0% | 0 | 0 | _____
[12 empty] | _____ |  | 0% | 0 | 0 | _____
[12 empty] | _____ |  | 0% | 0 | 0 | _____
[12 empty] | _____ |  | 0% | 0 | 0 | _____
[12 empty] | _____ |  | 0% | 0 | 0 | _____
[12 empty] | _____ |  | 0% | 0 | 0 | _____
[12 empty] | _____ |  | 0% | 0 | 0 | _____
[12 empty] | _____ |  | 0% | 0 | 0 | _____
[12 empty] | _____ |  | 0% | 0 | 0 | _____
[12 empty] | _____ |  | 0% | 0 | 0 | _____
[12 empty] | _____ |  | 0% | 0 | 0 | _____
[12 empty] | _____ |  | 0% | 0 | 0 | _____
[12 empty] | _____ |  | 0% | 0 | 0 | _____
[12 empty] | _____ |  | 0% | 0 | 0 | _____
[12 empty] | _____ |  | 0% | 0 | 0 | _____
[12 empty] | _____ |  | 0% | 0 | 0 | _____
[12 empty] | _____ |  | 0% | 0 | 0 | _____
[12 empty] | _____ |  | 0% | 0 | 0 | _____
[12 empty] | _____ |  | 0% | 0 | 0 | _____
[12 empty] | _____ |  | 0% | 0 | 0 | _____
[12 empty] | _____ |  | 0% | 0 | 0 | _____
[12 empty] | _____ |  | 0% | 0 | 0 | _____
[12 empty] | _____ |  | 0% | 0 | 0 | _____
[12 empty] | _____ |  | 0% | 0 | 0 | _____
[12 empty] | _____ |  | 0% | 0 | 0 | _____
[12 empty] | _____ |  | 0% | 0 | 0 | _____
[12 empty] | _____ |  | 0% | 0 | 0 | _____
[12 empty] | _____ |  | 0% | 0 | 0 | _____
[12 empty] | _____ |  | 0% | 0 | 0 | _____
[12 empty] | _____ |  | 0% | 0 | 0 | _____
[12 empty] | _____ |  | 0% | 0 | 0 | _____
[12 empty] | _____ |  | 0% | 0 | 0 | _____
[12 empty] | _____ |  | 0% | 0 | 0 | _____
[12 empty] | _____ |  | 0% | 0 | 0 | _____
[12 empty] | _____ |  | 0% | 0 | 0 | _____
[12 empty] | _____ |  | 0% | 0 | 0 | _____
[12 empty] | _____ |  | 0% | 0 | 0 | _____
[12 empty] | _____ |  | 0% | 0 | 0 | _____
[12 empty] | _____ |  | 0% | 0 | 0 | _____
[12 empty] | _____ |  | 0% | 0 | 0 | _____
[12 empty] | _____ |  | 0% | 0 | 0 | _____
[12 empty] | _____ |  | 0% | 0 | 0 | _____
[12 empty] | _____ |  | 0% | 0 | 0 | _____
[12 empty] | _____ |  | 0% | 0 | 0 | _____
[12 empty] | _____ |  | 0% | 0 | 0 | _____
[12 empty] | _____ |  | 0% | 0 | 0 | _____
[12 empty] | _____ |  | 0% | 0 | 0 | _____
[12 empty] | _____ |  | 0% | 0 | 0 | _____
[12 empty] | _____ |  | 0% | 0 | 0 | _____
[12 empty] | _____ |  | 0% | 0 | 0 | _____
[12 empty] | _____ |  | 0% | 0 | 0 | _____
[12 empty] | _____ |  | 0% | 0 | 0 | _____
[12 empty] | _____ |  | 0% | 0 | 0 | _____
[12 empty] | _____ |  | 0% | 0 | 0 | _____
[12 empty] | _____ |  | 0% | 0 | 0 | _____
[12 empty] | _____ |  | 0% | 0 | 0 | _____
[12 empty] | _____ |  | 0% | 0 | 0 | _____
[12 empty] | _____ |  | 0% | 0 | 0 | _____
[12 empty] | _____ |  | 0% | 0 | 0 | _____
[12 empty] | _____ |  | 0% | 0 | 0 | _____
[12 empty] | _____ |  | 0% | 0 | 0 | _____
[12 empty] | _____ |  | 0% | 0 | 0 | _____
[12 empty] | _____ |  | 0% | 0 | 0 | _____
[12 empty] | _____ |  | 0% | 0 | 0 | _____
[12 empty] | _____ |  | 0% | 0 | 0 | _____
[12 empty] | _____ |  | 0% | 0 | 0 | _____
[12 empty] | _____ |  | 0% | 0 | 0 | _____
[12 empty] | _____ |  | 0% | 0 | 0 | _____
[12 empty] | _____ |  | 0% | 0 | 0 | _____
[12 empty] | _____ |  | 0% | 0 | 0 | _____
[12 empty] | _____ |  | 0% | 0 | 0 | _____
[12 empty] | _____ |  | 0% | 0 | 0 | _____
[12 empty] | _____ |  | 0% | 0 | 0 | _____
[12 empty] | _____ |  | 0% | 0 | 0 | _____
[12 empty] | _____ |  | 0% | 0 | 0 | _____
[12 empty] | _____ |  | 0% | 0 | 0 | _____
[12 empty] | _____ |  | 0% | 0 | 0 | _____
[12 empty] | _____ |  | 0% | 0 | 0 | _____
[12 empty] | _____ |  | 0% | 0 | 0 | _____
[12 empty] | _____ |  | 0% | 0 | 0 | _____
[12 empty] | _____ |  | 0% | 0 | 0 | _____
[12 empty] | _____ |  | 0% | 0 | 0 | _____
[12 empty] | _____ |  | 0% | 0 | 0 | _____
[12 empty] | _____ |  | 0% | 0 | 0 | _____
[12 empty] | _____ |  | 0% | 0 | 0 | _____
[12 empty] | _____ |  | 0% | 0 | 0 | _____
[12 empty] | _____ |  | 0% | 0 | 0 | _____
[12 empty] | _____ |  | 0% | 0 | 0 | _____
[12 empty] | _____ |  | 0% | 0 | 0 | _____
[12 empty] | _____ |  | 0% | 0 | 0 | _____
[12 empty] | _____ |  | 0% | 0 | 0 | _____
[12 empty] | _____ |  | 0% | 0 | 0 | _____
[12 empty] | _____ |  | 0% | 0 | 0 | _____
[12 empty] | _____ |  | 0% | 0 | 0 | _____
[12 empty] | _____ |  | 0% | 0 | 0 | _____
[12 empty] | _____ |  | 0% | 0 | 0 | _____
[12 empty] | _____ |  | 0% | 0 | 0 | _____
[12 empty] | _____ |  | 0% | 0 | 0 | _____
[12 empty] | _____ |  | 0% | 0 | 0 | _____
[12 empty] | _____ |  | 0% | 0 | 0 | _____
[12 empty] | _____ |  | 0% | 0 | 0 | _____
[12 empty] | _____ |  | 0% | 0 | 0 | _____
[12 empty] | _____ |  | 0% | 0 | 0 | _____
[12 empty] | _____ |  | 0% | 0 | 0 | _____
[12 empty] | _____ |  | 0% | 0 | 0 | _____
[12 empty] | _____ |  | 0% | 0 | 0 | _____
[12 empty] | _____ |  | 0% | 0 | 0 | _____
[12 empty] | _____ |  | 0% | 0 | 0 | _____
[12 empty] | _____ |  | 0% | 0 | 0 | _____
[12 empty] | _____ |  | 0% | 0 | 0 | _____
[12 empty] | _____ |  | 0% | 0 | 0 | _____
[12 empty] | _____ |  | 0% | 0 | 0 | _____
[12 empty] | _____ |  | 0% | 0 | 0 | _____
[12 empty] | _____ |  | 0% | 0 | 0 | _____
[12 empty] | _____ |  | 0% | 0 | 0 | _____
[12 empty] | _____ |  | 0% | 0 | 0 | _____
[12 empty] | _____ |  | 0% | 0 | 0 | _____
[12 empty] | _____ |  | 0% | 0 | 0 | _____
[12 empty] | _____ |  | 0% | 0 | 0 | _____
[12 empty] | _____ |  | 0% | 0 | 0 | _____
[12 empty] | _____ |  | 0% | 0 | 0 | _____
[12 empty] | _____ |  | 0% | 0 | 0 | _____
[12 empty] | _____ |  | 0% | 0 | 0 | _____
[12 empty] | _____ |  | 0% | 0 | 0 | _____
[12 empty] | _____ |  | 0% | 0 | 0 | _____
[12 empty] | _____ |  | 0% | 0 | 0 | _____
[12 empty] | _____ |  | 0% | 0 | 0 | _____
[12 empty] | _____ |  | 0% | 0 | 0 | _____
[12 empty] | _____ |  | 0% | 0 | 0 | _____
[12 empty] | _____ |  | 0% | 0 | 0 | _____
[12 empty] | _____ |  | 0% | 0 | 0 | _____
[12 empty] | _____ |  | 0% | 0 | 0 | _____
[12 empty] | _____ |  | 0% | 0 | 0 | _____
[12 empty] | _____ |  | 0% | 0 | 0 | _____
[12 empty] | _____ |  | 0% | 0 | 0 | _____
[12 empty] | _____ |  | 0% | 0 | 0 | _____
[12 empty] | _____ |  | 0% | 0 | 0 | _____
[12 empty] | _____ |  | 0% | 0 | 0 | _____
[12 empty] | _____ |  | 0% | 0 | 0 | _____
[12 empty] | _____ |  | 0% | 0 | 0 | _____
[12 empty] | _____ |  | 0% | 0 | 0 | _____
[12 empty] | _____ |  | 0% | 0 | 0 | _____
[12 empty] | _____ |  | 0% | 0 | 0 | _____
[12 empty] | _____ |  | 0% | 0 | 0 | _____
[12 empty] | _____ |  | 0% | 0 | 0 | _____
[12 empty] | _____ |  | 0% | 0 | 0 | _____
[12 empty] | _____ |  | 0% | 0 | 0 | _____
[12 empty] | _____ |  | 0% | 0 | 0 | _____
[12 empty] | _____ |  | 0% | 0 | 0 | _____
[12 empty] | _____ |  | 0% | 0 | 0 | _____
[12 empty] | _____ |  | 0% | 0 | 0 | _____
[12 empty] | _____ |  | 0% | 0 | 0 | _____
[12 empty] | _____ |  | 0% | 0 | 0 | _____
[12 empty] | _____ |  | 0% | 0 | 0 | _____
[12 empty] | _____ |  | 0% | 0 | 0 | _____
[12 empty] | _____ |  | 0% | 0 | 0 | _____
[12 empty] | _____ |  | 0% | 0 | 0 | _____
[12 empty] | _____ |  | 0% | 0 | 0 | _____
[12 empty] | _____ |  | 0% | 0 | 0 | _____
[12 empty] | _____ |  | 0% | 0 | 0 | _____
[12 empty] | _____ |  | 0% | 0 | 0 | _____
[12 empty] | _____ |  | 0% | 0 | 0 | _____
[12 empty] | _____ |  | 0% | 0 | 0 | _____
[12 empty] | _____ |  | 0% | 0 | 0 | _____
[12 empty] | _____ |  | 0% | 0 | 0 | _____
[12 empty] | _____ |  | 0% | 0 | 0 | _____
[12 empty] | _____ |  | 0% | 0 | 0 | _____
[12 empty] | _____ |  | 0% | 0 | 0 | _____
[12 empty] | _____ |  | 0% | 0 | 0 | _____
[12 empty] | _____ |  | 0% | 0 | 0 | _____
[12 empty] | _____ |  | 0% | 0 | 0 | _____
[12 empty] | _____ |  | 0% | 0 | 0 | _____
[12 empty] | _____ |  | 0% | 0 | 0 | _____
[12 empty] | _____ |  | 0% | 0 | 0 | _____
[12 empty] | _____ |  | 0% | 0 | 0 | _____
[12 empty] | _____ |  | 0% | 0 | 0 | _____
[12 empty] | _____ |  | 0% | 0 | 0 | _____
[12 empty] | _____ |  | 0% | 0 | 0 | _____
[12 empty] | _____ |  | 0% | 0 | 0 | _____
[12 empty] | _____ |  | 0% | 0 | 0 | _____
[12 empty] | _____ |  | 0% | 0 | 0 | _____
[12 empty] | _____ |  | 0% | 0 | 0 | _____
[12 empty] | _____ |  | 0% | 0 | 0 | _____
[12 empty] | _____ |  | 0% | 0 | 0 | _____
[12 empty] | _____ |  | 0% | 0 | 0 | _____
[12 empty] | _____ |  | 0% | 0 | 0 | _____
[12 empty] | _____ |  | 0% | 0 | 0 | _____
[12 empty] | _____ |  | 0% | 0 | 0 | _____
[12 empty] | _____ |  | 0% | 0 | 0 | _____
[12 empty] | _____ |  | 0% | 0 | 0 | _____
[12 empty] | _____ |  | 0% | 0 | 0 | _____
[12 empty] | _____ |  | 0% | 0 | 0 | _____
[12 empty] | _____ |  | 0% | 0 | 0 | _____
[12 empty] | _____ |  | 0% | 0 | 0 | _____
[12 empty] | _____ |  | 0% | 0 | 0 | _____
[12 empty] | _____ |  | 0% | 0 | 0 | _____
[12 empty] | _____ |  | 0% | 0 | 0 | _____
[12 empty] | _____ |  | 0% | 0 | 0 | _____
[12 empty] | _____ |  | 0% | 0 | 0 | _____
[12 empty] | _____ |  | 0% | 0 | 0 | _____
[12 empty] | _____ |  | 0% | 0 | 0 | _____
[12 empty] | _____ |  | 0% | 0 | 0 | _____
[12 empty] | _____ |  | 0% | 0 | 0 | _____
[12 empty] | _____ |  | 0% | 0 | 0 | _____
[12 empty] | _____ |  | 0% | 0 | 0 | _____
[12 empty] | _____ |  | 0% | 0 | 0 | _____
[12 empty] | _____ |  | 0% | 0 | 0 | _____
[12 empty] | _____ |  | 0% | 0 | 0 | _____
[12 empty] | _____ |  | 0% | 0 | 0 | _____
[12 empty] | _____ |  | 0% | 0 | 0 | _____
[12 empty] | _____ |  | 0% | 0 | 0 | _____
[12 empty] | _____ |  | 0% | 0 | 0 | _____
[12 empty] | _____ |  | 0% | 0 | 0 | _____
[12 empty] | _____ |  | 0% | 0 | 0 | _____
[12 empty] | _____ |  | 0% | 0 | 0 | _____
[12 empty] | _____ |  | 0% | 0 | 0 | _____
[12 empty] | _____ |  | 0% | 0 | 0 | _____
[12 empty] | _____ |  | 0% | 0 | 0 | _____
[12 empty] | _____ |  | 0% | 0 | 0 | _____
[12 empty] | _____ |  | 0% | 0 | 0 | _____
[12 empty] | _____ |  | 0% | 0 | 0 | _____
[12 empty] | _____ |  | 0% | 0 | 0 | _____
[12 empty] | _____ |  | 0% | 0 | 0 | _____
[12 empty] | _____ |  | 0% | 0 | 0 | _____
[12 empty] | _____ |  | 0% | 0 | 0 | _____
[12 empty] | _____ |  | 0% | 0 | 0 | _____
[12 empty] | _____ |  | 0% | 0 | 0 | _____
[12 empty] | _____ |  | 0% | 0 | 0 | _____
[12 empty] | _____ |  | 0% | 0 | 0 | _____
[12 empty] | _____ |  | 0% | 0 | 0 | _____
[12 empty] | _____ |  | 0% | 0 | 0 | _____
[12 empty] | _____ |  | 0% | 0 | 0 | _____
[12 empty] | _____ |  | 0% | 0 | 0 | _____
[12 empty] | _____ |  | 0% | 0 | 0 | _____
[12 empty] | _____ |  | 0% | 0 | 0 | _____
[12 empty] | _____ |  | 0% | 0 | 0 | _____
[12 empty] | _____ |  | 0% | 0 | 0 | _____
[12 empty] | _____ |  | 0% | 0 | 0 | _____
[12 empty] | _____ |  | 0% | 0 | 0 | _____
[12 empty] | _____ |  | 0% | 0 | 0 | _____
[12 empty] | _____ |  | 0% | 0 | 0 | _____
[12 empty] | _____ |  | 0% | 0 | 0 | _____
[12 empty] | _____ |  | 0% | 0 | 0 | _____
[12 empty] | _____ |  | 0% | 0 | 0 | _____
[12 empty] | _____ |  | 0% | 0 | 0 | _____
[12 empty] | _____ |  | 0% | 0 | 0 | _____
[12 empty] | _____ |  | 0% | 0 | 0 | _____
[12 empty] | _____ |  | 0% | 0 | 0 | _____
[12 empty] | _____ |  | 0% | 0 | 0 | _____
[12 empty] | _____ |  | 0% | 0 | 0 | _____
[12 empty] | _____ |  | 0% | 0 | 0 | _____
[12 empty] | _____ |  | 0% | 0 | 0 | _____
[12 empty] | _____ |  | 0% | 0 | 0 | _____
[12 empty] | _____ |  | 0% | 0 | 0 | _____
[12 empty] | _____ |  | 0% | 0 | 0 | _____
[12 empty] | _____ |  | 0% | 0 | 0 | _____
[12 empty] | _____ |  | 0% | 0 | 0 | _____
[12 empty] | _____ |  | 0% | 0 | 0 | _____
[12 empty] | _____ |  | 0% | 0 | 0 | _____
[12 empty] | _____ |  | 0% | 0 | 0 | _____
[12 empty] | _____ |  | 0% | 0 | 0 | _____
[12 empty] | _____ |  | 0% | 0 | 0 | _____
[12 empty] | _____ |  | 0% | 0 | 0 | _____
[12 empty] | _____ |  | 0% | 0 | 0 | _____
[12 empty] | _____ |  | 0% | 0 | 0 | _____
[12 empty] | _____ |  | 0% | 0 | 0 | _____
[12 empty] | _____ |  | 0% | 0 | 0 | _____
[12 empty] | _____ |  | 0% | 0 | 0 | _____
[12 empty] | _____ |  | 0% | 0 | 0 | _____
[12 empty] | _____ |  | 0% | 0 | 0 | _____
[12 empty] | _____ |  | 0% | 0 | 0 | _____
[12 empty] | _____ |  | 0% | 0 | 0 | _____
[12 empty] | _____ |  | 0% | 0 | 0 | _____
[12 empty] | _____ |  | 0% | 0 | 0 | _____
[12 empty] | _____ |  | 0% | 0 | 0 | _____
[12 empty] | _____ |  | 0% | 0 | 0 | _____
[12 empty] | _____ |  | 0% | 0 | 0 | _____
[12 empty] | _____ |  | 0% | 0 | 0 | _____
[12 empty] | _____ |  | 0% | 0 | 0 | _____
[12 empty] | _____ |  | 0% | 0 | 0 | _____
[12 empty] | _____ |  | 0% | 0 | 0 | _____
[12 empty] | _____ |  | 0% | 0 | 0 | _____
[12 empty] | _____ |  | 0% | 0 | 0 | _____
[12 empty] | _____ |  | 0% | 0 | 0 | _____
[12 empty] | _____ |  | 0% | 0 | 0 | _____
[12 empty] | _____ |  | 0% | 0 | 0 | _____
[12 empty] | _____ |  | 0% | 0 | 0 | _____
[12 empty] | _____ |  | 0% | 0 | 0 | _____
[12 empty] | _____ |  | 0% | 0 | 0 | _____
[12 empty] | _____ |  | 0% | 0 | 0 | _____
[12 empty] | _____ |  | 0% | 0 | 0 | _____
[12 empty] | _____ |  | 0% | 0 | 0 | _____
[12 empty] | _____ |  | 0% | 0 | 0 | _____
[12 empty] | _____ |  | 0% | 0 | 0 | _____
[12 empty] | _____ |  | 0% | 0 | 0 | _____
[12 empty] | _____ |  | 0% | 0 | 0 | _____
[12 empty] | _____ |  | 0% | 0 | 0 | _____
[12 empty] | _____ |  | 0% | 0 | 0 | _____
[12 empty] | _____ |  | 0% | 0 | 0 | _____
[12 empty] | _____ |  | 0% | 0 | 0 | _____
[12 empty] | _____ |  | 0% | 0 | 0 | _____
[12 empty] | _____ |  | 0% | 0 | 0 | _____
[12 empty] | _____ |  | 0% | 0 | 0 | _____
[12 empty] | _____ |  | 0% | 0 | 0 | _____
[12 empty] | _____ |  | 0% | 0 | 0 | _____
[12 empty] | _____ |  | 0% | 0 | 0 | _____
[12 empty] | _____ |  | 0% | 0 | 0 | _____
[12 empty] | _____ |  | 0% | 0 | 0 | _____
[12 empty] | _____ |  | 0% | 0 | 0 | _____
[12 empty] | _____ |  | 0% | 0 | 0 | _____
[12 empty] | _____ |  | 0% | 0 | 0 | _____
[12 empty] | _____ |  | 0% | 0 | 0 | _____
[12 empty] | _____ |  | 0% | 0 | 0 | _____
[12 empty] | _____ |  | 0% | 0 | 0 | _____
[12 empty] | _____ |  | 0% | 0 | 0 | _____
[12 empty] | _____ |  | 0% | 0 | 0 | _____
[12 empty] | _____ |  | 0% | 0 | 0 | _____
[12 empty] | _____ |  | 0% | 0 | 0 | _____
[12 empty] | _____ |  | 0% | 0 | 0 | _____
[12 empty] | _____ |  | 0% | 0 | 0 | _____
[12 empty] | _____ |  | 0% | 0 | 0 | _____
[12 empty] | _____ |  | 0% | 0 | 0 | _____
[12 empty] | _____ |  | 0% | 0 | 0 | _____
[12 empty] | _____ |  | 0% | 0 | 0 | _____
[12 empty] | _____ |  | 0% | 0 | 0 | _____
[12 empty] | _____ |  | 0% | 0 | 0 | _____
[12 empty] | _____ |  | 0% | 0 | 0 | _____
[12 empty] | _____ |  | 0% | 0 | 0 | _____
[12 empty] | _____ |  | 0% | 0 | 0 | _____
[12 empty] | _____ |  | 0% | 0 | 0 | _____
[12 empty] | _____ |  | 0% | 0 | 0 | _____
[12 empty] | _____ |  | 0% | 0 | 0 | _____
[12 empty] | _____ |  | 0% | 0 | 0 | _____
[12 empty] | _____ |  | 0% | 0 | 0 | _____
[12 empty] | _____ |  | 0% | 0 | 0 | _____
[12 empty] | _____ |  | 0% | 0 | 0 | _____
[12 empty] | _____ |  | 0% | 0 | 0 | _____
[12 empty] | _____ |  | 0% | 0 | 0 | _____
[12 empty] | _____ |  | 0% | 0 | 0 | _____
[12 empty] | _____ |  | 0% | 0 | 0 | _____
[12 empty] | _____ |  | 0% | 0 | 0 | _____
[12 empty] | _____ |  | 0% | 0 | 0 | _____
[12 empty] | _____ |  | 0% | 0 | 0 | _____
[12 empty] | _____ |  | 0% | 0 | 0 | _____
[12 empty] | _____ |  | 0% | 0 | 0 | _____
[12 empty] | _____ |  | 0% | 0 | 0 | _____
[12 empty] | _____ |  | 0% | 0 | 0 | _____
[12 empty] | _____ |  | 0% | 0 | 0 | _____
[12 empty] | _____ |  | 0% | 0 | 0 | _____
[12 empty] | _____ |  | 0% | 0 | 0 | _____
[12 empty] | _____ |  | 0% | 0 | 0 | _____
[12 empty] | _____ |  | 0% | 0 | 0 | _____
[12 empty] | _____ |  | 0% | 0 | 0 | _____
[12 empty] | _____ |  | 0% | 0 | 0 | _____
[12 empty] | _____ |  | 0% | 0 | 0 | _____
[12 empty] | _____ |  | 0% | 0 | 0 | _____
[12 empty] | _____ |  | 0% | 0 | 0 | _____
[12 empty] | _____ |  | 0% | 0 | 0 | _____
[12 empty] | _____ |  | 0% | 0 | 0 | _____
[12 empty] | _____ |  | 0% | 0 | 0 | _____
[12 empty] | _____ |  | 0% | 0 | 0 | _____
[12 empty] | _____ |  | 0% | 0 | 0 | _____
[12 empty] | _____ |  | 0% | 0 | 0 | _____
[12 empty] | _____ |  | 0% | 0 | 0 | _____
[12 empty] | _____ |  | 0% | 0 | 0 | _____
[12 empty] | _____ |  | 0% | 0 | 0 | _____
[12 empty] | _____ |  | 0% | 0 | 0 | _____
[12 empty] | _____ |  | 0% | 0 | 0 | _____
[12 empty] | _____ |  | 0% | 0 | 0 | _____
[12 empty] | _____ |  | 0% | 0 | 0 | _____
[12 empty] | _____ |  | 0% | 0 | 0 | _____
[12 empty] | _____ |  | 0% | 0 | 0 | _____
[12 empty] | _____ |  | 0% | 0 | 0 | _____
[12 empty] | _____ |  | 0% | 0 | 0 | _____
[12 empty] | _____ |  | 0% | 0 | 0 | _____
[12 empty] | _____ |  | 0% | 0 | 0 | _____
[12 empty] | _____ |  | 0% | 0 | 0 | _____
[12 empty] | _____ |  | 0% | 0 | 0 | _____
[12 empty] | _____ |  | 0% | 0 | 0 | _____
[12 empty] | _____ |  | 0% | 0 | 0 | _____
[12 empty] | _____ |  | 0% | 0 | 0 | _____
[12 empty] | _____ |  | 0% | 0 | 0 | _____
[12 empty] | _____ |  | 0% | 0 | 0 | _____
[12 empty] | _____ |  | 0% | 0 | 0 | _____
[12 empty] | _____ |  | 0% | 0 | 0 | _____
[12 empty] | _____ |  | 0% | 0 | 0 | _____
[12 empty] | _____ |  | 0% | 0 | 0 | _____
[12 empty] | _____ |  | 0% | 0 | 0 | _____
[12 empty] | _____ |  | 0% | 0 | 0 | _____
[12 empty] | _____ |  | 0% | 0 | 0 | _____
[12 empty] | _____ |  | 0% | 0 | 0 | _____
[12 empty] | _____ |  | 0% | 0 | 0 | _____
[12 empty] | _____ |  | 0% | 0 | 0 | _____
[12 empty] | _____ |  | 0% | 0 | 0 | _____
[12 empty] | _____ |  | 0% | 0 | 0 | _____
[12 empty] | _____ |  | 0% | 0 | 0 | _____
[12 empty] | _____ |  | 0% | 0 | 0 | _____
[12 empty] | _____ |  | 0% | 0 | 0 | _____
[12 empty] | _____ |  | 0% | 0 | 0 | _____
[12 empty] | _____ |  | 0% | 0 | 0 | _____
[12 empty] | _____ |  | 0% | 0 | 0 | _____
[12 empty] | _____ |  | 0% | 0 | 0 | _____
[12 empty] | _____ |  | 0% | 0 | 0 | _____
[12 empty] | _____ |  | 0% | 0 | 0 | _____
[12 empty] | _____ |  | 0% | 0 | 0 | _____
[12 empty] | _____ |  | 0% | 0 | 0 | _____
[12 empty] | _____ |  | 0% | 0 | 0 | _____
[12 empty] | _____ |  | 0% | 0 | 0 | _____
[12 empty] | _____ |  | 0% | 0 | 0 | _____
[12 empty] | _____ |  | 0% | 0 | 0 | _____
[12 empty] | _____ |  | 0% | 0 | 0 | _____
[12 empty] | _____ |  | 0% | 0 | 0 | _____
[12 empty] | _____ |  | 0% | 0 | 0 | _____
[12 empty] | _____ |  | 0% | 0 | 0 | _____
[12 empty] | _____ |  | 0% | 0 | 0 | _____
[12 empty] | _____ |  | 0% | 0 | 0 | _____
[12 empty] | _____ |  | 0% | 0 | 0 | _____
[12 empty] | _____ |  | 0% | 0 | 0 | _____
[12 empty] | _____ |  | 0% | 0 | 0 | _____
[12 empty] | _____ |  | 0% | 0 | 0 | _____
[12 empty] | _____ |  | 0% | 0 | 0 | _____
[12 empty] | _____ |  | 0% | 0 | 0 | _____
[12 empty] | _____ |  | 0% | 0 | 0 | _____
[12 empty] | _____ |  | 0% | 0 | 0 | _____
[12 empty] | _____ |  | 0% | 0 | 0 | _____
[12 empty] | _____ |  | 0% | 0 | 0 | _____
[12 empty] | _____ |  | 0% | 0 | 0 | _____
[12 empty] | _____ |  | 0% | 0 | 0 | _____
[12 empty] | _____ |  | 0% | 0 | 0 | _____
[12 empty] | _____ |  | 0% | 0 | 0 | _____
[12 empty] | _____ |  | 0% | 0 | 0 | _____
[12 empty] | _____ |  | 0% | 0 | 0 | _____
[12 empty] | _____ |  | 0% | 0 | 0 | _____
[12 empty] | _____ |  | 0% | 0 | 0 | _____
[12 empty] | _____ |  | 0% | 0 | 0 | _____
[12 empty] | _____ |  | 0% | 0 | 0 | _____
[12 empty] | _____ |  | 0% | 0 | 0 | _____
[12 empty] | _____ |  | 0% | 0 | 0 | _____
[12 empty] | _____ |  | 0% | 0 | 0 | _____
[12 empty] | _____ |  | 0% | 0 | 0 | _____
[12 empty] | _____ |  | 0% | 0 | 0 | _____
[12 empty] | _____ |  | 0% | 0 | 0 | _____
[12 empty] | _____ |  | 0% | 0 | 0 | _____
[12 empty] | _____ |  | 0% | 0 | 0 | _____
[12 empty] | _____ |  | 0% | 0 | 0 | _____
[12 empty] | _____ |  | 0% | 0 | 0 | _____
[12 empty] | _____ |  | 0% | 0 | 0 | _____
[12 empty] | _____ |  | 0% | 0 | 0 | _____
[12 empty] | _____ |  | 0% | 0 | 0 | _____
[12 empty] | _____ |  | 0% | 0 | 0 | _____
[12 empty] | _____ |  | 0% | 0 | 0 | _____
[12 empty] | _____ |  | 0% | 0 | 0 | _____
[12 empty] | _____ |  | 0% | 0 | 0 | _____
[12 empty] | _____ |  | 0% | 0 | 0 | _____
[12 empty] | _____ |  | 0% | 0 | 0 | _____
[12 empty] | _____ |  | 0% | 0 | 0 | _____
[12 empty] | _____ |  | 0% | 0 | 0 | _____
[12 empty] | _____ |  | 0% | 0 | 0 | _____
[12 empty] | _____ |  | 0% | 0 | 0 | _____
[12 empty] | _____ |  | 0% | 0 | 0 | _____
[12 empty] | _____ |  | 0% | 0 | 0 | _____
[12 empty] | _____ |  | 0% | 0 | 0 | _____
[12 empty] | _____ |  | 0% | 0 | 0 | _____
[12 empty] | _____ |  | 0% | 0 | 0 | _____
[12 empty] | _____ |  | 0% | 0 | 0 | _____
[12 empty] | _____ |  | 0% | 0 | 0 | _____
[12 empty] | _____ |  | 0% | 0 | 0 | _____
[12 empty] | _____ |  | 0% | 0 | 0 | _____
[12 empty] | _____ |  | 0% | 0 | 0 | _____
[12 empty] | _____ |  | 0% | 0 | 0 | _____
[12 empty] | _____ |  | 0% | 0 | 0 | _____
[12 empty] | _____ |  | 0% | 0 | 0 | _____
[12 empty] | _____ |  | 0% | 0 | 0 | _____
[12 empty] | _____ |  | 0% | 0 | 0 | _____
[12 empty] | _____ |  | 0% | 0 | 0 | _____
[12 empty] | _____ |  | 0% | 0 | 0 | _____
[12 empty] | _____ |  | 0% | 0 | 0 | _____
[12 empty] | _____ |  | 0% | 0 | 0 | _____
[12 empty] | _____ |  | 0% | 0 | 0 | _____
[12 empty] | _____ |  | 0% | 0 | 0 | _____
[12 empty] | _____ |  | 0% | 0 | 0 | _____
[12 empty] | _____ |  | 0% | 0 | 0 | _____
[12 empty] | _____ |  | 0% | 0 | 0 | _____
[12 empty] | _____ |  | 0% | 0 | 0 | _____
[12 empty] | _____ |  | 0% | 0 | 0 | _____
[12 empty] | _____ |  | 0% | 0 | 0 | _____
[12 empty] | _____ |  | 0% | 0 | 0 | _____
[12 empty] | _____ |  | 0% | 0 | 0 | _____
[12 empty] | _____ |  | 0% | 0 | 0 | _____
[12 empty] | _____ |  | 0% | 0 | 0 | _____
[12 empty] | _____ |  | 0% | 0 | 0 | _____
[12 empty] | _____ |  | 0% | 0 | 0 | _____
[12 empty] | _____ |  | 0% | 0 | 0 | _____
[12 empty] | _____ |  | 0% | 0 | 0 | _____
[12 empty] | _____ |  | 0% | 0 | 0 | _____
[12 empty] | _____ |  | 0% | 0 | 0 | _____
[12 empty] | _____ |  | 0% | 0 | 0 | _____
[12 empty] | _____ |  | 0% | 0 | 0 | _____
[12 empty] | _____ |  | 0% | 0 | 0 | _____
[12 empty] | _____ |  | 0% | 0 | 0 | _____
[12 empty] | _____ |  | 0% | 0 | 0 | _____
[12 empty] | _____ |  | 0% | 0 | 0 | _____
[12 empty] | _____ |  | 0% | 0 | 0 | _____
[12 empty] | _____ |  | 0% | 0 | 0 | _____
[12 empty] | _____ |  | 0% | 0 | 0 | _____
[12 empty] | _____ |  | 0% | 0 | 0 | _____
[12 empty] | _____ |  | 0% | 0 | 0 | _____
[12 empty] | _____ |  | 0% | 0 | 0 | _____
[12 empty] | _____ |  | 0% | 0 | 0 | _____
[12 empty] | _____ |  | 0% | 0 | 0 | _____
[12 empty] | _____ |  | 0% | 0 | 0 | _____
[12 empty] | _____ |  | 0% | 0 | 0 | _____
[12 empty] | _____ |  | 0% | 0 | 0 | _____
[12 empty] | _____ |  | 0% | 0 | 0 | _____
[12 empty] | _____ |  | 0% | 0 | 0 | _____
[12 empty] | _____ |  | 0% | 0 | 0 | _____
[12 empty] | _____ |  | 0% | 0 | 0 | _____
[12 empty] | _____ |  | 0% | 0 | 0 | _____
[12 empty] | _____ |  | 0% | 0 | 0 | _____
[12 empty] | _____ |  | 0% | 0 | 0 | _____
[12 empty] | _____ |  | 0% | 0 | 0 | _____
[12 empty] | _____ |  | 0% | 0 | 0 | _____
[12 empty] | _____ |  | 0% | 0 | 0 | _____
[12 empty] | _____ |  | 0% | 0 | 0 | _____
[12 empty] | _____ |  | 0% | 0 | 0 | _____
[12 empty] | _____ |  | 0% | 0 | 0 | _____
[12 empty] | _____ |  | 0% | 0 | 0 | _____
[12 empty] | _____ |  | 0% | 0 | 0 | _____
[12 empty] | _____ |  | 0% | 0 | 0 | _____
[12 empty] | _____ |  | 0% | 0 | 0 | _____
[12 empty] | _____ |  | 0% | 0 | 0 | _____
[12 empty] | _____ |  | 0% | 0 | 0 | _____
[12 empty] | _____ |  | 0% | 0 | 0 | _____
[12 empty] | _____ |  | 0% | 0 | 0 | _____
[12 empty] | _____ |  | 0% | 0 | 0 | _____
[12 empty] | _____ |  | 0% | 0 | 0 | _____
[12 empty] | _____ |  | 0% | 0 | 0 | _____
[12 empty] | _____ |  | 0% | 0 | 0 | _____
[12 empty] | _____ |  | 0% | 0 | 0 | _____
[12 empty] | _____ |  | 0% | 0 | 0 | _____
[12 empty] | _____ |  | 0% | 0 | 0 | _____
[12 empty] | _____ |  | 0% | 0 | 0 | _____
[12 empty] | _____ |  | 0% | 0 | 0 | _____
[12 empty] | _____ |  | 0% | 0 | 0 | _____
[12 empty] | _____ |  | 0% | 0 | 0 | _____
[12 empty] | _____ |  | 0% | 0 | 0 | _____
[12 empty] | _____ |  | 0% | 0 | 0 | _____
[12 empty] | _____ |  | 0% | 0 | 0 | _____
[12 empty] | _____ |  | 0% | 0 | 0 | _____
[12 empty] | _____ |  | 0% | 0 | 0 | _____
[12 empty] | _____ |  | 0% | 0 | 0 | _____
[12 empty] | _____ |  | 0% | 0 | 0 | _____
[12 empty] | _____ |  | 0% | 0 | 0 | _____
[12 empty] | _____ |  | 0% | 0 | 0 | _____
[12 empty] | _____ |  | 0% | 0 | 0 | _____
[12 empty] | _____ |  | 0% | 0 | 0 | _____
[12 empty] | _____ |  | 0% | 0 | 0 | _____
[12 empty] | _____ |  | 0% | 0 | 0 | _____
[12 empty] | _____ |  | 0% | 0 | 0 | _____
[12 empty] | _____ |  | 0% | 0 | 0 | _____
[12 empty] | _____ |  | 0% | 0 | 0 | _____
[12 empty] | _____ |  | 0% | 0 | 0 | _____
[12 empty] | _____ |  | 0% | 0 | 0 | _____
[12 empty] | _____ |  | 0% | 0 | 0 | _____
[12 empty] | _____ |  | 0% | 0 | 0 | _____
[12 empty] | _____ |  | 0% | 0 | 0 | _____
[12 empty] | _____ |  | 0% | 0 | 0 | _____
[12 empty] | _____ |  | 0% | 0 | 0 | _____
[12 empty] | _____ |  | 0% | 0 | 0 | _____
[12 empty] | _____ |  | 0% | 0 | 0 | _____
[12 empty] | _____ |  | 0% | 0 | 0 | _____
[12 empty] | _____ |  | 0% | 0 | 0 | _____
[12 empty] | _____ |  | 0% | 0 | 0 | _____
[12 empty] | _____ |  | 0% | 0 | 0 | _____
[12 empty] | _____ |  | 0% | 0 | 0 | _____
[12 empty] | _____ |  | 0% | 0 | 0 | _____
[12 empty] | _____ |  | 0% | 0 | 0 | _____
[12 empty] | _____ |  | 0% | 0 | 0 | _____
[12 empty] | _____ |  | 0% | 0 | 0 | _____
[12 empty] | _____ |  | 0% | 0 | 0 | _____
[12 empty] | _____ |  | 0% | 0 | 0 | _____
[12 empty] | _____ |  | 0% | 0 | 0 | _____
[12 empty] | _____ |  | 0% | 0 | 0 | _____
[12 empty] | _____ |  | 0% | 0 | 0 | _____
[12 empty] | _____ |  | 0% | 0 | 0 | _____
[12 empty] | _____ |  | 0% | 0 | 0 | _____
[12 empty] | _____ |  | 0% | 0 | 0 | _____
[12 empty] | _____ |  | 0% | 0 | 0 | _____
[12 empty] | _____ |  | 0% | 0 | 0 | _____
[12 empty] | _____ |  | 0% | 0 | 0 | _____
[12 empty] | _____ |  | 0% | 0 | 0 | _____
[12 empty] | _____ |  | 0% | 0 | 0 | _____
[12 empty] | _____ |  | 0% | 0 | 0 | _____
[12 empty] | _____ |  | 0% | 0 | 0 | _____
[12 empty] | _____ |  | 0% | 0 | 0 | _____
[12 empty] | _____ |  | 0% | 0 | 0 | _____
[12 empty] | _____ |  | 0% | 0 | 0 | _____
[12 empty] | _____ |  | 0% | 0 | 0 | _____
[12 empty] | _____ |  | 0% | 0 | 0 | _____
[12 empty] | _____ |  | 0% | 0 | 0 | _____
[12 empty] | _____ |  | 0% | 0 | 0 | _____
[12 empty] | _____ |  | 0% | 0 | 0 | _____
[12 empty] | _____ |  | 0% | 0 | 0 | _____
[12 empty] | _____ |  | 0% | 0 | 0 | _____
[12 empty] | _____ |  | 0% | 0 | 0 | _____
[12 empty] | _____ |  | 0% | 0 | 0 | _____
[12 empty] | _____ |  | 0% | 0 | 0 | _____
[12 empty] | _____ |  | 0% | 0 | 0 | _____
[12 empty] | _____ |  | 0% | 0 | 0 | _____
[12 empty] | _____ |  | 0% | 0 | 0 | _____
[12 empty] | _____ |  | 0% | 0 | 0 | _____
[12 empty] | _____ |  | 0% | 0 | 0 | _____
[12 empty] | _____ |  | 0% | 0 | 0 | _____
[12 empty] | _____ |  | 0% | 0 | 0 | _____
[12 empty] | _____ |  | 0% | 0 | 0 | _____
[12 empty] | _____ |  | 0% | 0 | 0 | _____
[12 empty] | _____ |  | 0% | 0 | 0 | _____
[12 empty] | _____ |  | 0% | 0 | 0 | _____
[12 empty] | _____ |  | 0% | 0 | 0 | _____
[12 empty] | _____ |  | 0% | 0 | 0 | _____
[12 empty] | _____ |  | 0% | 0 | 0 | _____
[12 empty] | _____ |  | 0% | 0 | 0 | _____
[12 empty] | _____ |  | 0% | 0 | 0 | _____
[12 empty] | _____ |  | 0% | 0 | 0 | _____
[12 empty] | _____ |  | 0% | 0 | 0 | _____
[12 empty] | _____ |  | 0% | 0 | 0 | _____
[12 empty] | _____ |  | 0% | 0 | 0 | _____
[12 empty] | _____ |  | 0% | 0 | 0 | _____
[12 empty] | _____ |  | 0% | 0 | 0 | _____
[12 empty] | _____ |  | 0% | 0 | 0 | _____
[12 empty] | _____ |  | 0% | 0 | 0 | _____
[12 empty] | _____ |  | 0% | 0 | 0 | _____
[12 empty] | _____ |  | 0% | 0 | 0 | _____
[12 empty] | _____ |  | 0% | 0 | 0 | _____
[12 empty] | _____ |  | 0% | 0 | 0 | _____
[12 empty] | _____ |  | 0% | 0 | 0 | _____
[12 empty] | _____ |  | 0% | 0 | 0 | _____
[12 empty] | _____ |  | 0% | 0 | 0 | _____
[12 empty] | _____ |  | 0% | 0 | 0 | _____
[12 empty] | _____ |  | 0% | 0 | 0 | _____
[12 empty] | _____ |  | 0% | 0 | 0 | _____
[12 empty] | _____ |  | 0% | 0 | 0 | _____
[12 empty] | _____ |  | 0% | 0 | 0 | _____
[12 empty] | _____ |  | 0% | 0 | 0 | _____
[12 empty] | _____ |  | 0% | 0 | 0 | _____
[12 empty] | _____ |  | 0% | 0 | 0 | _____
[12 empty] | _____ |  | 0% | 0 | 0 | _____
[12 empty] | _____ |  | 0% | 0 | 0 | _____
[12 empty] | _____ |  | 0% | 0 | 0 | _____
[12 empty] | _____ |  | 0% | 0 | 0 | _____
[12 empty] | _____ |  | 0% | 0 | 0 | _____
[12 empty] | _____ |  | 0% | 0 | 0 | _____
[12 empty] | _____ |  | 0% | 0 | 0 | _____
[12 empty] | _____ |  | 0% | 0 | 0 | _____
[12 empty] | _____ |  | 0% | 0 | 0 | _____
[12 empty] | _____ |  | 0% | 0 | 0 | _____
[12 empty] | _____ |  | 0% | 0 | 0 | _____
[12 empty] | _____ |  | 0% | 0 | 0 | _____
[12 empty] | _____ |  | 0% | 0 | 0 | _____
[12 empty] | _____ |  | 0% | 0 | 0 | _____
[12 empty] | _____ |  | 0% | 0 | 0 | _____
[12 empty] | _____ |  | 0% | 0 | 0 | _____
[12 empty] | _____ |  | 0% | 0 | 0 | _____
[12 empty] | _____ |  | 0% | 0 | 0 | _____
[12 empty] | _____ |  | 0% | 0 | 0 | _____
[12 empty] | _____ |  | 0% | 0 | 0 | _____
[12 empty] | _____ |  | 0% | 0 | 0 | _____
[12 empty] | _____ |  | 0% | 0 | 0 | _____
[12 empty] | _____ |  | 0% | 0 | 0 | _____
[12 empty] | _____ |  | 0% | 0 | 0 | _____
[12 empty] | _____ |  | 0% | 0 | 0 | _____
[12 empty] | _____ |  | 0% | 0 | 0 | _____
[12 empty] | _____ |  | 0% | 0 | 0 | _____
[12 empty] | _____ |  | 0% | 0 | 0 | _____
[12 empty] | _____ |  | 0% | 0 | 0 | _____
[12 empty] | _____ |  | 0% | 0 | 0 | _____
[12 empty] | _____ |  | 0% | 0 | 0 | _____
[12 empty] | _____ |  | 0% | 0 | 0 | _____
[12 empty] | _____ |  | 0% | 0 | 0 | _____
[12 empty] | _____ |  | 0% | 0 | 0 | _____
[12 empty] | _____ |  | 0% | 0 | 0 | _____
[12 empty] | _____ |  | 0% | 0 | 0 | _____
[12 empty] | _____ |  | 0% | 0 | 0 | _____
[12 empty] | _____ |  | 0% | 0 | 0 | _____
[12 empty] | _____ |  | 0% | 0 | 0 | _____
[12 empty] | _____ |  | 0% | 0 | 0 | _____
[12 empty] | _____ |  | 0% | 0 | 0 | _____
[12 empty] | _____ |  | 0% | 0 | 0 | _____
[12 empty] | _____ |  | 0% | 0 | 0 | _____
[12 empty] | _____ |  | 0% | 0 | 0 | _____
[12 empty] | _____ |  | 0% | 0 | 0 | _____
[12 empty] | _____ |  | 0% | 0 | 0 | _____
[12 empty] | _____ |  | 0% | 0 | 0 | _____
[12 empty] | _____ |  | 0% | 0 | 0 | _____
[12 empty] | _____ |  | 0% | 0 | 0 | _____
[12 empty] | _____ |  | 0% | 0 | 0 | _____
[12 empty] | _____ |  | 0% | 0 | 0 | _____
[12 empty] | _____ |  | 0% | 0 | 0 | _____
[12 empty] | _____ |  | 0% | 0 | 0 | _____
[12 empty] | _____ |  | 0% | 0 | 0 | _____
[12 empty] | _____ |  | 0% | 0 | 0 | _____
[12 empty] | _____ |  | 0% | 0 | 0 | _____
[12 empty] | _____ |  | 0% | 0 | 0 | _____
[12 empty] | _____ |  | 0% | 0 | 0 | _____
[12 empty] | _____ |  | 0% | 0 | 0 | _____
[12 empty] | _____ |  | 0% | 0 | 0 | _____
[12 empty] | _____ |  | 0% | 0 | 0 | _____
[12 empty] | _____ |  | 0% | 0 | 0 | _____
[12 empty] | _____ |  | 0% | 0 | 0 | _____
[12 empty] | _____ |  | 0% | 0 | 0 | _____
[12 empty] | _____ |  | 0% | 0 | 0 | _____
[12 empty] | _____ |  | 0% | 0 | 0 | _____
[12 empty] | _____ |  | 0% | 0 | 0 | _____
[12 empty] | _____ |  | 0% | 0 | 0 | _____
[12 empty] | _____ |  | 0% | 0 | 0 | _____
[12 empty] | _____ |  | 0% | 0 | 0 | _____
[12 empty] | _____ |  | 0% | 0 | 0 | _____
[12 empty] | _____ |  | 0% | 0 | 0 | _____
[12 empty] | _____ |  | 0% | 0 | 0 | _____
[12 empty] | _____ |  | 0% | 0 | 0 | _____
[12 empty] | _____ |  | 0% | 0 | 0 | _____
[12 empty] | _____ |  | 0% | 0 | 0 | _____
[12 empty] | _____ |  | 0% | 0 | 0 | _____
[12 empty] | _____ |  | 0% | 0 | 0 | _____
[12 empty] | _____ |  | 0% | 0 | 0 | _____
[12 empty] | _____ |  | 0% | 0 | 0 | _____
[12 empty] | _____ |  | 0% | 0 | 0 | _____
[12 empty] | _____ |  | 0% | 0 | 0 | _____
[12 empty] | _____ |  | 0% | 0 | 0 | _____
[12 empty] | _____ |  | 0% | 0 | 0 | _____
[12 empty] | _____ |  | 0% | 0 | 0 | _____
[12 empty] | _____ |  | 0% | 0 | 0 | _____
[12 empty] | _____ |  | 0% | 0 | 0 | _____
[12 empty] | _____ |  | 0% | 0 | 0 | _____
[12 empty] | _____ |  | 0% | 0 | 0 | _____
[12 empty] | _____ |  | 0% | 0 | 0 | _____
[12 empty] | _____ |  | 0% | 0 | 0 | _____
[12 empty] | _____ |  | 0% | 0 | 0 | _____
[12 empty] | _____ |  | 0% | 0 | 0 | _____
[12 empty] | _____ |  | 0% | 0 | 0 | _____
[12 empty] | _____ |  | 0% | 0 | 0 | _____
[12 empty] | _____ |  | 0% | 0 | 0 | _____
[12 empty] | _____ |  | 0% | 0 | 0 | _____
[12 empty] | _____ |  | 0% | 0 | 0 | _____
[12 empty] | _____ |  | 0% | 0 | 0 | _____
[12 empty] | _____ |  | 0% | 0 | 0 | _____
[12 empty] | _____ |  | 0% | 0 | 0 | _____
[12 empty] | _____ |  | 0% | 0 | 0 | _____
[12 empty] | _____ |  | 0% | 0 | 0 | _____
[12 empty] | _____ |  | 0% | 0 | 0 | _____
[12 empty] | _____ |  | 0% | 0 | 0 | _____
[12 empty] | _____ |  | 0% | 0 | 0 | _____
[12 empty] | _____ |  | 0% | 0 | 0 | _____
[12 empty] | _____ |  | 0% | 0 | 0 | _____
[12 empty] | _____ |  | 0% | 0 | 0 | _____
[12 empty] | _____ |  | 0% | 0 | 0 | _____
[12 empty] | _____ |  | 0% | 0 | 0 | _____
[12 empty] | _____ |  | 0% | 0 | 0 | _____
[12 empty] | _____ |  | 0% | 0 | 0 | _____
[12 empty] | _____ |  | 0% | 0 | 0 | _____
[12 empty] | _____ |  | 0% | 0 | 0 | _____
[12 empty] | _____ |  | 0% | 0 | 0 | _____
[12 empty] | _____ |  | 0% | 0 | 0 | _____
[12 empty] | _____ |  | 0% | 0 | 0 | _____
[12 empty] | _____ |  | 0% | 0 | 0 | _____
[12 empty] | _____ |  | 0% | 0 | 0 | _____
[12 empty] | _____ |  | 0% | 0 | 0 | _____
[12 empty] | _____ |  | 0% | 0 | 0 | _____
[12 empty] | _____ |  | 0% | 0 | 0 | _____
[12 empty] | _____ |  | 0% | 0 | 0 | _____
[12 empty] | _____ |  | 0% | 0 | 0 | _____
[12 empty] | _____ |  | 0% | 0 | 0 | _____
[12 empty] | _____ |  | 0% | 0 | 0 | _____
[12 empty] | _____ |  | 0% | 0 | 0 | _____
[12 empty] | _____ |  | 0% | 0 | 0 | _____
[12 empty] | _____ |  | 0% | 0 | 0 | _____
[12 empty] | _____ |  | 0% | 0 | 0 | _____
[12 empty] | _____ |  | 0% | 0 | 0 | _____
[12 empty] | _____ |  | 0% | 0 | 0 | _____
[12 empty] | _____ |  | 0% | 0 | 0 | _____
[12 empty] | _____ |  | 0% | 0 | 0 | _____
[12 empty] | _____ |  | 0% | 0 | 0 | _____
[12 empty] | _____ |  | 0% | 0 | 0 | _____
[12 empty] | _____ |  | 0% | 0 | 0 | _____
[12 empty] | _____ |  | 0% | 0 | 0 | _____
[12 empty] | _____ |  | 0% | 0 | 0 | _____
[12 empty] | _____ |  | 0% | 0 | 0 | _____
[12 empty] | _____ |  | 0% | 0 | 0 | _____
[12 empty] | _____ |  | 0% | 0 | 0 | _____
[12 empty] | _____ |  | 0% | 0 | 0 | _____
[12 empty] | _____ |  | 0% | 0 | 0 | _____
[12 empty] | _____ |  | 0% | 0 | 0 | _____
[12 empty] | _____ |  | 0% | 0 | 0 | _____
[12 empty] | _____ |  | 0% | 0 | 0 | _____
[12 empty] | _____ |  | 0% | 0 | 0 | _____
[12 empty] | _____ |  | 0% | 0 | 0 | _____
[12 empty] | _____ |  | 0% | 0 | 0 | _____
[12 empty] | _____ |  | 0% | 0 | 0 | _____
[12 empty] | _____ |  | 0% | 0 | 0 | _____
[12 empty] | _____ |  | 0% | 0 | 0 | _____
[12 empty] | _____ |  | 0% | 0 | 0 | _____
[12 empty] | _____ |  | 0% | 0 | 0 | _____
[12 empty] | _____ |  | 0% | 0 | 0 | _____
[12 empty] | _____ |  | 0% | 0 | 0 | _____
[12 empty] | _____ |  | 0% | 0 | 0 | _____
[12 empty] | _____ |  | 0% | 0 | 0 | _____
[12 empty] | _____ |  | 0% | 0 | 0 | _____
[12 empty] | _____ |  | 0% | 0 | 0 | _____
[12 empty] | _____ |  | 0% | 0 | 0 | _____
[12 empty] | _____ |  | 0% | 0 | 0 | _____
[12 empty] | _____ |  | 0% | 0 | 0 | _____
[12 empty] | _____ |  | 0% | 0 | 0 | _____
[12 empty] | _____ |  | 0% | 0 | 0 | _____
[12 empty] | _____ |  | 0% | 0 | 0 | _____
[12 empty] | _____ |  | 0% | 0 | 0 | _____
[12 empty] | _____ |  | 0% | 0 | 0 | _____
[12 empty] | _____ |  | 0% | 0 | 0 | _____
[12 empty] | _____ |  | 0% | 0 | 0 | _____
[12 empty] | _____ |  | 0% | 0 | 0 | _____
[12 empty] | _____ |  | 0% | 0 | 0 | _____
[12 empty] | _____ |  | 0% | 0 | 0 | _____
[12 empty] | _____ |  | 0% | 0 | 0 | _____
[12 empty] | _____ |  | 0% | 0 | 0 | _____
[12 empty] | _____ |  | 0% | 0 | 0 | _____
[12 empty] | _____ |  | 0% | 0 | 0 | _____
[12 empty] | _____ |  | 0% | 0 | 0 | _____
[12 empty] | _____ |  | 0% | 0 | 0 | _____
[12 empty] | _____ |  | 0% | 0 | 0 | _____
[12 empty] | _____ |  | 0% | 0 | 0 | _____
[12 empty] | _____ |  | 0% | 0 | 0 | _____
[12 empty] | _____ |  | 0% | 0 | 0 | _____
[12 empty] | _____ |  | 0% | 0 | 0 | _____
[12 empty] | _____ |  | 0% | 0 | 0 | _____
[12 empty] | _____ |  | 0% | 0 | 0 | _____
[12 empty] | _____ |  | 0% | 0 | 0 | _____
[12 empty] | _____ |  | 0% | 0 | 0 | _____
[12 empty] | _____ |  | 0% | 0 | 0 | _____
[12 empty] | _____ |  | 0% | 0 | 0 | _____
[12 empty] | _____ |  | 0% | 0 | 0 | _____
[12 empty] | _____ |  | 0% | 0 | 0 | _____
[12 empty] | _____ |  | 0% | 0 | 0 | _____
[12 empty] | _____ |  | 0% | 0 | 0 | _____
[12 empty] | _____ |  | 0% | 0 | 0 | _____
[12 empty] | _____ |  | 0% | 0 | 0 | _____
[12 empty] | _____ |  | 0% | 0 | 0 | _____
[12 empty] | _____ |  | 0% | 0 | 0 | _____
[12 empty] | _____ |  | 0% | 0 | 0 | _____
[12 empty] | _____ |  | 0% | 0 | 0 | _____
[12 empty] | _____ |  | 0% | 0 | 0 | _____
[12 empty] | _____ |  | 0% | 0 | 0 | _____
[12 empty] | _____ |  | 0% | 0 | 0 | _____
[12 empty] | _____ |  | 0% | 0 | 0 | _____
[12 empty] | _____ |  | 0% | 0 | 0 | _____
[12 empty] | _____ |  | 0% | 0 | 0 | _____
[12 empty] | _____ |  | 0% | 0 | 0 | _____
[12 empty] | _____ |  | 0% | 0 | 0 | _____
[12 empty] | _____ |  | 0% | 0 | 0 | _____
[12 empty] | _____ |  | 0% | 0 | 0 | _____
[12 empty] | _____ |  | 0% | 0 | 0 | _____
[12 empty] | _____ |  | 0% | 0 | 0 | _____
[12 empty] | _____ |  | 0% | 0 | 0 | _____
[12 empty] | _____ |  | 0% | 0 | 0 | _____
[12 empty] | _____ |  | 0% | 0 | 0 | _____
[12 empty] | _____ |  | 0% | 0 | 0 | _____
[12 empty] | _____ |  | 0% | 0 | 0 | _____
[12 empty] | _____ |  | 0% | 0 | 0 | _____
[12 empty] | _____ |  | 0% | 0 | 0 | _____
[12 empty] | _____ |  | 0% | 0 | 0 | _____
[12 empty] | _____ |  | 0% | 0 | 0 | _____
[12 empty] | _____ |  | 0% | 0 | 0 | _____
[12 empty] | _____ |  | 0% | 0 | 0 | _____
[12 empty] | _____ |  | 0% | 0 | 0 | _____
[12 empty] | _____ |  | 0% | 0 | 0 | _____
[12 empty] | _____ |  | 0% | 0 | 0 | _____
[12 empty] | _____ |  | 0% | 0 | 0 | _____
[12 empty] | _____ |  | 0% | 0 | 0 | _____
[12 empty] | _____ |  | 0% | 0 | 0 | _____
[12 empty] | _____ |  | 0% | 0 | 0 | _____
[12 empty] | _____ |  | 0% | 0 | 0 | _____
[12 empty] | _____ |  | 0% | 0 | 0 | _____
[12 empty] | _____ |  | 0% | 0 | 0 | _____
[12 empty] | _____ |  | 0% | 0 | 0 | _____
[12 empty] | _____ |  | 0% | 0 | 0 | _____
[12 empty] | _____ |  | 0% | 0 | 0 | _____
[12 empty] | _____ |  | 0% | 0 | 0 | _____
[12 empty] | _____ |  | 0% | 0 | 0 | _____
[12 empty] | _____ |  | 0% | 0 | 0 | _____
[12 empty] | _____ |  | 0% | 0 | 0 | _____
[12 empty] | _____ |  | 0% | 0 | 0 | _____
[12 empty] | _____ |  | 0% | 0 | 0 | _____
[12 empty] | _____ |  | 0% | 0 | 0 | _____
[12 empty] | _____ |  | 0% | 0 | 0 | _____
[12 empty] | _____ |  | 0% | 0 | 0 | _____
[12 empty] | _____ |  | 0% | 0 | 0 | _____
[12 empty] | _____ |  | 0% | 0 | 0 | _____
[12 empty] | _____ |  | 0% | 0 | 0 | _____
[12 empty] | _____ |  | 0% | 0 | 0 | _____
[12 empty] | _____ |  | 0% | 0 | 0 | _____
[12 empty] | _____ |  | 0% | 0 | 0 | _____
[12 empty] | _____ |  | 0% | 0 | 0 | _____
[12 empty] | _____ |  | 0% | 0 | 0 | _____
[12 empty] | _____ |  | 0% | 0 | 0 | _____
[12 empty] | _____ |  | 0% | 0 | 0 | _____
[12 empty] | _____ |  | 0% | 0 | 0 | _____
[12 empty] | _____ |  | 0% | 0 | 0 | _____
[12 empty] | _____ |  | 0% | 0 | 0 | _____
[12 empty] | _____ |  | 0% | 0 | 0 | _____
[12 empty] | _____ |  | 0% | 0 | 0 | _____
[12 empty] | _____ |  | 0% | 0 | 0 | _____
[12 empty] | _____ |  | 0% | 0 | 0 | _____
[12 empty] | _____ |  | 0% | 0 | 0 | _____
[12 empty] | _____ |  | 0% | 0 | 0 | _____
[12 empty] | _____ |  | 0% | 0 | 0 | _____
[12 empty] | _____ |  | 0% | 0 | 0 | _____
[12 empty] | _____ |  | 0% | 0 | 0 | _____
[12 empty] | _____ |  | 0% | 0 | 0 | _____
[12 empty] | _____ |  | 0% | 0 | 0 | _____
[12 empty] | _____ |  | 0% | 0 | 0 | _____
[12 empty] | _____ |  | 0% | 0 | 0 | _____
[12 empty] | _____ |  | 0% | 0 | 0 | _____
[12 empty] | _____ |  | 0% | 0 | 0 | _____
[12 empty] | _____ |  | 0% | 0 | 0 | _____
[12 empty] | _____ |  | 0% | 0 | 0 | _____
[12 empty] | _____ |  | 0% | 0 | 0 | _____
[12 empty] | _____ |  | 0% | 0 | 0 | _____
[12 empty] | _____ |  | 0% | 0 | 0 | _____
[12 empty] | _____ |  | 0% | 0 | 0 | _____
[12 empty] | _____ |  | 0% | 0 | 0 | _____
[12 empty] | _____ |  | 0% | 0 | 0 | _____
[12 empty] | _____ |  | 0% | 0 | 0 | _____
[12 empty] | _____ |  | 0% | 0 | 0 | _____
[12 empty] | _____ |  | 0% | 0 | 0 | _____
[12 empty] | _____ |  | 0% | 0 | 0 | _____
[12 empty] | _____ |  | 0% | 0 | 0 | _____
[12 empty] | _____ |  | 0% | 0 | 0 | _____
[12 empty] | _____ |  | 0% | 0 | 0 | _____
[12 empty] | _____ |  | 0% | 0 | 0 | _____
[12 empty] | _____ |  | 0% | 0 | 0 | _____
[12 empty] | _____ |  | 0% | 0 | 0 | _____
[12 empty] | _____ |  | 0% | 0 | 0 | _____
[12 empty] | _____ |  | 0% | 0 | 0 | _____
[12 empty] | _____ |  | 0% | 0 | 0 | _____
[12 empty] | _____ |  | 0% | 0 | 0 | _____
[12 empty] | _____ |  | 0% | 0 | 0 | _____
[12 empty] | _____ |  | 0% | 0 | 0 | _____
[12 empty] | _____ |  | 0% | 0 | 0 | _____
[12 empty] | _____ |  | 0% | 0 | 0 | _____
[12 empty] | _____ |  | 0% | 0 | 0 | _____
[12 empty] | _____ |  | 0% | 0 | 0 | _____
[12 empty] | _____ |  | 0% | 0 | 0 | _____
[12 empty] | _____ |  | 0% | 0 | 0 | _____
[12 empty] | _____ |  | 0% | 0 | 0 | _____
[12 empty] | _____ |  | 0% | 0 | 0 | _____
[12 empty] | _____ |  | 0% | 0 | 0 | _____
[12 empty] | _____ |  | 0% | 0 | 0 | _____
[12 empty] | _____ |  | 0% | 0 | 0 | _____
[12 empty] | _____ |  | 0% | 0 | 0 | _____
[12 empty] | _____ |  | 0% | 0 | 0 | _____
[12 empty] | _____ |  | 0% | 0 | 0 | _____
[12 empty] | _____ |  | 0% | 0 | 0 | _____
[12 empty] | _____ |  | 0% | 0 | 0 | _____
[12 empty] | _____ |  | 0% | 0 | 0 | _____
[12 empty] | _____ |  | 0% | 0 | 0 | _____
[12 empty] | _____ |  | 0% | 0 | 0 | _____
[12 empty] | _____ |  | 0% | 0 | 0 | _____
[12 empty] | _____ |  | 0% | 0 | 0 | _____
[12 empty] | _____ |  | 0% | 0 | 0 | _____
[12 empty] | _____ |  | 0% | 0 | 0 | _____
[12 empty] | _____ |  | 0% | 0 | 0 | _____
[12 empty] | _____ |  | 0% | 0 | 0 | _____
[12 empty] | _____ |  | 0% | 0 | 0 | _____
[12 empty] | _____ |  | 0% | 0 | 0 | _____
[12 empty] | _____ |  | 0% | 0 | 0 | _____
[12 empty] | _____ |  | 0% | 0 | 0 | _____
[12 empty] | _____ |  | 0% | 0 | 0 | _____
[12 empty] | _____ |  | 0% | 0 | 0 | _____
[12 empty] | _____ |  | 0% | 0 | 0 | _____
[12 empty] | _____ |  | 0% | 0 | 0 | _____
[12 empty] | _____ |  | 0% | 0 | 0 | _____
[12 empty] | _____ |  | 0% | 0 | 0 | _____
[12 empty] | _____ |  | 0% | 0 | 0 | _____
[12 empty] | _____ |  | 0% | 0 | 0 | _____
[12 empty] | _____ |  | 0% | 0 | 0 | _____
[12 empty] | _____ |  | 0% | 0 | 0 | _____
[12 empty] | _____ |  | 0% | 0 | 0 | _____
[12 empty] | _____ |  | 0% | 0 | 0 | _____
[12 empty] | _____ |  | 0% | 0 | 0 | _____
[12 empty] | _____ |  | 0% | 0 | 0 | _____
[12 empty] | _____ |  | 0% | 0 | 0 | _____
[12 empty] | _____ |  | 0% | 0 | 0 | _____
[12 empty] | _____ |  | 0% | 0 | 0 | _____
[12 empty] | _____ |  | 0% | 0 | 0 | _____
[12 empty] | _____ |  | 0% | 0 | 0 | _____
[12 empty] | _____ |  | 0% | 0 | 0 | _____
[12 empty] | _____ |  | 0% | 0 | 0 | _____
[12 empty] | _____ |  | 0% | 0 | 0 | _____
[12 empty] | _____ |  | 0% | 0 | 0 | _____
[12 empty] | _____ |  | 0% | 0 | 0 | _____
[12 empty] | _____ |  | 0% | 0 | 0 | _____
[12 empty] | _____ |  | 0% | 0 | 0 | _____
[12 empty] | _____ |  | 0% | 0 | 0 | _____
[12 empty] | _____ |  | 0% | 0 | 0 | _____
[12 empty] | _____ |  | 0% | 0 | 0 | _____
[12 empty] | _____ |  | 0% | 0 | 0 | _____
[12 empty] | _____ |  | 0% | 0 | 0 | _____
[12 empty] | _____ |  | 0% | 0 | 0 | _____
[12 empty] | _____ |  | 0% | 0 | 0 | _____
[12 empty] | _____ |  | 0% | 0 | 0 | _____
[12 empty] | _____ |  | 0% | 0 | 0 | _____
[12 empty] | _____ |  | 0% | 0 | 0 | _____
[12 empty] | _____ |  | 0% | 0 | 0 | _____
[12 empty] | _____ |  | 0% | 0 | 0 | _____
[12 empty] | _____ |  | 0% | 0 | 0 | _____
[12 empty] | _____ |  | 0% | 0 | 0 | _____
[12 empty] | _____ |  | 0% | 0 | 0 | _____
[12 empty] | _____ |  | 0% | 0 | 0 | _____
[12 empty] | _____ |  | 0% | 0 | 0 | _____
[12 empty] | _____ |  | 0% | 0 | 0 | _____
[12 empty] | _____ |  | 0% | 0 | 0 | _____
[12 empty] | _____ |  | 0% | 0 | 0 | _____
[12 empty] | _____ |  | 0% | 0 | 0 | _____
[12 empty] | _____ |  | 0% | 0 | 0 | _____
[12 empty] | _____ |  | 0% | 0 | 0 | _____
[12 empty] | _____ |  | 0% | 0 | 0 | _____
[12 empty] | _____ |  | 0% | 0 | 0 | _____
[12 empty] | _____ |  | 0% | 0 | 0 | _____
[12 empty] | _____ |  | 0% | 0 | 0 | _____
[12 empty] | _____ |  | 0% | 0 | 0 | _____
[12 empty] | _____ |  | 0% | 0 | 0 | _____
[12 empty] | _____ |  | 0% | 0 | 0 | _____
[12 empty] | _____ |  | 0% | 0 | 0 | _____
[12 empty] | _____ |  | 0% | 0 | 0 | _____
[12 empty] | _____ |  | 0% | 0 | 0 | _____
[12 empty] | _____ |  | 0% | 0 | 0 | _____
[12 empty] | _____ |  | 0% | 0 | 0 | _____
[12 empty] | _____ |  | 0% | 0 | 0 | _____
[12 empty] | _____ |  | 0% | 0 | 0 | _____
[12 empty] | _____ |  | 0% | 0 | 0 | _____
[12 empty] | _____ |  | 0% | 0 | 0 | _____
[12 empty] | _____ |  | 0% | 0 | 0 | _____
[12 empty] | _____ |  | 0% | 0 | 0 | _____
[12 empty] | _____ |  | 0% | 0 | 0 | _____
[12 empty] | _____ |  | 0% | 0 | 0 | _____
[12 empty] | _____ |  | 0% | 0 | 0 | _____
[12 empty] | _____ |  | 0% | 0 | 0 | _____
[12 empty] | _____ |  | 0% | 0 | 0 | _____
[12 empty] | _____ |  | 0% | 0 | 0 | _____
[12 empty] | _____ |  | 0% | 0 | 0 | _____
[12 empty] | _____ |  | 0% | 0 | 0 | _____
[12 empty] | _____ |  | 0% | 0 | 0 | _____
[12 empty] | _____ |  | 0% | 0 | 0 | _____
[12 empty] | _____ |  | 0% | 0 | 0 | _____
[12 empty] | _____ |  | 0% | 0 | 0 | _____
[12 empty] | _____ |  | 0% | 0 | 0 | _____
[12 empty] | _____ |  | 0% | 0 | 0 | _____
[12 empty] | _____ |  | 0% | 0 | 0 | _____
[12 empty] | _____ |  | 0% | 0 | 0 | _____
[12 empty] | _____ |  | 0% | 0 | 0 | _____
[12 empty] | _____ |  | 0% | 0 | 0 | _____
[12 empty] | _____ |  | 0% | 0 | 0 | _____
[12 empty] | _____ |  | 0% | 0 | 0 | _____
[12 empty] | _____ |  | 0% | 0 | 0 | _____
[12 empty] | _____ |  | 0% | 0 | 0 | _____
[12 empty] | _____ |  | 0% | 0 | 0 | _____
[12 empty] | _____ |  | 0% | 0 | 0 | _____
[12 empty] | _____ |  | 0% | 0 | 0 | _____
[12 empty] | _____ |  | 0% | 0 | 0 | _____
[12 empty] | _____ |  | 0% | 0 | 0 | _____
[12 empty] | _____ |  | 0% | 0 | 0 | _____
[12 empty] | _____ |  | 0% | 0 | 0 | _____
[12 empty] | _____ |  | 0% | 0 | 0 | _____
[12 empty] | _____ |  | 0% | 0 | 0 | _____
[12 empty] | _____ |  | 0% | 0 | 0 | _____
[12 empty] | _____ |  | 0% | 0 | 0 | _____
[12 empty] | _____ |  | 0% | 0 | 0 | _____
[12 empty] | _____ |  | 0% | 0 | 0 | _____
[12 empty] | _____ |  | 0% | 0 | 0 | _____
[12 empty] | _____ |  | 0% | 0 | 0 | _____
[12 empty] | _____ |  | 0% | 0 | 0 | _____
[12 empty] | _____ |  | 0% | 0 | 0 | _____
[12 empty] | _____ |  | 0% | 0 | 0 | _____
[12 empty] | _____ |  | 0% | 0 | 0 | _____
[12 empty] | _____ |  | 0% | 0 | 0 | _____
[12 empty] | _____ |  | 0% | 0 | 0 | _____
[12 empty] | _____ |  | 0% | 0 | 0 | _____
[12 empty] | _____ |  | 0% | 0 | 0 | _____
[12 empty] | _____ |  | 0% | 0 | 0 | _____
[12 empty] | _____ |  | 0% | 0 | 0 | _____
[12 empty] | _____ |  | 0% | 0 | 0 | _____
[12 empty] | _____ |  | 0% | 0 | 0 | _____
[12 empty] | _____ |  | 0% | 0 | 0 | _____
[12 empty] | _____ |  | 0% | 0 | 0 | _____
[12 empty] | _____ |  | 0% | 0 | 0 | _____
[12 empty] | _____ |  | 0% | 0 | 0 | _____
[12 empty] | _____ |  | 0% | 0 | 0 | _____
[12 empty] | _____ |  | 0% | 0 | 0 | _____
[12 empty] | _____ |  | 0% | 0 | 0 | _____
[12 empty] | _____ |  | 0% | 0 | 0 | _____
[12 empty] | _____ |  | 0% | 0 | 0 | _____
[12 empty] | _____ |  | 0% | 0 | 0 | _____
[12 empty] | _____ |  | 0% | 0 | 0 | _____
[12 empty] | _____ |  | 0% | 0 | 0 | _____
[12 empty] | _____ |  | 0% | 0 | 0 | _____
[12 empty] | _____ |  | 0% | 0 | 0 | _____
[12 empty] | _____ |  | 0% | 0 | 0 | _____
[12 empty] | _____ |  | 0% | 0 | 0 | _____
[12 empty] | _____ |  | 0% | 0 | 0 | _____
[12 empty] | _____ |  | 0% | 0 | 0 | _____
[12 empty] | _____ |  | 0% | 0 | 0 | _____
[12 empty] | _____ |  | 0% | 0 | 0 | _____
[12 empty] | _____ |  | 0% | 0 | 0 | _____
[12 empty] | _____ |  | 0% | 0 | 0 | _____
[12 empty] | _____ |  | 0% | 0 | 0 | _____
[12 empty] | _____ |  | 0% | 0 | 0 | _____
[12 empty] | _____ |  | 0% | 0 | 0 | _____
[12 empty] | _____ |  | 0% | 0 | 0 | _____
[12 empty] | _____ |  | 0% | 0 | 0 | _____
[12 empty] | _____ |  | 0% | 0 | 0 | _____
[12 empty] | _____ |  | 0% | 0 | 0 | _____
[12 empty] | _____ |  | 0% | 0 | 0 | _____
[12 empty] | _____ |  | 0% | 0 | 0 | _____
[12 empty] | _____ |  | 0% | 0 | 0 | _____
[12 empty] | _____ |  | 0% | 0 | 0 | _____
[12 empty] | _____ |  | 0% | 0 | 0 | _____
[12 empty] | _____ |  | 0% | 0 | 0 | _____
[12 empty] | _____ |  | 0% | 0 | 0 | _____
[12 empty] | _____ |  | 0% | 0 | 0 | _____
[12 empty] | _____ |  | 0% | 0 | 0 | _____
[12 empty] | _____ |  | 0% | 0 | 0 | _____
[12 empty] | _____ |  | 0% | 0 | 0 | _____
[12 empty] | _____ |  | 0% | 0 | 0 | _____
[12 empty] | _____ |  | 0% | 0 | 0 | _____
[12 empty] | _____ |  | 0% | 0 | 0 | _____
[12 empty] | _____ |  | 0% | 0 | 0 | _____
[12 empty] | _____ |  | 0% | 0 | 0 | _____
[12 empty] | _____ |  | 0% | 0 | 0 | _____
[12 empty] | _____ |  | 0% | 0 | 0 | _____
[12 empty] | _____ |  | 0% | 0 | 0 | _____
[12 empty] | _____ |  | 0% | 0 | 0 | _____
[12 empty] | _____ |  | 0% | 0 | 0 | _____
[12 empty] | _____ |  | 0% | 0 | 0 | _____
[12 empty] | _____ |  | 0% | 0 | 0 | _____
[12 empty] | _____ |  | 0% | 0 | 0 | _____
[12 empty] | _____ |  | 0% | 0 | 0 | _____
[12 empty] | _____ |  | 0% | 0 | 0 | _____
[12 empty] | _____ |  | 0% | 0 | 0 | _____
[12 empty] | _____ |  | 0% | 0 | 0 | _____
[12 empty] | _____ |  | 0% | 0 | 0 | _____
[12 empty] | _____ |  | 0% | 0 | 0 | _____
[12 empty] | _____ |  | 0% | 0 | 0 | _____
[12 empty] | _____ |  | 0% | 0 | 0 | _____
[12 empty] | _____ |  | 0% | 0 | 0 | _____
[12 empty] | _____ |  | 0% | 0 | 0 | _____
[12 empty] | _____ |  | 0% | 0 | 0 | _____
[12 empty] | _____ |  | 0% | 0 | 0 | _____
[12 empty] | _____ |  | 0% | 0 | 0 | _____
[12 empty] | _____ |  | 0% | 0 | 0 | _____
[12 empty] | _____ |  | 0% | 0 | 0 | _____
[12 empty] | _____ |  | 0% | 0 | 0 | _____
[12 empty] | _____ |  | 0% | 0 | 0 | _____
[12 empty] | _____ |  | 0% | 0 | 0 | _____
[12 empty] | _____ |  | 0% | 0 | 0 | _____
[12 empty] | _____ |  | 0% | 0 | 0 | _____
[12 empty] | _____ |  | 0% | 0 | 0 | _____
[12 empty] | _____ |  | 0% | 0 | 0 | _____
[12 empty] | _____ |  | 0% | 0 | 0 | _____
[12 empty] | _____ |  | 0% | 0 | 0 | _____
[12 empty] | _____ |  | 0% | 0 | 0 | _____
[12 empty] | _____ |  | 0% | 0 | 0 | _____
[12 empty] | _____ |  | 0% | 0 | 0 | _____
[12 empty] | _____ |  | 0% | 0 | 0 | _____
[12 empty] | _____ |  | 0% | 0 | 0 | _____
[12 empty] | _____ |  | 0% | 0 | 0 | _____
[12 empty] | _____ |  | 0% | 0 | 0 | _____
[12 empty] | _____ |  | 0% | 0 | 0 | _____
[12 empty] | _____ |  | 0% | 0 | 0 | _____
[12 empty] | _____ |  | 0% | 0 | 0 | _____
[12 empty] | _____ |  | 0% | 0 | 0 | _____
[12 empty] | _____ |  | 0% | 0 | 0 | _____
[12 empty] | _____ |  | 0% | 0 | 0 | _____
[12 empty] | _____ |  | 0% | 0 | 0 | _____
[12 empty] | _____ |  | 0% | 0 | 0 | _____
[12 empty] | _____ |  | 0% | 0 | 0 | _____
[12 empty] | _____ |  | 0% | 0 | 0 | _____
[12 empty] | _____ |  | 0% | 0 | 0 | _____
[12 empty] | _____ |  | 0% | 0 | 0 | _____
[12 empty] | _____ |  | 0% | 0 | 0 | _____
[12 empty] | _____ |  | 0% | 0 | 0 | _____
[12 empty] | _____ |  | 0% | 0 | 0 | _____
[12 empty] | _____ |  | 0% | 0 | 0 | _____
[12 empty] | _____ |  | 0% | 0 | 0 | _____
[12 empty] | _____ |  | 0% | 0 | 0 | _____
[12 empty] | _____ |  | 0% | 0 | 0 | _____
[12 empty] | _____ |  | 0% | 0 | 0 | _____
[12 empty] | _____ |  | 0% | 0 | 0 | _____
[12 empty] | _____ |  | 0% | 0 | 0 | _____
[12 empty] | _____ |  | 0% | 0 | 0 | _____
[12 empty] | _____ |  | 0% | 0 | 0 | _____
[12 empty] | _____ |  | 0% | 0 | 0 | _____
[12 empty] | _____ |  | 0% | 0 | 0 | _____
[12 empty] | _____ |  | 0% | 0 | 0 | _____
[12 empty] | _____ |  | 0% | 0 | 0 | _____
[12 empty] | _____ |  | 0% | 0 | 0 | _____
[12 empty] | _____ |  | 0% | 0 | 0 | _____
[12 empty] | _____ |  | 0% | 0 | 0 | _____
[12 empty] | _____ |  | 0% | 0 | 0 | _____
[12 empty] | _____ |  | 0% | 0 | 0 | _____
[12 empty] | _____ |  | 0% | 0 | 0 | _____
[12 empty] | _____ |  | 0% | 0 | 0 | _____
[12 empty] | _____ |  | 0% | 0 | 0 | _____
[12 empty] | _____ |  | 0% | 0 | 0 | _____
[12 empty] | _____ |  | 0% | 0 | 0 | _____
[12 empty] | _____ |  | 0% | 0 | 0 | _____
[12 empty] | _____ |  | 0% | 0 | 0 | _____
[12 empty] | _____ |  | 0% | 0 | 0 | _____
[12 empty] | _____ |  | 0% | 0 | 0 | _____
[12 empty] | _____ |  | 0% | 0 | 0 | _____
[12 empty] | _____ |  | 0% | 0 | 0 | _____
[12 empty] | _____ |  | 0% | 0 | 0 | _____
[12 empty] | _____ |  | 0% | 0 | 0 | _____
[12 empty] | _____ |  | 0% | 0 | 0 | _____
[12 empty] | _____ |  | 0% | 0 | 0 | _____
[12 empty] | _____ |  | 0% | 0 | 0 | _____
[12 empty] | _____ |  | 0% | 0 | 0 | _____
[12 empty] | _____ |  | 0% | 0 | 0 | _____
[12 empty] | _____ |  | 0% | 0 | 0 | _____
[12 empty] | _____ |  | 0% | 0 | 0 | _____
[12 empty] | _____ |  | 0% | 0 | 0 | _____
[12 empty] | _____ |  | 0% | 0 | 0 | _____
[12 empty] | _____ |  | 0% | 0 | 0 | _____
[12 empty] | _____ |  | 0% | 0 | 0 | _____
[12 empty] | _____ |  | 0% | 0 | 0 | _____
[12 empty] | _____ |  | 0% | 0 | 0 | _____
[12 empty] | _____ |  | 0% | 0 | 0 | _____
[12 empty] | _____ |  | 0% | 0 | 0 | _____
[12 empty] | _____ |  | 0% | 0 | 0 | _____
[12 empty] | _____ |  | 0% | 0 | 0 | _____
[12 empty] | _____ |  | 0% | 0 | 0 | _____
[12 empty] | _____ |  | 0% | 0 | 0 | _____
[12 empty] | _____ |  | 0% | 0 | 0 | _____
[12 empty] | _____ |  | 0% | 0 | 0 | _____
[12 empty] | _____ |  | 0% | 0 | 0 | _____
[12 empty] | _____ |  | 0% | 0 | 0 | _____
[12 empty] | _____ |  | 0% | 0 | 0 | _____
[12 empty] | _____ |  | 0% | 0 | 0 | _____
[12 empty] | _____ |  | 0% | 0 | 0 | _____
[12 empty] | _____ |  | 0% | 0 | 0 | _____
[12 empty] | _____ |  | 0% | 0 | 0 | _____
[12 empty] | _____ |  | 0% | 0 | 0 | _____
[12 empty] | _____ |  | 0% | 0 | 0 | _____
[12 empty] | _____ |  | 0% | 0 | 0 | _____
[12 empty] | _____ |  | 0% | 0 | 0 | _____
[12 empty] | _____ |  | 0% | 0 | 0 | _____
[12 empty] | _____ |  | 0% | 0 | 0 | _____
[12 empty] | _____ |  | 0% | 0 | 0 | _____
[12 empty] | _____ |  | 0% | 0 | 0 | _____
[12 empty] | _____ |  | 0% | 0 | 0 | _____
[12 empty] | _____ |  | 0% | 0 | 0 | _____
[12 empty] | _____ |  | 0% | 0 | 0 | _____
[12 empty] | _____ |  | 0% | 0 | 0 | _____
[12 empty] | _____ |  | 0% | 0 | 0 | _____
[12 empty] | _____ |  | 0% | 0 | 0 | _____
[12 empty] | _____ |  | 0% | 0 | 0 | _____
[12 empty] | _____ |  | 0% | 0 | 0 | _____
[12 empty] | _____ |  | 0% | 0 | 0 | _____
[12 empty] | _____ |  | 0% | 0 | 0 | _____
[12 empty] | _____ |  | 0% | 0 | 0 | _____
[12 empty] | _____ |  | 0% | 0 | 0 | _____
[12 empty] | _____ |  | 0% | 0 | 0 | _____
[12 empty] | _____ |  | 0% | 0 | 0 | _____
[12 empty] | _____ |  | 0% | 0 | 0 | _____
[12 empty] | _____ |  | 0% | 0 | 0 | _____
[12 empty] | _____ |  | 0% | 0 | 0 | _____
[12 empty] | _____ |  | 0% | 0 | 0 | _____
[12 empty] | _____ |  | 0% | 0 | 0 | _____
[12 empty] | _____ |  | 0% | 0 | 0 | _____
[12 empty] | _____ |  | 0% | 0 | 0 | _____
[12 empty] | _____ |  | 0% | 0 | 0 | _____
[12 empty] | _____ |  | 0% | 0 | 0 | _____
[12 empty] | _____ |  | 0% | 0 | 0 | _____
[12 empty] | _____ |  | 0% | 0 | 0 | _____
[12 empty] | _____ |  | 0% | 0 | 0 | _____
[12 empty] | _____ |  | 0% | 0 | 0 | _____
[12 empty] | _____ |  | 0% | 0 | 0 | _____
[12 empty] | _____ |  | 0% | 0 | 0 | _____
[12 empty] | _____ |  | 0% | 0 | 0 | _____
[12 empty] | _____ |  | 0% | 0 | 0 | _____
[12 empty] | _____ |  | 0% | 0 | 0 | _____
[12 empty] | _____ |  | 0% | 0 | 0 | _____
[12 empty] | _____ |  | 0% | 0 | 0 | _____
[12 empty] | _____ |  | 0% | 0 | 0 | _____
[12 empty] | _____ |  | 0% | 0 | 0 | _____
[12 empty] | _____ |  | 0% | 0 | 0 | _____
[12 empty] | _____ |  | 0% | 0 | 0 | _____
[12 empty] | _____ |  | 0% | 0 | 0 | _____
[12 empty] | _____ |  | 0% | 0 | 0 | _____
[12 empty] | _____ |  | 0% | 0 | 0 | _____
[12 empty] | _____ |  | 0% | 0 | 0 | _____
[12 empty] | _____ |  | 0% | 0 | 0 | _____
[12 empty] | _____ |  | 0% | 0 | 0 | _____
[12 empty] | _____ |  | 0% | 0 | 0 | _____
[12 empty] | _____ |  | 0% | 0 | 0 | _____
[12 empty] | _____ |  | 0% | 0 | 0 | _____
[12 empty] | _____ |  | 0% | 0 | 0 | _____
[12 empty] | _____ |  | 0% | 0 | 0 | _____
[12 empty] | _____ |  | 0% | 0 | 0 | _____
[12 empty] | _____ |  | 0% | 0 | 0 | _____
[12 empty] | _____ |  | 0% | 0 | 0 | _____
[12 empty] | _____ |  | 0% | 0 | 0 | _____
[12 empty] | _____ |  | 0% | 0 | 0 | _____
[12 empty] | _____ |  | 0% | 0 | 0 | _____
[12 empty] | _____ |  | 0% | 0 | 0 | _____
[12 empty] | _____ |  | 0% | 0 | 0 | _____
[12 empty] | _____ |  | 0% | 0 | 0 | _____
[12 empty] | _____ |  | 0% | 0 | 0 | _____
[12 empty] | _____ |  | 0% | 0 | 0 | _____
[12 empty] | _____ |  | 0% | 0 | 0 | _____
[12 empty] | _____ |  | 0% | 0 | 0 | _____
[12 empty] | _____ |  | 0% | 0 | 0 | _____
[12 empty] | _____ |  | 0% | 0 | 0 | _____
[12 empty] | _____ |  | 0% | 0 | 0 | _____
[12 empty] | _____ |  | 0% | 0 | 0 | _____
[12 empty] | _____ |  | 0% | 0 | 0 | _____
[12 empty] | _____ |  | 0% | 0 | 0 | _____
[12 empty] | _____ |  | 0% | 0 | 0 | _____
[12 empty] | _____ |  | 0% | 0 | 0 | _____
[12 empty] | _____ |  | 0% | 0 | 0 | _____
[12 empty] | _____ |  | 0% | 0 | 0 | _____
[12 empty] | _____ |  | 0% | 0 | 0 | _____
[12 empty] | _____ |  | 0% | 0 | 0 | _____
[12 empty] | _____ |  | 0% | 0 | 0 | _____
[12 empty] | _____ |  | 0% | 0 | 0 | _____
[12 empty] | _____ |  | 0% | 0 | 0 | _____
[12 empty] | _____ |  | 0% | 0 | 0 | _____
[12 empty] | _____ |  | 0% | 0 | 0 | _____
[12 empty] | _____ |  | 0% | 0 | 0 | _____
[12 empty] | _____ |  | 0% | 0 | 0 | _____
[12 empty] | _____ |  | 0% | 0 | 0 | _____
[12 empty] | _____ |  | 0% | 0 | 0 | _____
[12 empty] | _____ |  | 0% | 0 | 0 | _____
[12 empty] | _____ |  | 0% | 0 | 0 | _____
[12 empty] | _____ |  | 0% | 0 | 0 | _____
[12 empty] | _____ |  | 0% | 0 | 0 | _____
[12 empty] | _____ |  | 0% | 0 | 0 | _____
[12 empty] | _____ |  | 0% | 0 | 0 | _____
[12 empty] | _____ |  | 0% | 0 | 0 | _____
[12 empty] | _____ |  | 0% | 0 | 0 | _____
[12 empty] | _____ |  | 0% | 0 | 0 | _____
[12 empty] | _____ |  | 0% | 0 | 0 | _____
[12 empty] | _____ |  | 0% | 0 | 0 | _____
[12 empty] | _____ |  | 0% | 0 | 0 | _____
[12 empty] | _____ |  | 0% | 0 | 0 | _____
[12 empty] | _____ |  | 0% | 0 | 0 | _____
[12 empty] | _____ |  | 0% | 0 | 0 | _____
[12 empty] | _____ |  | 0% | 0 | 0 | _____
[12 empty] | _____ |  | 0% | 0 | 0 | _____
[12 empty] | _____ |  | 0% | 0 | 0 | _____
[12 empty] | _____ |  | 0% | 0 | 0 | _____
[12 empty] | _____ |  | 0% | 0 | 0 | _____
[12 empty] | _____ |  | 0% | 0 | 0 | _____
[12 empty] | _____ |  | 0% | 0 | 0 | _____
[12 empty] | _____ |  | 0% | 0 | 0 | _____
[12 empty] | _____ |  | 0% | 0 | 0 | _____
[12 empty] | _____ |  | 0% | 0 | 0 | _____
[12 empty] | _____ |  | 0% | 0 | 0 | _____
[12 empty] | _____ |  | 0% | 0 | 0 | _____
[12 empty] | _____ |  | 0% | 0 | 0 | _____
[12 empty] | _____ |  | 0% | 0 | 0 | _____
[12 empty] | _____ |  | 0% | 0 | 0 | _____
[12 empty] | _____ |  | 0% | 0 | 0 | _____
[12 empty] | _____ |  | 0% | 0 | 0 | _____
[12 empty] | _____ |  | 0% | 0 | 0 | _____
[12 empty] | _____ |  | 0% | 0 | 0 | _____
[12 empty] | _____ |  | 0% | 0 | 0 | _____
[12 empty] | _____ |  | 0% | 0 | 0 | _____
[12 empty] | _____ |  | 0% | 0 | 0 | _____
[12 empty] | _____ |  | 0% | 0 | 0 | _____
[12 empty] | _____ |  | 0% | 0 | 0 | _____
[12 empty] | _____ |  | 0% | 0 | 0 | _____
[12 empty] | _____ |  | 0% | 0 | 0 | _____
[12 empty] | _____ |  | 0% | 0 | 0 | _____
[12 empty] | _____ |  | 0% | 0 | 0 | _____
[12 empty] | _____ |  | 0% | 0 | 0 | _____
[12 empty] | _____ |  | 0% | 0 | 0 | _____
[12 empty] | _____ |  | 0% | 0 | 0 | _____
[12 empty] | _____ |  | 0% | 0 | 0 | _____
[12 empty] | _____ |  | 0% | 0 | 0 | _____
[12 empty] | _____ |  | 0% | 0 | 0 | _____
[12 empty] | _____ |  | 0% | 0 | 0 | _____
[12 empty] | _____ |  | 0% | 0 | 0 | _____
[12 empty] | _____ |  | 0% | 0 | 0 | _____
[12 empty] | _____ |  | 0% | 0 | 0 | _____
[12 empty] | _____ |  | 0% | 0 | 0 | _____
[12 empty] | _____ |  | 0% | 0 | 0 | _____
[12 empty] | _____ |  | 0% | 0 | 0 | _____
[12 empty] | _____ |  | 0% | 0 | 0 | _____
[12 empty] | _____ |  | 0% | 0 | 0 | _____
[12 empty] | _____ |  | 0% | 0 | 0 | _____
[12 empty] | _____ |  | 0% | 0 | 0 | _____
[12 empty] | _____ |  | 0% | 0 | 0 | _____
[12 empty] | _____ |  | 0% | 0 | 0 | _____
[12 empty] | _____ |  | 0% | 0 | 0 | _____
[12 empty] | _____ |  | 0% | 0 | 0 | _____
[12 empty] | _____ |  | 0% | 0 | 0 | _____
[12 empty] | _____ |  | 0% | 0 | 0 | _____
[12 empty] | _____ |  | 0% | 0 | 0 | _____
[12 empty] | _____ |  | 0% | 0 | 0 | _____
[12 empty] | _____ |  | 0% | 0 | 0 | _____
[12 empty] | _____ |  | 0% | 0 | 0 | _____
[12 empty] | _____ |  | 0% | 0 | 0 | _____
[12 empty] | _____ |  | 0% | 0 | 0 | _____
[12 empty] | _____ |  | 0% | 0 | 0 | _____
[12 empty] | _____ |  | 0% | 0 | 0 | _____
[12 empty] | _____ |  | 0% | 0 | 0 | _____
[12 empty] | _____ |  | 0% | 0 | 0 | _____
[12 empty] | _____ |  | 0% | 0 | 0 | _____
[12 empty] | _____ |  | 0% | 0 | 0 | _____
[12 empty] | _____ |  | 0% | 0 | 0 | _____
[12 empty] | _____ |  | 0% | 0 | 0 | _____
[12 empty] | _____ |  | 0% | 0 | 0 | _____
[12 empty] | _____ |  | 0% | 0 | 0 | _____
[12 empty] | _____ |  | 0% | 0 | 0 | _____
[12 empty] | _____ |  | 0% | 0 | 0 | _____
[12 empty] | _____ |  | 0% | 0 | 0 | _____
[12 empty] | _____ |  | 0% | 0 | 0 | _____
[12 empty] | _____ |  | 0% | 0 | 0 | _____
[12 empty] | _____ |  | 0% | 0 | 0 | _____
[12 empty] | _____ |  | 0% | 0 | 0 | _____
[12 empty] | _____ |  | 0% | 0 | 0 | _____
[12 empty] | _____ |  | 0% | 0 | 0 | _____
[12 empty] | _____ |  | 0% | 0 | 0 | _____
[12 empty] | _____ |  | 0% | 0 | 0 | _____
[12 empty] | _____ |  | 0% | 0 | 0 | _____
[12 empty] | _____ |  | 0% | 0 | 0 | _____
[12 empty] | _____ |  | 0% | 0 | 0 | _____
[12 empty] | _____ |  | 0% | 0 | 0 | _____
[12 empty] | _____ |  | 0% | 0 | 0 | _____
[12 empty] | _____ |  | 0% | 0 | 0 | _____
[12 empty] | _____ |  | 0% | 0 | 0 | _____
[12 empty] | _____ |  | 0% | 0 | 0 | _____
[12 empty] | _____ |  | 0% | 0 | 0 | _____
[12 empty] | _____ |  | 0% | 0 | 0 | _____
[12 empty] | _____ |  | 0% | 0 | 0 | _____
[12 empty] | _____ |  | 0% | 0 | 0 | _____
[12 empty] | _____ |  | 0% | 0 | 0 | _____
[12 empty] | _____ |  | 0% | 0 | 0 | _____
[12 empty] | _____ |  | 0% | 0 | 0 | _____
[12 empty] | _____ |  | 0% | 0 | 0 | _____
[12 empty] | _____ |  | 0% | 0 | 0 | _____
[12 empty] | _____ |  | 0% | 0 | 0 | _____
[12 empty] | _____ |  | 0% | 0 | 0 | _____
[12 empty] | _____ |  | 0% | 0 | 0 | _____
[12 empty] | _____ |  | 0% | 0 | 0 | _____
[12 empty] | _____ |  | 0% | 0 | 0 | _____
[12 empty] | _____ |  | 0% | 0 | 0 | _____
[12 empty] | _____ |  | 0% | 0 | 0 | _____
[12 empty] | _____ |  | 0% | 0 | 0 | _____
[12 empty] | _____ |  | 0% | 0 | 0 | _____
[12 empty] | _____ |  | 0% | 0 | 0 | _____
[12 empty] | _____ |  | 0% | 0 | 0 | _____
[12 empty] | _____ |  | 0% | 0 | 0 | _____
[12 empty] | _____ |  | 0% | 0 | 0 | _____
[12 empty] | _____ |  | 0% | 0 | 0 | _____
[12 empty] | _____ |  | 0% | 0 | 0 | _____
[12 empty] | _____ |  | 0% | 0 | 0 | _____
[12 empty] | _____ |  | 0% | 0 | 0 | _____
[12 empty] | _____ |  | 0% | 0 | 0 | _____
[12 empty] | _____ |  | 0% | 0 | 0 | _____
[12 empty] | _____ |  | 0% | 0 | 0 | _____
[12 empty] | _____ |  | 0% | 0 | 0 | _____
[12 empty] | _____ |  | 0% | 0 | 0 | _____
[12 empty] | _____ |  | 0% | 0 | 0 | _____
[12 empty] | _____ |  | 0% | 0 | 0 | _____
[12 empty] | _____ |  | 0% | 0 | 0 | _____
[12 empty] | _____ |  | 0% | 0 | 0 | _____
[12 empty] | _____ |  | 0% | 0 | 0 | _____
[12 empty] | _____ |  | 0% | 0 | 0 | _____
[12 empty] | _____ |  | 0% | 0 | 0 | _____
[12 empty] | _____ |  | 0% | 0 | 0 | _____
[12 empty] | _____ |  | 0% | 0 | 0 | _____
[12 empty] | _____ |  | 0% | 0 | 0 | _____
[12 empty] | _____ |  | 0% | 0 | 0 | _____
[12 empty] | _____ |  | 0% | 0 | 0 | _____
[12 empty] | _____ |  | 0% | 0 | 0 | _____
[12 empty] | _____ |  | 0% | 0 | 0 | _____
[12 empty] | _____ |  | 0% | 0 | 0 | _____
[12 empty] | _____ |  | 0% | 0 | 0 | _____
[12 empty] | _____ |  | 0% | 0 | 0 | _____
[12 empty] | _____ |  | 0% | 0 | 0 | _____
[12 empty] | _____ |  | 0% | 0 | 0 | _____
[12 empty] | _____ |  | 0% | 0 | 0 | _____
[12 empty] | _____ |  | 0% | 0 | 0 | _____
[12 empty] | _____ |  | 0% | 0 | 0 | _____
[12 empty] | _____ |  | 0% | 0 | 0 | _____
[12 empty] | _____ |  | 0% | 0 | 0 | _____
[12 empty] | _____ |  | 0% | 0 | 0 | _____
[12 empty] | _____ |  | 0% | 0 | 0 | _____
[12 empty] | _____ |  | 0% | 0 | 0 | _____
[12 empty] | _____ |  | 0% | 0 | 0 | _____
[12 empty] | _____ |  | 0% | 0 | 0 | _____
[12 empty] | _____ |  | 0% | 0 | 0 | _____
[12 empty] | _____ |  | 0% | 0 | 0 | _____
[12 empty] | _____ |  | 0% | 0 | 0 | _____
[12 empty] | _____ |  | 0% | 0 | 0 | _____
[12 empty] | _____ |  | 0% | 0 | 0 | _____
[12 empty] | _____ |  | 0% | 0 | 0 | _____
[12 empty] | _____ |  | 0% | 0 | 0 | _____
[12 empty] | _____ |  | 0% | 0 | 0 | _____
[12 empty] | _____ |  | 0% | 0 | 0 | _____
[12 empty] | _____ |  | 0% | 0 | 0 | _____
[12 empty] | _____ |  | 0% | 0 | 0 | _____
[12 empty] | _____ |  | 0% | 0 | 0 | _____
[12 empty] | _____ |  | 0% | 0 | 0 | _____
[12 empty] | _____ |  | 0% | 0 | 0 | _____
[12 empty] | _____ |  | 0% | 0 | 0 | _____
[12 empty] | _____ |  | 0% | 0 | 0 | _____
[12 empty] | _____ |  | 0% | 0 | 0 | _____
[12 empty] | _____ |  | 0% | 0 | 0 | _____
[12 empty] | _____ |  | 0% | 0 | 0 | _____
[12 empty] | _____ |  | 0% | 0 | 0 | _____
[12 empty] | _____ |  | 0% | 0 | 0 | _____
[12 empty] | _____ |  | 0% | 0 | 0 | _____
[12 empty] | _____ |  | 0% | 0 | 0 | _____
[12 empty] | _____ |  | 0% | 0 | 0 | _____
[12 empty] | _____ |  | 0% | 0 | 0 | _____
[12 empty] | _____ |  | 0% | 0 | 0 | _____
[12 empty] | _____ |  | 0% | 0 | 0 | _____
[12 empty] | _____ |  | 0% | 0 | 0 | _____
[12 empty] | _____ |  | 0% | 0 | 0 | _____
[12 empty] | _____ |  | 0% | 0 | 0 | _____
[12 empty] | _____ |  | 0% | 0 | 0 | _____
[12 empty] | _____ |  | 0% | 0 | 0 | _____
[12 empty] | _____ |  | 0% | 0 | 0 | _____
[12 empty] | _____ |  | 0% | 0 | 0 | _____
[12 empty] | _____ |  | 0% | 0 | 0 | _____
[12 empty] | _____ |  | 0% | 0 | 0 | _____
[12 empty] | _____ |  | 0% | 0 | 0 | _____
[12 empty] | _____ |  | 0% | 0 | 0 | _____
[12 empty] | _____ |  | 0% | 0 | 0 | _____
[12 empty] | _____ |  | 0% | 0 | 0 | _____
[12 empty] | _____ |  | 0% | 0 | 0 | _____
[12 empty] | _____ |  | 0% | 0 | 0 | _____
[12 empty] | _____ |  | 0% | 0 | 0 | _____
[12 empty] | _____ |  | 0% | 0 | 0 | _____
[12 empty] | _____ |  | 0% | 0 | 0 | _____
[12 empty] | _____ |  | 0% | 0 | 0 | _____
[12 empty] | _____ |  | 0% | 0 | 0 | _____
[12 empty] | _____ |  | 0% | 0 | 0 | _____
[12 empty] | _____ |  | 0% | 0 | 0 | _____
[12 empty] | _____ |  | 0% | 0 | 0 | _____
[12 empty] | _____ |  | 0% | 0 | 0 | _____
[12 empty] | _____ |  | 0% | 0 | 0 | _____
[12 empty] | _____ |  | 0% | 0 | 0 | _____
[12 empty] | _____ |  | 0% | 0 | 0 | _____
[12 empty] | _____ |  | 0% | 0 | 0 | _____
[12 empty] | _____ |  | 0% | 0 | 0 | _____
[12 empty] | _____ |  | 0% | 0 | 0 | _____
[12 empty] | _____ |  | 0% | 0 | 0 | _____
[12 empty] | _____ |  | 0% | 0 | 0 | _____
[12 empty] | _____ |  | 0% | 0 | 0 | _____
[12 empty] | _____ |  | 0% | 0 | 0 | _____
[12 empty] | _____ |  | 0% | 0 | 0 | _____
[12 empty] | _____ |  | 0% | 0 | 0 | _____
[12 empty] | _____ |  | 0% | 0 | 0 | _____
[12 empty] | _____ |  | 0% | 0 | 0 | _____
[12 empty] | _____ |  | 0% | 0 | 0 | _____
[12 empty] | _____ |  | 0% | 0 | 0 | _____
[12 empty] | _____ |  | 0% | 0 | 0 | _____
[12 empty] | _____ |  | 0% | 0 | 0 | _____
[12 empty] | _____ |  | 0% | 0 | 0 | _____
[12 empty] | _____ |  | 0% | 0 | 0 | _____
[12 empty] | _____ |  | 0% | 0 | 0 | _____
[12 empty] | _____ |  | 0% | 0 | 0 | _____
[12 empty] | _____ |  | 0% | 0 | 0 | _____
[12 empty] | _____ |  | 0% | 0 | 0 | _____
[12 empty] | _____ |  | 0% | 0 | 0 | _____
[12 empty] | _____ |  | 0% | 0 | 0 | _____
[12 empty] | _____ |  | 0% | 0 | 0 | _____
[12 empty] | _____ |  | 0% | 0 | 0 | _____
[12 empty] | _____ |  | 0% | 0 | 0 | _____
[12 empty] | _____ |  | 0% | 0 | 0 | _____
[12 empty] | _____ |  | 0% | 0 | 0 | _____
[12 empty] | _____ |  | 0% | 0 | 0 | _____
[12 empty] | _____ |  | 0% | 0 | 0 | _____
[12 empty] | _____ |  | 0% | 0 | 0 | _____
[12 empty] | _____ |  | 0% | 0 | 0 | _____
[12 empty] | _____ |  | 0% | 0 | 0 | _____
[12 empty] | _____ |  | 0% | 0 | 0 | _____
[12 empty] | _____ |  | 0% | 0 | 0 | _____
[12 empty] | _____ |  | 0% | 0 | 0 | _____
[12 empty] | _____ |  | 0% | 0 | 0 | _____
[12 empty] | _____ |  | 0% | 0 | 0 | _____
[12 empty] | _____ |  | 0% | 0 | 0 | _____
[12 empty] | _____ |  | 0% | 0 | 0 | _____
[12 empty] | _____ |  | 0% | 0 | 0 | _____
[12 empty] | _____ |  | 0% | 0 | 0 | _____
[12 empty] | _____ |  | 0% | 0 | 0 | _____
[12 empty] | _____ |  | 0% | 0 | 0 | _____
[12 empty] | _____ |  | 0% | 0 | 0 | _____
[12 empty] | _____ |  | 0% | 0 | 0 | _____
[12 empty] | _____ |  | 0% | 0 | 0 | _____
[12 empty] | _____ |  | 0% | 0 | 0 | _____
[12 empty] | _____ |  | 0% | 0 | 0 | _____
[12 empty] | _____ |  | 0% | 0 | 0 | _____
[12 empty] | _____ |  | 0% | 0 | 0 | _____
[12 empty] | _____ |  | 0% | 0 | 0 | _____
[12 empty] | _____ |  | 0% | 0 | 0 | _____
[12 empty] | _____ |  | 0% | 0 | 0 | _____
[12 empty] | _____ |  | 0% | 0 | 0 | _____
[12 empty] | _____ |  | 0% | 0 | 0 | _____
[12 empty] | _____ |  | 0% | 0 | 0 | _____
[12 empty] | _____ |  | 0% | 0 | 0 | _____
[12 empty] | _____ |  | 0% | 0 | 0 | _____
[12 empty] | _____ |  | 0% | 0 | 0 | _____
[12 empty] | _____ |  | 0% | 0 | 0 | _____
[12 empty] | _____ |  | 0% | 0 | 0 | _____
[12 empty] | _____ |  | 0% | 0 | 0 | _____
[12 empty] | _____ |  | 0% | 0 | 0 | _____
[12 empty] | _____ |  | 0% | 0 | 0 | _____
[12 empty] | _____ |  | 0% | 0 | 0 | _____
[12 empty] | _____ |  | 0% | 0 | 0 | _____
[12 empty] | _____ |  | 0% | 0 | 0 | _____
[12 empty] | _____ |  | 0% | 0 | 0 | _____
[12 empty] | _____ |  | 0% | 0 | 0 | _____
[12 empty] | _____ |  | 0% | 0 | 0 | _____
[12 empty] | _____ |  | 0% | 0 | 0 | _____
[12 empty] | _____ |  | 0% | 0 | 0 | _____
[12 empty] | _____ |  | 0% | 0 | 0 | _____
[12 empty] | _____ |  | 0% | 0 | 0 | _____
[12 empty] | _____ |  | 0% | 0 | 0 | _____
[12 empty] | _____ |  | 0% | 0 | 0 | _____
[12 empty] | _____ |  | 0% | 0 | 0 | _____
[12 empty] | _____ |  | 0% | 0 | 0 | _____
[12 empty] | _____ |  | 0% | 0 | 0 | _____
[12 empty] | _____ |  | 0% | 0 | 0 | _____
[12 empty] | _____ |  | 0% | 0 | 0 | _____
[12 empty] | _____ |  | 0% | 0 | 0 | _____
[12 empty] | _____ |  | 0% | 0 | 0 | _____
[12 empty] | _____ |  | 0% | 0 | 0 | _____
[12 empty] | _____ |  | 0% | 0 | 0 | _____
[12 empty] | _____ |  | 0% | 0 | 0 | _____
[12 empty] | _____ |  | 0% | 0 | 0 | _____
[12 empty] | _____ |  | 0% | 0 | 0 | _____
[12 empty] | _____ |  | 0% | 0 | 0 | _____
[12 empty] | _____ |  | 0% | 0 | 0 | _____
[12 empty] | _____ |  | 0% | 0 | 0 | _____
[12 empty] | _____ |  | 0% | 0 | 0 | _____
[12 empty] | _____ |  | 0% | 0 | 0 | _____
[12 empty] | _____ |  | 0% | 0 | 0 | _____
[12 empty] | _____ |  | 0% | 0 | 0 | _____
[12 empty] | _____ |  | 0% | 0 | 0 | _____
[12 empty] | _____ |  | 0% | 0 | 0 | _____
[12 empty] | _____ |  | 0% | 0 | 0 | _____
[12 empty] | _____ |  | 0% | 0 | 0 | _____
[12 empty] | _____ |  | 0% | 0 | 0 | _____
[12 empty] | _____ |  | 0% | 0 | 0 | _____
[12 empty] | _____ |  | 0% | 0 | 0 | _____
[12 empty] | _____ |  | 0% | 0 | 0 | _____
[12 empty] | _____ |  | 0% | 0 | 0 | _____
[12 empty] | _____ |  | 0% | 0 | 0 | _____
[12 empty] | _____ |  | 0% | 0 | 0 | _____
[12 empty] | _____ |  | 0% | 0 | 0 | _____
[12 empty] | _____ |  | 0% | 0 | 0 | _____
[12 empty] | _____ |  | 0% | 0 | 0 | _____
[12 empty] | _____ |  | 0% | 0 | 0 | _____
[12 empty] | _____ |  | 0% | 0 | 0 | _____
[12 empty] | _____ |  | 0% | 0 | 0 | _____
[12 empty] | _____ |  | 0% | 0 | 0 | _____
[12 empty] | _____ |  | 0% | 0 | 0 | _____
[12 empty] | _____ |  | 0% | 0 | 0 | _____
[12 empty] | _____ |  | 0% | 0 | 0 | _____
[12 empty] | _____ |  | 0% | 0 | 0 | _____
[12 empty] | _____ |  | 0% | 0 | 0 | _____
[12 empty] | _____ |  | 0% | 0 | 0 | _____
[12 empty] | _____ |  | 0% | 0 | 0 | _____
[12 empty] | _____ |  | 0% | 0 | 0 | _____
[12 empty] | _____ |  | 0% | 0 | 0 | _____
[12 empty] | _____ |  | 0% | 0 | 0 | _____
[12 empty] | _____ |  | 0% | 0 | 0 | _____
[12 empty] | _____ |  | 0% | 0 | 0 | _____
[12 empty] | _____ |  | 0% | 0 | 0 | _____
[12 empty] | _____ |  | 0% | 0 | 0 | _____
[12 empty] | _____ |  | 0% | 0 | 0 | _____
[12 empty] | _____ |  | 0% | 0 | 0 | _____
[12 empty] | _____ |  | 0% | 0 | 0 | _____
[12 empty] | _____ |  | 0% | 0 | 0 | _____
[12 empty] | _____ |  | 0% | 0 | 0 | _____
[12 empty] | _____ |  | 0% | 0 | 0 | _____
[12 empty] | _____ |  | 0% | 0 | 0 | _____
[12 empty] | _____ |  | 0% | 0 | 0 | _____
[12 empty] | _____ |  | 0% | 0 | 0 | _____
[12 empty] | _____ |  | 0% | 0 | 0 | _____
[12 empty] | _____ |  | 0% | 0 | 0 | _____
[12 empty] | _____ |  | 0% | 0 | 0 | _____
[12 empty] | _____ |  | 0% | 0 | 0 | _____
[12 empty] | _____ |  | 0% | 0 | 0 | _____
[12 empty] | _____ |  | 0% | 0 | 0 | _____
[12 empty] | _____ |  | 0% | 0 | 0 | _____
[12 empty] | _____ |  | 0% | 0 | 0 | _____
[12 empty] | _____ |  | 0% | 0 | 0 | _____
[12 empty] | _____ |  | 0% | 0 | 0 | _____
[12 empty] | _____ |  | 0% | 0 | 0 | _____
[12 empty] | _____ |  | 0% | 0 | 0 | _____
[12 empty] | _____ |  | 0% | 0 | 0 | _____
[12 empty] | _____ |  | 0% | 0 | 0 | _____
[12 empty] | _____ |  | 0% | 0 | 0 | _____
[12 empty] | _____ |  | 0% | 0 | 0 | _____
[12 empty] | _____ |  | 0% | 0 | 0 | _____
[12 empty] | _____ |  | 0% | 0 | 0 | _____
[12 empty] | _____ |  | 0% | 0 | 0 | _____
[12 empty] | _____ |  | 0% | 0 | 0 | _____
[12 empty] | _____ |  | 0% | 0 | 0 | _____
[12 empty] | _____ |  | 0% | 0 | 0 | _____
[12 empty] | _____ |  | 0% | 0 | 0 | _____
[12 empty] | _____ |  | 0% | 0 | 0 | _____
[12 empty] | _____ |  | 0% | 0 | 0 | _____
[12 empty] | _____ |  | 0% | 0 | 0 | _____
[12 empty] | _____ |  | 0% | 0 | 0 | _____
[12 empty] | _____ |  | 0% | 0 | 0 | _____
[12 empty] | _____ |  | 0% | 0 | 0 | _____
[12 empty] | _____ |  | 0% | 0 | 0 | _____
[12 empty] | _____ |  | 0% | 0 | 0 | _____
[12 empty] | _____ |  | 0% | 0 | 0 | _____
[12 empty] | _____ |  | 0% | 0 | 0 | _____
[12 empty] | _____ |  | 0% | 0 | 0 | _____
[12 empty] | _____ |  | 0% | 0 | 0 | _____
[12 empty] | _____ |  | 0% | 0 | 0 | _____
[12 empty] | _____ |  | 0% | 0 | 0 | _____
[12 empty] | _____ |  | 0% | 0 | 0 | _____
[12 empty] | _____ |  | 0% | 0 | 0 | _____
[12 empty] | _____ |  | 0% | 0 | 0 | _____
[12 empty] | _____ |  | 0% | 0 | 0 | _____
[12 empty] | _____ |  | 0% | 0 | 0 | _____
[12 empty] | _____ |  | 0% | 0 | 0 | _____
[12 empty] | _____ |  | 0% | 0 | 0 | _____
[12 empty] | _____ |  | 0% | 0 | 0 | _____
[12 empty] | _____ |  | 0% | 0 | 0 | _____
[12 empty] | _____ |  | 0% | 0 | 0 | _____
[12 empty] | _____ |  | 0% | 0 | 0 | _____
[12 empty] | _____ |  | 0% | 0 | 0 | _____
[12 empty] | _____ |  | 0% | 0 | 0 | _____
[12 empty] | _____ |  | 0% | 0 | 0 | _____
[12 empty] | _____ |  | 0% | 0 | 0 | _____
[12 empty] | _____ |  | 0% | 0 | 0 | _____
[12 empty] | _____ |  | 0% | 0 | 0 | _____
[12 empty] | _____ |  | 0% | 0 | 0 | _____
[12 empty] | _____ |  | 0% | 0 | 0 | _____
[12 empty] | _____ |  | 0% | 0 | 0 | _____
[12 empty] | _____ |  | 0% | 0 | 0 | _____
[12 empty] | _____ |  | 0% | 0 | 0 | _____
[12 empty] | _____ |  | 0% | 0 | 0 | _____
[12 empty] | _____ |  | 0% | 0 | 0 | _____
[12 empty] | _____ |  | 0% | 0 | 0 | _____
[12 empty] | _____ |  | 0% | 0 | 0 | _____
[12 empty] | _____ |  | 0% | 0 | 0 | _____
[12 empty] | _____ |  | 0% | 0 | 0 | _____
[12 empty] | _____ |  | 0% | 0 | 0 | _____
[12 empty] | _____ |  | 0% | 0 | 0 | _____
[12 empty] | _____ |  | 0% | 0 | 0 | _____
[12 empty] | _____ |  | 0% | 0 | 0 | _____
[12 empty] | _____ |  | 0% | 0 | 0 | _____
[12 empty] | _____ |  | 0% | 0 | 0 | _____
[12 empty] | _____ |  | 0% | 0 | 0 | _____
[12 empty] | _____ |  | 0% | 0 | 0 | _____
[12 empty] | _____ |  | 0% | 0 | 0 | _____
[12 empty] | _____ |  | 0% | 0 | 0 | _____
[12 empty] | _____ |  | 0% | 0 | 0 | _____
[12 empty] | _____ |  | 0% | 0 | 0 | _____
[12 empty] | _____ |  | 0% | 0 | 0 | _____
[12 empty] | _____ |  | 0% | 0 | 0 | _____
[12 empty] | _____ |  | 0% | 0 | 0 | _____
[12 empty] | _____ |  | 0% | 0 | 0 | _____
[12 empty] | _____ |  | 0% | 0 | 0 | _____
[12 empty] | _____ |  | 0% | 0 | 0 | _____
[12 empty] | _____ |  | 0% | 0 | 0 | _____
[12 empty] | _____ |  | 0% | 0 | 0 | _____
[12 empty] | _____ |  | 0% | 0 | 0 | _____
[12 empty] | _____ |  | 0% | 0 | 0 | _____
[12 empty] | _____ |  | 0% | 0 | 0 | _____
[12 empty] | _____ |  | 0% | 0 | 0 | _____
[12 empty] | _____ |  | 0% | 0 | 0 | _____
[12 empty] | _____ |  | 0% | 0 | 0 | _____
[12 empty] | _____ |  | 0% | 0 | 0 | _____
[12 empty] | _____ |  | 0% | 0 | 0 | _____
[12 empty] | _____ |  | 0% | 0 | 0 | _____
[12 empty] | _____ |  | 0% | 0 | 0 | _____
[12 empty] | _____ |  | 0% | 0 | 0 | _____
[12 empty] | _____ |  | 0% | 0 | 0 | _____
[12 empty] | _____ |  | 0% | 0 | 0 | _____
[12 empty] | _____ |  | 0% | 0 | 0 | _____
[12 empty] | _____ |  | 0% | 0 | 0 | _____
[12 empty] | _____ |  | 0% | 0 | 0 | _____
[12 empty] | _____ |  | 0% | 0 | 0 | _____
[12 empty] | _____ |  | 0% | 0 | 0 | _____
[12 empty] | _____ |  | 0% | 0 | 0 | _____
[12 empty] | _____ |  | 0% | 0 | 0 | _____
[12 empty] | _____ |  | 0% | 0 | 0 | _____
[12 empty] | _____ |  | 0% | 0 | 0 | _____
[12 empty] | _____ |  | 0% | 0 | 0 | _____
[12 empty] | _____ |  | 0% | 0 | 0 | _____
[12 empty] | _____ |  | 0% | 0 | 0 | _____
[12 empty] | _____ |  | 0% | 0 | 0 | _____
[12 empty] | _____ |  | 0% | 0 | 0 | _____
[12 empty] | _____ |  | 0% | 0 | 0 | _____
[12 empty] | _____ |  | 0% | 0 | 0 | _____
[12 empty] | _____ |  | 0% | 0 | 0 | _____
[12 empty] | _____ |  | 0% | 0 | 0 | _____
[12 empty] | _____ |  | 0% | 0 | 0 | _____
[12 empty] | _____ |  | 0% | 0 | 0 | _____
[12 empty] | _____ |  | 0% | 0 | 0 | _____
[12 empty] | _____ |  | 0% | 0 | 0 | _____
[12 empty] | _____ |  | 0% | 0 | 0 | _____
[12 empty] | _____ |  | 0% | 0 | 0 | _____
[12 empty] | _____ |  | 0% | 0 | 0 | _____
[12 empty] | _____ |  | 0% | 0 | 0 | _____
[12 empty] | _____ |  | 0% | 0 | 0 | _____
[12 empty] | _____ |  | 0% | 0 | 0 | _____
[12 empty] | _____ |  | 0% | 0 | 0 | _____
[12 empty] | _____ |  | 0% | 0 | 0 | _____
[12 empty] | _____ |  | 0% | 0 | 0 | _____
[12 empty] | _____ |  | 0% | 0 | 0 | _____
[12 empty] | _____ |  | 0% | 0 | 0 | _____
[12 empty] | _____ |  | 0% | 0 | 0 | _____
[12 empty] | _____ |  | 0% | 0 | 0 | _____
[12 empty] | _____ |  | 0% | 0 | 0 | _____
[12 empty] | _____ |  | 0% | 0 | 0 | _____
[12 empty] | _____ |  | 0% | 0 | 0 | _____
[12 empty] | _____ |  | 0% | 0 | 0 | _____
[12 empty] | _____ |  | 0% | 0 | 0 | _____
[12 empty] | _____ |  | 0% | 0 | 0 | _____
[12 empty] | _____ |  | 0% | 0 | 0 | _____
[12 empty] | _____ |  | 0% | 0 | 0 | _____
[12 empty] | _____ |  | 0% | 0 | 0 | _____
[12 empty] | _____ |  | 0% | 0 | 0 | _____
[12 empty] | _____ |  | 0% | 0 | 0 | _____
[12 empty] | _____ |  | 0% | 0 | 0 | _____
[12 empty] | _____ |  | 0% | 0 | 0 | _____
[12 empty] | _____ |  | 0% | 0 | 0 | _____
[12 empty] | _____ |  | 0% | 0 | 0 | _____
[12 empty] | _____ |  | 0% | 0 | 0 | _____
[12 empty] | _____ |  | 0% | 0 | 0 | _____
[12 empty] | _____ |  | 0% | 0 | 0 | _____
[12 empty] | _____ |  | 0% | 0 | 0 | _____
[12 empty] | _____ |  | 0% | 0 | 0 | _____
[12 empty] | _____ |  | 0% | 0 | 0 | _____
[12 empty] | _____ |  | 0% | 0 | 0 | _____
[12 empty] | _____ |  | 0% | 0 | 0 | _____
[12 empty] | _____ |  | 0% | 0 | 0 | _____
[12 empty] | _____ |  | 0% | 0 | 0 | _____
[12 empty] | _____ |  | 0% | 0 | 0 | _____
[12 empty] | _____ |  | 0% | 0 | 0 | _____
[12 empty] | _____ |  | 0% | 0 | 0 | _____
[12 empty] | _____ |  | 0% | 0 | 0 | _____
[12 empty] | _____ |  | 0% | 0 | 0 | _____
[12 empty] | _____ |  | 0% | 0 | 0 | _____
[12 empty] | _____ |  | 0% | 0 | 0 | _____
[12 empty] | _____ |  | 0% | 0 | 0 | _____
[12 empty] | _____ |  | 0% | 0 | 0 | _____
[12 empty] | _____ |  | 0% | 0 | 0 | _____
[12 empty] | _____ |  | 0% | 0 | 0 | _____
[12 empty] | _____ |  | 0% | 0 | 0 | _____
[12 empty] | _____ |  | 0% | 0 | 0 | _____
[12 empty] | _____ |  | 0% | 0 | 0 | _____
[12 empty] | _____ |  | 0% | 0 | 0 | _____
[12 empty] | _____ |  | 0% | 0 | 0 | _____
[12 empty] | _____ |  | 0% | 0 | 0 | _____
[12 empty] | _____ |  | 0% | 0 | 0 | _____
[12 empty] | _____ |  | 0% | 0 | 0 | _____
[12 empty] | _____ |  | 0% | 0 | 0 | _____
[12 empty] | _____ |  | 0% | 0 | 0 | _____
[12 empty] | _____ |  | 0% | 0 | 0 | _____
[12 empty] | _____ |  | 0% | 0 | 0 | _____
[12 empty] | _____ |  | 0% | 0 | 0 | _____
[12 empty] | _____ |  | 0% | 0 | 0 | _____
[12 empty] | _____ |  | 0% | 0 | 0 | _____
[12 empty] | _____ |  | 0% | 0 | 0 | _____
[12 empty] | _____ |  | 0% | 0 | 0 | _____
[12 empty] | _____ |  | 0% | 0 | 0 | _____
[12 empty] | _____ |  | 0% | 0 | 0 | _____
[12 empty] | _____ |  | 0% | 0 | 0 | _____
[12 empty] | _____ |  | 0% | 0 | 0 | _____
[12 empty] | _____ |  | 0% | 0 | 0 | _____
[12 empty] | _____ |  | 0% | 0 | 0 | _____
[12 empty] | _____ |  | 0% | 0 | 0 | _____
[12 empty] | _____ |  | 0% | 0 | 0 | _____
[12 empty] | _____ |  | 0% | 0 | 0 | _____
[12 empty] | _____ |  | 0% | 0 | 0 | _____
[12 empty] | _____ |  | 0% | 0 | 0 | _____
[12 empty] | _____ |  | 0% | 0 | 0 | _____
[12 empty] | _____ |  | 0% | 0 | 0 | _____
[12 empty] | _____ |  | 0% | 0 | 0 | _____
[12 empty] | _____ |  | 0% | 0 | 0 | _____
[12 empty] | _____ |  | 0% | 0 | 0 | _____
[12 empty] | _____ |  | 0% | 0 | 0 | _____
[12 empty] | _____ |  | 0% | 0 | 0 | _____
[12 empty] | _____ |  | 0% | 0 | 0 | _____
[12 empty] | _____ |  | 0% | 0 | 0 | _____
[12 empty] | _____ |  | 0% | 0 | 0 | _____
[12 empty] | _____ |  | 0% | 0 | 0 | _____
[12 empty] | _____ |  | 0% | 0 | 0 | _____
[12 empty] | _____ |  | 0% | 0 | 0 | _____
[12 empty] | _____ |  | 0% | 0 | 0 | _____
[12 empty] | _____ |  | 0% | 0 | 0 | _____
[12 empty] | _____ |  | 0% | 0 | 0 | _____
[12 empty] | _____ |  | 0% | 0 | 0 | _____
[12 empty] | _____ |  | 0% | 0 | 0 | _____
[12 empty] | _____ |  | 0% | 0 | 0 | _____
[12 empty] | _____ |  | 0% | 0 | 0 | _____
[12 empty] | _____ |  | 0% | 0 | 0 | _____
[12 empty] | _____ |  | 0% | 0 | 0 | _____
[12 empty] | _____ |  | 0% | 0 | 0 | _____
[12 empty] | _____ |  | 0% | 0 | 0 | _____
[12 empty] | _____ |  | 0% | 0 | 0 | _____
[12 empty] | _____ |  | 0% | 0 | 0 | _____
[12 empty] | _____ |  | 0% | 0 | 0 | _____
[12 empty] | _____ |  | 0% | 0 | 0 | _____
[12 empty] | _____ |  | 0% | 0 | 0 | _____
[12 empty] | _____ |  | 0% | 0 | 0 | _____
[12 empty] | _____ |  | 0% | 0 | 0 | _____
[12 empty] | _____ |  | 0% | 0 | 0 | _____
[12 empty] | _____ |  | 0% | 0 | 0 | _____
[12 empty] | _____ |  | 0% | 0 | 0 | _____
[12 empty] | _____ |  | 0% | 0 | 0 | _____
[12 empty] | _____ |  | 0% | 0 | 0 | _____
[12 empty] | _____ |  | 0% | 0 | 0 | _____
[12 empty] | _____ |  | 0% | 0 | 0 | _____
[12 empty] | _____ |  | 0% | 0 | 0 | _____
[12 empty] | _____ |  | 0% | 0 | 0 | _____
[12 empty] | _____ |  | 0% | 0 | 0 | _____
[12 empty] | _____ |  | 0% | 0 | 0 | _____
[12 empty] | _____ |  | 0% | 0 | 0 | _____
[12 empty] | _____ |  | 0% | 0 | 0 | _____
[12 empty] | _____ |  | 0% | 0 | 0 | _____
[12 empty] | _____ |  | 0% | 0 | 0 | _____
[12 empty] | _____ |  | 0% | 0 | 0 | _____
[12 empty] | _____ |  | 0% | 0 | 0 | _____
[12 empty] | _____ |  | 0% | 0 | 0 | _____
[12 empty] | _____ |  | 0% | 0 | 0 | _____
[12 empty] | _____ |  | 0% | 0 | 0 | _____
[12 empty] | _____ |  | 0% | 0 | 0 | _____
[12 empty] | _____ |  | 0% | 0 | 0 | _____
[12 empty] | _____ |  | 0% | 0 | 0 | _____
[12 empty] | _____ |  | 0% | 0 | 0 | _____
[12 empty] | _____ |  | 0% | 0 | 0 | _____
[12 empty] | _____ |  | 0% | 0 | 0 | _____
[12 empty] | _____ |  | 0% | 0 | 0 | _____
[12 empty] | _____ |  | 0% | 0 | 0 | _____
[12 empty] | _____ |  | 0% | 0 | 0 | _____
[12 empty] | _____ |  | 0% | 0 | 0 | _____
[12 empty] | _____ |  | 0% | 0 | 0 | _____
[12 empty] | _____ |  | 0% | 0 | 0 | _____
[12 empty] | _____ |  | 0% | 0 | 0 | _____
[12 empty] | _____ |  | 0% | 0 | 0 | _____
[12 empty] | _____ |  | 0% | 0 | 0 | _____
[12 empty] | _____ |  | 0% | 0 | 0 | _____
[12 empty] | _____ |  | 0% | 0 | 0 | _____
[12 empty] | _____ |  | 0% | 0 | 0 | _____
[12 empty] | _____ |  | 0% | 0 | 0 | _____
[12 empty] | _____ |  | 0% | 0 | 0 | _____
[12 empty] | _____ |  | 0% | 0 | 0 | _____
[12 empty] | _____ |  | 0% | 0 | 0 | _____
[12 empty] | _____ |  | 0% | 0 | 0 | _____
[12 empty] | _____ |  | 0% | 0 | 0 | _____
[12 empty] | _____ |  | 0% | 0 | 0 | _____
[12 empty] | _____ |  | 0% | 0 | 0 | _____
[12 empty] | _____ |  | 0% | 0 | 0 | _____
[12 empty] | _____ |  | 0% | 0 | 0 | _____
[12 empty] | _____ |  | 0% | 0 | 0 | _____
[12 empty] | _____ |  | 0% | 0 | 0 | _____
[12 empty] | _____ |  | 0% | 0 | 0 | _____
[12 empty] | _____ |  | 0% | 0 | 0 | _____
[12 empty] | _____ |  | 0% | 0 | 0 | _____
[12 empty] | _____ |  | 0% | 0 | 0 | _____
[12 empty] | _____ |  | 0% | 0 | 0 | _____
[12 empty] | _____ |  | 0% | 0 | 0 | _____
[12 empty] | _____ |  | 0% | 0 | 0 | _____
[12 empty] | _____ |  | 0% | 0 | 0 | _____
[12 empty] | _____ |  | 0% | 0 | 0 | _____
[12 empty] | _____ |  | 0% | 0 | 0 | _____
[12 empty] | _____ |  | 0% | 0 | 0 | _____
[12 empty] | _____ |  | 0% | 0 | 0 | _____
[12 empty] | _____ |  | 0% | 0 | 0 | _____
[12 empty] | _____ |  | 0% | 0 | 0 | _____
[12 empty] | _____ |  | 0% | 0 | 0 | _____
[12 empty] | _____ |  | 0% | 0 | 0 | _____
[12 empty] | _____ |  | 0% | 0 | 0 | _____
[12 empty] | _____ |  | 0% | 0 | 0 | _____
[12 empty] | _____ |  | 0% | 0 | 0 | _____
[12 empty] | _____ |  | 0% | 0 | 0 | _____
[12 empty] | _____ |  | 0% | 0 | 0 | _____
[12 empty] | _____ |  | 0% | 0 | 0 | _____
[12 empty] | _____ |  | 0% | 0 | 0 | _____
[12 empty] | _____ |  | 0% | 0 | 0 | _____
[12 empty] | _____ |  | 0% | 0 | 0 | _____
[12 empty] | _____ |  | 0% | 0 | 0 | _____
[12 empty] | _____ |  | 0% | 0 | 0 | _____
[12 empty] | _____ |  | 0% | 0 | 0 | _____
[12 empty] | _____ |  | 0% | 0 | 0 | _____
[12 empty] | _____ |  | 0% | 0 | 0 | _____
[12 empty] | _____ |  | 0% | 0 | 0 | _____
[12 empty] | _____ |  | 0% | 0 | 0 | _____
[12 empty] | _____ |  | 0% | 0 | 0 | _____
[12 empty] | _____ |  | 0% | 0 | 0 | _____
[12 empty] | _____ |  | 0% | 0 | 0 | _____
[12 empty] | _____ |  | 0% | 0 | 0 | _____
[12 empty] | _____ |  | 0% | 0 | 0 | _____
[12 empty] | _____ |  | 0% | 0 | 0 | _____
[12 empty] | _____ |  | 0% | 0 | 0 | _____
[12 empty] | _____ |  | 0% | 0 | 0 | _____
[12 empty] | _____ |  | 0% | 0 | 0 | _____
[12 empty] | _____ |  | 0% | 0 | 0 | _____
[12 empty] | _____ |  | 0% | 0 | 0 | _____
[12 empty] | _____ |  | 0% | 0 | 0 | _____
[12 empty] | _____ |  | 0% | 0 | 0 | _____
[12 empty] | _____ |  | 0% | 0 | 0 | _____
[12 empty] | _____ |  | 0% | 0 | 0 | _____
[12 empty] | _____ |  | 0% | 0 | 0 | _____
[12 empty] | _____ |  | 0% | 0 | 0 | _____
[12 empty] | _____ |  | 0% | 0 | 0 | _____
[12 empty] | _____ |  | 0% | 0 | 0 | _____
[12 empty] | _____ |  | 0% | 0 | 0 | _____
[12 empty] | _____ |  | 0% | 0 | 0 | _____
[12 empty] | _____ |  | 0% | 0 | 0 | _____
[12 empty] | _____ |  | 0% | 0 | 0 | _____
[12 empty] | _____ |  | 0% | 0 | 0 | _____
[12 empty] | _____ |  | 0% | 0 | 0 | _____
[12 empty] | _____ |  | 0% | 0 | 0 | _____
[12 empty] | _____ |  | 0% | 0 | 0 | _____
[12 empty] | _____ |  | 0% | 0 | 0 | _____
[12 empty] | _____ |  | 0% | 0 | 0 | _____
[12 empty] | _____ |  | 0% | 0 | 0 | _____
[12 empty] | _____ |  | 0% | 0 | 0 | _____
[12 empty] | _____ |  | 0% | 0 | 0 | _____
[12 empty] | _____ |  | 0% | 0 | 0 | _____
[12 empty] | _____ |  | 0% | 0 | 0 | _____
[12 empty] | _____ |  | 0% | 0 | 0 | _____
[12 empty] | _____ |  | 0% | 0 | 0 | _____
[12 empty] | _____ |  | 0% | 0 | 0 | _____
[12 empty] | _____ |  | 0% | 0 | 0 | _____
[12 empty] | _____ |  | 0% | 0 | 0 | _____
[12 empty] | _____ |  | 0% | 0 | 0 | _____
[12 empty] | _____ |  | 0% | 0 | 0 | _____
[12 empty] | _____ |  | 0% | 0 | 0 | _____
[12 empty] | _____ |  | 0% | 0 | 0 | _____
[12 empty] | _____ |  | 0% | 0 | 0 | _____
[12 empty] | _____ |  | 0% | 0 | 0 | _____
[12 empty] | _____ |  | 0% | 0 | 0 | _____
[12 empty] | _____ |  | 0% | 0 | 0 | _____
[12 empty] | _____ |  | 0% | 0 | 0 | _____
[12 empty] | _____ |  | 0% | 0 | 0 | _____
[12 empty] | _____ |  | 0% | 0 | 0 | _____
[12 empty] | _____ |  | 0% | 0 | 0 | _____
[12 empty] | _____ |  | 0% | 0 | 0 | _____
[12 empty] | _____ |  | 0% | 0 | 0 | _____
[12 empty] | _____ |  | 0% | 0 | 0 | _____
[12 empty] | _____ |  | 0% | 0 | 0 | _____
[12 empty] | _____ |  | 0% | 0 | 0 | _____
[12 empty] | _____ |  | 0% | 0 | 0 | _____
[12 empty] | _____ |  | 0% | 0 | 0 | _____
[12 empty] | _____ |  | 0% | 0 | 0 | _____
[12 empty] | _____ |  | 0% | 0 | 0 | _____
[12 empty] | _____ |  | 0% | 0 | 0 | _____
[12 empty] | _____ |  | 0% | 0 | 0 | _____
[12 empty] | _____ |  | 0% | 0 | 0 | _____
[12 empty] | _____ |  | 0% | 0 | 0 | _____
[12 empty] | _____ |  | 0% | 0 | 0 | _____
[12 empty] | _____ |  | 0% | 0 | 0 | _____
[12 empty] | _____ |  | 0% | 0 | 0 | _____
[12 empty] | _____ |  | 0% | 0 | 0 | _____
[12 empty] | _____ |  | 0% | 0 | 0 | _____
[12 empty] | _____ |  | 0% | 0 | 0 | _____
[12 empty] | _____ |  | 0% | 0 | 0 | _____
[12 empty] | _____ |  | 0% | 0 | 0 | _____
[12 empty] | _____ |  | 0% | 0 | 0 | _____
[12 empty] | _____ |  | 0% | 0 | 0 | _____
[12 empty] | _____ |  | 0% | 0 | 0 | _____
[12 empty] | _____ |  | 0% | 0 | 0 | _____
[12 empty] | _____ |  | 0% | 0 | 0 | _____
[12 empty] | _____ |  | 0% | 0 | 0 | _____
[12 empty] | _____ |  | 0% | 0 | 0 | _____
[12 empty] | _____ |  | 0% | 0 | 0 | _____
[12 empty] | _____ |  | 0% | 0 | 0 | _____
[12 empty] | _____ |  | 0% | 0 | 0 | _____
[12 empty] | _____ |  | 0% | 0 | 0 | _____
[12 empty] | _____ |  | 0% | 0 | 0 | _____
[12 empty] | _____ |  | 0% | 0 | 0 | _____
[12 empty] | _____ |  | 0% | 0 | 0 | _____
[12 empty] | _____ |  | 0% | 0 | 0 | _____
[12 empty] | _____ |  | 0% | 0 | 0 | _____
[12 empty] | _____ |  | 0% | 0 | 0 | _____
[12 empty] | _____ |  | 0% | 0 | 0 | _____
[12 empty] | _____ |  | 0% | 0 | 0 | _____
[12 empty] | _____ |  | 0% | 0 | 0 | _____
[12 empty] | _____ |  | 0% | 0 | 0 | _____
[12 empty] | _____ |  | 0% | 0 | 0 | _____
[12 empty] | _____ |  | 0% | 0 | 0 | _____
[12 empty] | _____ |  | 0% | 0 | 0 | _____
[12 empty] | _____ |  | 0% | 0 | 0 | _____
[12 empty] | _____ |  | 0% | 0 | 0 | _____
[12 empty] | _____ |  | 0% | 0 | 0 | _____
[12 empty] | _____ |  | 0% | 0 | 0 | _____
[12 empty] | _____ |  | 0% | 0 | 0 | _____
[12 empty] | _____ |  | 0% | 0 | 0 | _____
[12 empty] | _____ |  | 0% | 0 | 0 | _____
[12 empty] | _____ |  | 0% | 0 | 0 | _____
[12 empty] | _____ |  | 0% | 0 | 0 | _____
[12 empty] | _____ |  | 0% | 0 | 0 | _____
[12 empty] | _____ |  | 0% | 0 | 0 | _____
[12 empty] | _____ |  | 0% | 0 | 0 | _____
[12 empty] | _____ |  | 0% | 0 | 0 | _____
[12 empty] | _____ |  | 0% | 0 | 0 | _____
[12 empty] | _____ |  | 0% | 0 | 0 | _____
[12 empty] | _____ |  | 0% | 0 | 0 | _____
[12 empty] | _____ |  | 0% | 0 | 0 | _____
[12 empty] | _____ |  | 0% | 0 | 0 | _____
[12 empty] | _____ |  | 0% | 0 | 0 | _____
[12 empty] | _____ |  | 0% | 0 | 0 | _____
[12 empty] | _____ |  | 0% | 0 | 0 | _____
[12 empty] | _____ |  | 0% | 0 | 0 | _____
[12 empty] | _____ |  | 0% | 0 | 0 | _____
[12 empty] | _____ |  | 0% | 0 | 0 | _____
[12 empty] | _____ |  | 0% | 0 | 0 | _____
[12 empty] | _____ |  | 0% | 0 | 0 | _____
[12 empty] | _____ |  | 0% | 0 | 0 | _____
[12 empty] | _____ |  | 0% | 0 | 0 | _____
[12 empty] | _____ |  | 0% | 0 | 0 | _____
[12 empty] | _____ |  | 0% | 0 | 0 | _____
[12 empty] | _____ |  | 0% | 0 | 0 | _____
[12 empty] | _____ |  | 0% | 0 | 0 | _____
[12 empty] | _____ |  | 0% | 0 | 0 | _____
[12 empty] | _____ |  | 0% | 0 | 0 | _____
[12 empty] | _____ |  | 0% | 0 | 0 | _____
[12 empty] | _____ |  | 0% | 0 | 0 | _____
[12 empty] | _____ |  | 0% | 0 | 0 | _____
[12 empty] | _____ |  | 0% | 0 | 0 | _____
[12 empty] | _____ |  | 0% | 0 | 0 | _____
[12 empty] | _____ |  | 0% | 0 | 0 | _____
[12 empty] | _____ |  | 0% | 0 | 0 | _____
[12 empty] | _____ |  | 0% | 0 | 0 | _____
[12 empty] | _____ |  | 0% | 0 | 0 | _____
[12 empty] | _____ |  | 0% | 0 | 0 | _____
[12 empty] | _____ |  | 0% | 0 | 0 | _____
[12 empty] | _____ |  | 0% | 0 | 0 | _____
[12 empty] | _____ |  | 0% | 0 | 0 | _____
[12 empty] | _____ |  | 0% | 0 | 0 | _____
[12 empty] | _____ |  | 0% | 0 | 0 | _____
[12 empty] | _____ |  | 0% | 0 | 0 | _____
[12 empty] | _____ |  | 0% | 0 | 0 | _____
[12 empty] | _____ |  | 0% | 0 | 0 | _____
[12 empty] | _____ |  | 0% | 0 | 0 | _____
[12 empty] | _____ |  | 0% | 0 | 0 | _____
[12 empty] | _____ |  | 0% | 0 | 0 | _____
[12 empty] | _____ |  | 0% | 0 | 0 | _____
[12 empty] | _____ |  | 0% | 0 | 0 | _____
[12 empty] | _____ |  | 0% | 0 | 0 | _____
[12 empty] | _____ |  | 0% | 0 | 0 | _____
[12 empty] | _____ |  | 0% | 0 | 0 | _____
[12 empty] | _____ |  | 0% | 0 | 0 | _____
[12 empty] | _____ |  | 0% | 0 | 0 | _____
[12 empty] | _____ |  | 0% | 0 | 0 | _____
[12 empty] | _____ |  | 0% | 0 | 0 | _____
[12 empty] | _____ |  | 0% | 0 | 0 | _____
[12 empty] | _____ |  | 0% | 0 | 0 | _____
[12 empty] | _____ |  | 0% | 0 | 0 | _____
[12 empty] | _____ |  | 0% | 0 | 0 | _____
[12 empty] | _____ |  | 0% | 0 | 0 | _____
[12 empty] | _____ |  | 0% | 0 | 0 | _____
[12 empty] | _____ |  | 0% | 0 | 0 | _____
[12 empty] | _____ |  | 0% | 0 | 0 | _____
[12 empty] | _____ |  | 0% | 0 | 0 | _____
[12 empty] | _____ |  | 0% | 0 | 0 | _____
[12 empty] | _____ |  | 0% | 0 | 0 | _____
[12 empty] | _____ |  | 0% | 0 | 0 | _____
[12 empty] | _____ |  | 0% | 0 | 0 | _____
[12 empty] | _____ |  | 0% | 0 | 0 | _____
[12 empty] | _____ |  | 0% | 0 | 0 | _____
[12 empty] | _____ |  | 0% | 0 | 0 | _____
[12 empty] | _____ |  | 0% | 0 | 0 | _____
[12 empty] | _____ |  | 0% | 0 | 0 | _____
[12 empty] | _____ |  | 0% | 0 | 0 | _____
[12 empty] | _____ |  | 0% | 0 | 0 | _____
[12 empty] | _____ |  | 0% | 0 | 0 | _____
[12 empty] | _____ |  | 0% | 0 | 0 | _____
[12 empty] | _____ |  | 0% | 0 | 0 | _____
[12 empty] | _____ |  | 0% | 0 | 0 | _____
[12 empty] | _____ |  | 0% | 0 | 0 | _____
[12 empty] | _____ |  | 0% | 0 | 0 | _____
[12 empty] | _____ |  | 0% | 0 | 0 | _____
[12 empty] | _____ |  | 0% | 0 | 0 | _____
[12 empty] | _____ |  | 0% | 0 | 0 | _____
[12 empty] | _____ |  | 0% | 0 | 0 | _____
[12 empty] | _____ |  | 0% | 0 | 0 | _____
[12 empty] | _____ |  | 0% | 0 | 0 | _____
[12 empty] | _____ |  | 0% | 0 | 0 | _____
[12 empty] | _____ |  | 0% | 0 | 0 | _____
[12 empty] | _____ |  | 0% | 0 | 0 | _____
[12 empty] | _____ |  | 0% | 0 | 0 | _____
[12 empty] | _____ |  | 0% | 0 | 0 | _____
[12 empty] | _____ |  | 0% | 0 | 0 | _____
[12 empty] | _____ |  | 0% | 0 | 0 | _____
[12 empty] | _____ |  | 0% | 0 | 0 | _____
[12 empty] | _____ |  | 0% | 0 | 0 | _____
[12 empty] | _____ |  | 0% | 0 | 0 | _____
[12 empty] | _____ |  | 0% | 0 | 0 | _____
[12 empty] | _____ |  | 0% | 0 | 0 | _____
[12 empty] | _____ |  | 0% | 0 | 0 | _____
[12 empty] | _____ |  | 0% | 0 | 0 | _____
[12 empty] | _____ |  | 0% | 0 | 0 | _____
[12 empty] | _____ |  | 0% | 0 | 0 | _____
[12 empty] | _____ |  | 0% | 0 | 0 | _____
[12 empty] | _____ |  | 0% | 0 | 0 | _____
[12 empty] | _____ |  | 0% | 0 | 0 | _____
[12 empty] | _____ |  | 0% | 0 | 0 | _____
[12 empty] | _____ |  | 0% | 0 | 0 | _____
[12 empty] | _____ |  | 0% | 0 | 0 | _____
[12 empty] | _____ |  | 0% | 0 | 0 | _____
[12 empty] | _____ |  | 0% | 0 | 0 | _____
[12 empty] | _____ |  | 0% | 0 | 0 | _____
[12 empty] | _____ |  | 0% | 0 | 0 | _____
[12 empty] | _____ |  | 0% | 0 | 0 | _____
[12 empty] | _____ |  | 0% | 0 | 0 | _____
[12 empty] | _____ |  | 0% | 0 | 0 | _____
[12 empty] | _____ |  | 0% | 0 | 0 | _____
[12 empty] | _____ |  | 0% | 0 | 0 | _____
[12 empty] | _____ |  | 0% | 0 | 0 | _____
[12 empty] | _____ |  | 0% | 0 | 0 | _____
[12 empty] | _____ |  | 0% | 0 | 0 | _____
[12 empty] | _____ |  | 0% | 0 | 0 | _____
[12 empty] | _____ |  | 0% | 0 | 0 | _____
[12 empty] | _____ |  | 0% | 0 | 0 | _____
[12 empty] | _____ |  | 0% | 0 | 0 | _____
[12 empty] | _____ |  | 0% | 0 | 0 | _____
[12 empty] | _____ |  | 0% | 0 | 0 | _____
[12 empty] | _____ |  | 0% | 0 | 0 | _____
[12 empty] | _____ |  | 0% | 0 | 0 | _____
[12 empty] | _____ |  | 0% | 0 | 0 | _____
[12 empty] | _____ |  | 0% | 0 | 0 | _____
[12 empty] | _____ |  | 0% | 0 | 0 | _____
[12 empty] | _____ |  | 0% | 0 | 0 | _____
[12 empty] | _____ |  | 0% | 0 | 0 | _____
[12 empty] | _____ |  | 0% | 0 | 0 | _____
[12 empty] | _____ |  | 0% | 0 | 0 | _____
[12 empty] | _____ |  | 0% | 0 | 0 | _____
[12 empty] | _____ |  | 0% | 0 | 0 | _____
[12 empty] | _____ |  | 0% | 0 | 0 | _____
[12 empty] | _____ |  | 0% | 0 | 0 | _____
[12 empty] | _____ |  | 0% | 0 | 0 | _____
[12 empty] | _____ |  | 0% | 0 | 0 | _____
[12 empty] | _____ |  | 0% | 0 | 0 | _____
[12 empty] | _____ |  | 0% | 0 | 0 | _____
[12 empty] | _____ |  | 0% | 0 | 0 | _____
[12 empty] | _____ |  | 0% | 0 | 0 | _____
[12 empty] | _____ |  | 0% | 0 | 0 | _____
[12 empty] | _____ |  | 0% | 0 | 0 | _____
[12 empty] | _____ |  | 0% | 0 | 0 | _____
[12 empty] | _____ |  | 0% | 0 | 0 | _____
[12 empty] | _____ |  | 0% | 0 | 0 | _____
[12 empty] | _____ |  | 0% | 0 | 0 | _____
[12 empty] | _____ |  | 0% | 0 | 0 | _____
[12 empty] | _____ |  | 0% | 0 | 0 | _____
[12 empty] | _____ |  | 0% | 0 | 0 | _____
[12 empty] | _____ |  | 0% | 0 | 0 | _____
[12 empty] | _____ |  | 0% | 0 | 0 | _____
[12 empty] | _____ |  | 0% | 0 | 0 | _____
[12 empty] | _____ |  | 0% | 0 | 0 | _____
[12 empty] | _____ |  | 0% | 0 | 0 | _____
[12 empty] | _____ |  | 0% | 0 | 0 | _____
[12 empty] | _____ |  | 0% | 0 | 0 | _____
[12 empty] | _____ |  | 0% | 0 | 0 | _____
[12 empty] | _____ |  | 0% | 0 | 0 | _____
[12 empty] | _____ |  | 0% | 0 | 0 | _____
[12 empty] | _____ |  | 0% | 0 | 0 | _____
[12 empty] | _____ |  | 0% | 0 | 0 | _____
[12 empty] | _____ |  | 0% | 0 | 0 | _____
[12 empty] | _____ |  | 0% | 0 | 0 | _____
[12 empty] | _____ |  | 0% | 0 | 0 | _____
[12 empty] | _____ |  | 0% | 0 | 0 | _____
[12 empty] | _____ |  | 0% | 0 | 0 | _____
[12 empty] | _____ |  | 0% | 0 | 0 | _____
[12 empty] | _____ |  | 0% | 0 | 0 | _____
[12 empty] | _____ |  | 0% | 0 | 0 | _____
[12 empty] | _____ |  | 0% | 0 | 0 | _____
[12 empty] | _____ |  | 0% | 0 | 0 | _____
[12 empty] | _____ |  | 0% | 0 | 0 | _____
[12 empty] | _____ |  | 0% | 0 | 0 | _____
[12 empty] | _____ |  | 0% | 0 | 0 | _____
[12 empty] | _____ |  | 0% | 0 | 0 | _____
[12 empty] | _____ |  | 0% | 0 | 0 | _____
[12 empty] | _____ |  | 0% | 0 | 0 | _____
[12 empty] | _____ |  | 0% | 0 | 0 | _____
[12 empty] | _____ |  | 0% | 0 | 0 | _____
[12 empty] | _____ |  | 0% | 0 | 0 | _____
[12 empty] | _____ |  | 0% | 0 | 0 | _____
[12 empty] | _____ |  | 0% | 0 | 0 | _____
[12 empty] | _____ |  | 0% | 0 | 0 | _____
[12 empty] | _____ |  | 0% | 0 | 0 | _____
[12 empty] | _____ |  | 0% | 0 | 0 | _____
[12 empty] | _____ |  | 0% | 0 | 0 | _____
[12 empty] | _____ |  | 0% | 0 | 0 | _____
[12 empty] | _____ |  | 0% | 0 | 0 | _____
[12 empty] | _____ |  | 0% | 0 | 0 | _____
[12 empty] | _____ |  | 0% | 0 | 0 | _____
[12 empty] | _____ |  | 0% | 0 | 0 | _____
[12 empty] | _____ |  | 0% | 0 | 0 | _____
[12 empty] | _____ |  | 0% | 0 | 0 | _____
[12 empty] | _____ |  | 0% | 0 | 0 | _____
[12 empty] | _____ |  | 0% | 0 | 0 | _____
[12 empty] | _____ |  | 0% | 0 | 0 | _____
[12 empty] | _____ |  | 0% | 0 | 0 | _____
[12 empty] | _____ |  | 0% | 0 | 0 | _____
[12 empty] | _____ |  | 0% | 0 | 0 | _____
[12 empty] | _____ |  | 0% | 0 | 0 | _____
[12 empty] | _____ |  | 0% | 0 | 0 | _____
[12 empty] | _____ |  | 0% | 0 | 0 | _____
[12 empty] | _____ |  | 0% | 0 | 0 | _____
[12 empty] | _____ |  | 0% | 0 | 0 | _____
[12 empty] | _____ |  | 0% | 0 | 0 | _____
[12 empty] | _____ |  | 0% | 0 | 0 | _____
[12 empty] | _____ |  | 0% | 0 | 0 | _____
[12 empty] | _____ |  | 0% | 0 | 0 | _____
[12 empty] | _____ |  | 0% | 0 | 0 | _____
[12 empty] | _____ |  | 0% | 0 | 0 | _____
[12 empty] | _____ |  | 0% | 0 | 0 | _____
[12 empty] | _____ |  | 0% | 0 | 0 | _____
[12 empty] | _____ |  | 0% | 0 | 0 | _____
[12 empty] | _____ |  | 0% | 0 | 0 | _____
[12 empty] | _____ |  | 0% | 0 | 0 | _____
[12 empty] | _____ |  | 0% | 0 | 0 | _____
[12 empty] | _____ |  | 0% | 0 | 0 | _____
[12 empty] | _____ |  | 0% | 0 | 0 | _____
[12 empty] | _____ |  | 0% | 0 | 0 | _____
[12 empty] | _____ |  | 0% | 0 | 0 | _____
[12 empty] | _____ |  | 0% | 0 | 0 | _____
[12 empty] | _____ |  | 0% | 0 | 0 | _____
[12 empty] | _____ |  | 0% | 0 | 0 | _____
[12 empty] | _____ |  | 0% | 0 | 0 | _____
[12 empty] | _____ |  | 0% | 0 | 0 | _____
[12 empty] | _____ |  | 0% | 0 | 0 | _____
[12 empty] | _____ |  | 0% | 0 | 0 | _____
[12 empty] | _____ |  | 0% | 0 | 0 | _____
[12 empty] | _____ |  | 0% | 0 | 0 | _____
[12 empty] | _____ |  | 0% | 0 | 0 | _____
[12 empty] | _____ |  | 0% | 0 | 0 | _____
[12 empty] | _____ |  | 0% | 0 | 0 | _____
[12 empty] | _____ |  | 0% | 0 | 0 | _____
[12 empty] | _____ |  | 0% | 0 | 0 | _____
[12 empty] | _____ |  | 0% | 0 | 0 | _____
[12 empty] | _____ |  | 0% | 0 | 0 | _____
[12 empty] | _____ |  | 0% | 0 | 0 | _____
[12 empty] | _____ |  | 0% | 0 | 0 | _____
[12 empty] | _____ |  | 0% | 0 | 0 | _____
[12 empty] | _____ |  | 0% | 0 | 0 | _____
[12 empty] | _____ |  | 0% | 0 | 0 | _____
[12 empty] | _____ |  | 0% | 0 | 0 | _____
[12 empty] | _____ |  | 0% | 0 | 0 | _____
[12 empty] | _____ |  | 0% | 0 | 0 | _____
[12 empty] | _____ |  | 0% | 0 | 0 | _____
[12 empty] | _____ |  | 0% | 0 | 0 | _____
[12 empty] | _____ |  | 0% | 0 | 0 | _____
[12 empty] | _____ |  | 0% | 0 | 0 | _____
[12 empty] | _____ |  | 0% | 0 | 0 | _____
[12 empty] | _____ |  | 0% | 0 | 0 | _____
[12 empty] | _____ |  | 0% | 0 | 0 | _____
[12 empty] | _____ |  | 0% | 0 | 0 | _____
[12 empty] | _____ |  | 0% | 0 | 0 | _____
[12 empty] | _____ |  | 0% | 0 | 0 | _____
[12 empty] | _____ |  | 0% | 0 | 0 | _____
[12 empty] | _____ |  | 0% | 0 | 0 | _____
[12 empty] | _____ |  | 0% | 0 | 0 | _____
[12 empty] | _____ |  | 0% | 0 | 0 | _____
[12 empty] | _____ |  | 0% | 0 | 0 | _____
[12 empty] | _____ |  | 0% | 0 | 0 | _____
[12 empty] | _____ |  | 0% | 0 | 0 | _____
[12 empty] | _____ |  | 0% | 0 | 0 | _____
[12 empty] | _____ |  | 0% | 0 | 0 | _____
[12 empty] | _____ |  | 0% | 0 | 0 | _____
[12 empty] | _____ |  | 0% | 0 | 0 | _____
[12 empty] | _____ |  | 0% | 0 | 0 | _____
[12 empty] | _____ |  | 0% | 0 | 0 | _____
[12 empty] | _____ |  | 0% | 0 | 0 | _____
[12 empty] | _____ |  | 0% | 0 | 0 | _____
[12 empty] | _____ |  | 0% | 0 | 0 | _____
[12 empty] | _____ |  | 0% | 0 | 0 | _____
[12 empty] | _____ |  | 0% | 0 | 0 | _____
[12 empty] | _____ |  | 0% | 0 | 0 | _____
[12 empty] | _____ |  | 0% | 0 | 0 | _____
[12 empty] | _____ |  | 0% | 0 | 0 | _____
[12 empty] | _____ |  | 0% | 0 | 0 | _____
[12 empty] | _____ |  | 0% | 0 | 0 | _____
[12 empty] | _____ |  | 0% | 0 | 0 | _____
[12 empty] | _____ |  | 0% | 0 | 0 | _____
[12 empty] | _____ |  | 0% | 0 | 0 | _____
[12 empty] | _____ |  | 0% | 0 | 0 | _____
[12 empty] | _____ |  | 0% | 0 | 0 | _____
[12 empty] | _____ |  | 0% | 0 | 0 | _____
[12 empty] | _____ |  | 0% | 0 | 0 | _____
[12 empty] | _____ |  | 0% | 0 | 0 | _____
[12 empty] | _____ |  | 0% | 0 | 0 | _____
[12 empty] | _____ |  | 0% | 0 | 0 | _____
[12 empty] | _____ |  | 0% | 0 | 0 | _____
[12 empty] | _____ |  | 0% | 0 | 0 | _____
[12 empty] | _____ |  | 0% | 0 | 0 | _____
[12 empty] | _____ |  | 0% | 0 | 0 | _____
[12 empty] | _____ |  | 0% | 0 | 0 | _____
[12 empty] | _____ |  | 0% | 0 | 0 | _____
[12 empty] | _____ |  | 0% | 0 | 0 | _____
[12 empty] | _____ |  | 0% | 0 | 0 | _____
[12 empty] | _____ |  | 0% | 0 | 0 | _____
[12 empty] | _____ |  | 0% | 0 | 0 | _____
[12 empty] | _____ |  | 0% | 0 | 0 | _____
[12 empty] | _____ |  | 0% | 0 | 0 | _____
[12 empty] | _____ |  | 0% | 0 | 0 | _____
[12 empty] | _____ |  | 0% | 0 | 0 | _____
[12 empty] | _____ |  | 0% | 0 | 0 | _____
[12 empty] | _____ |  | 0% | 0 | 0 | _____
[12 empty] | _____ |  | 0% | 0 | 0 | _____
[12 empty] | _____ |  | 0% | 0 | 0 | _____
[12 empty] | _____ |  | 0% | 0 | 0 | _____
[12 empty] | _____ |  | 0% | 0 | 0 | _____
[12 empty] | _____ |  | 0% | 0 | 0 | _____
[12 empty] | _____ |  | 0% | 0 | 0 | _____
[12 empty] | _____ |  | 0% | 0 | 0 | _____
[12 empty] | _____ |  | 0% | 0 | 0 | _____
[12 empty] | _____ |  | 0% | 0 | 0 | _____
[12 empty] | _____ |  | 0% | 0 | 0 | _____
[12 empty] | _____ |  | 0% | 0 | 0 | _____
[12 empty] | _____ |  | 0% | 0 | 0 | _____
[12 empty] | _____ |  | 0% | 0 | 0 | _____
[12 empty] | _____ |  | 0% | 0 | 0 | _____
[12 empty] | _____ |  | 0% | 0 | 0 | _____
[12 empty] | _____ |  | 0% | 0 | 0 | _____
[12 empty] | _____ |  | 0% | 0 | 0 | _____
[12 empty] | _____ |  | 0% | 0 | 0 | _____
[12 empty] | _____ |  | 0% | 0 | 0 | _____
[12 empty] | _____ |  | 0% | 0 | 0 | _____
[12 empty] | _____ |  | 0% | 0 | 0 | _____
[12 empty] | _____ |  | 0% | 0 | 0 | _____
[12 empty] | _____ |  | 0% | 0 | 0 | _____
[12 empty] | _____ |  | 0% | 0 | 0 | _____
[12 empty] | _____ |  | 0% | 0 | 0 | _____
[12 empty] | _____ |  | 0% | 0 | 0 | _____
[12 empty] | _____ |  | 0% | 0 | 0 | _____
[12 empty] | _____ |  | 0% | 0 | 0 | _____
[12 empty] | _____ |  | 0% | 0 | 0 | _____
[12 empty] | _____ |  | 0% | 0 | 0 | _____
[12 empty] | _____ |  | 0% | 0 | 0 | _____
[12 empty] | _____ |  | 0% | 0 | 0 | _____
[12 empty] | _____ |  | 0% | 0 | 0 | _____
[12 empty] | _____ |  | 0% | 0 | 0 | _____
[12 empty] | _____ |  | 0% | 0 | 0 | _____
[12 empty] | _____ |  | 0% | 0 | 0 | _____
[12 empty] | _____ |  | 0% | 0 | 0 | _____
[12 empty] | _____ |  | 0% | 0 | 0 | _____
[12 empty] | _____ |  | 0% | 0 | 0 | _____
[12 empty] | _____ |  | 0% | 0 | 0 | _____
[12 empty] | _____ |  | 0% | 0 | 0 | _____
[12 empty] | _____ |  | 0% | 0 | 0 | _____
[12 empty] | _____ |  | 0% | 0 | 0 | _____
[12 empty] | _____ |  | 0% | 0 | 0 | _____
[12 empty] | _____ |  | 0% | 0 | 0 | _____
[12 empty] | _____ |  | 0% | 0 | 0 | _____
[12 empty] | _____ |  | 0% | 0 | 0 | _____
[12 empty] | _____ |  | 0% | 0 | 0 | _____
[12 empty] | _____ |  | 0% | 0 | 0 | _____
[12 empty] | _____ |  | 0% | 0 | 0 | _____
[12 empty] | _____ |  | 0% | 0 | 0 | _____
[12 empty] | _____ |  | 0% | 0 | 0 | _____
[12 empty] | _____ |  | 0% | 0 | 0 | _____
[12 empty] | _____ |  | 0% | 0 | 0 | _____
[12 empty] | _____ |  | 0% | 0 | 0 | _____
[12 empty] | _____ |  | 0% | 0 | 0 | _____
[12 empty] | _____ |  | 0% | 0 | 0 | _____
[12 empty] | _____ |  | 0% | 0 | 0 | _____
[12 empty] | _____ |  | 0% | 0 | 0 | _____
[12 empty] | _____ |  | 0% | 0 | 0 | _____
[12 empty] | _____ |  | 0% | 0 | 0 | _____
[12 empty] | _____ |  | 0% | 0 | 0 | _____
[12 empty] | _____ |  | 0% | 0 | 0 | _____
[12 empty] | _____ |  | 0% | 0 | 0 | _____
[12 empty] | _____ |  | 0% | 0 | 0 | _____
[12 empty] | _____ |  | 0% | 0 | 0 | _____
[12 empty] | _____ |  | 0% | 0 | 0 | _____
[12 empty] | _____ |  | 0% | 0 | 0 | _____
[12 empty] | _____ |  | 0% | 0 | 0 | _____
[12 empty] | _____ |  | 0% | 0 | 0 | _____
[12 empty] | _____ |  | 0% | 0 | 0 | _____
[12 empty] | _____ |  | 0% | 0 | 0 | _____
[12 empty] | _____ |  | 0% | 0 | 0 | _____
[12 empty] | _____ |  | 0% | 0 | 0 | _____
[12 empty] | _____ |  | 0% | 0 | 0 | _____
[12 empty] | _____ |  | 0% | 0 | 0 | _____
[12 empty] | _____ |  | 0% | 0 | 0 | _____
[12 empty] | _____ |  | 0% | 0 | 0 | _____
[12 empty] | _____ |  | 0% | 0 | 0 | _____
[12 empty] | _____ |  | 0% | 0 | 0 | _____
[12 empty] | _____ |  | 0% | 0 | 0 | _____
[12 empty] | _____ |  | 0% | 0 | 0 | _____
[12 empty] | _____ |  | 0% | 0 | 0 | _____
[12 empty] | _____ |  | 0% | 0 | 0 | _____
[12 empty] | _____ |  | 0% | 0 | 0 | _____
[12 empty] | _____ |  | 0% | 0 | 0 | _____
[12 empty] | _____ |  | 0% | 0 | 0 | _____
[12 empty] | _____ |  | 0% | 0 | 0 | _____
[12 empty] | _____ |  | 0% | 0 | 0 | _____
[12 empty] | _____ |  | 0% | 0 | 0 | _____
[12 empty] | _____ |  | 0% | 0 | 0 | _____
[12 empty] | _____ |  | 0% | 0 | 0 | _____
[12 empty] | _____ |  | 0% | 0 | 0 | _____
[12 empty] | _____ |  | 0% | 0 | 0 | _____
[12 empty] | _____ |  | 0% | 0 | 0 | _____
[12 empty] | _____ |  | 0% | 0 | 0 | _____
[12 empty] | _____ |  | 0% | 0 | 0 | _____
[12 empty] | _____ |  | 0% | 0 | 0 | _____
[12 empty] | _____ |  | 0% | 0 | 0 | _____
[12 empty] | _____ |  | 0% | 0 | 0 | _____
[12 empty] | _____ |  | 0% | 0 | 0 | _____
[12 empty] | _____ |  | 0% | 0 | 0 | _____
[12 empty] | _____ |  | 0% | 0 | 0 | _____
[12 empty] | _____ |  | 0% | 0 | 0 | _____
[12 empty] | _____ |  | 0% | 0 | 0 | _____
[12 empty] | _____ |  | 0% | 0 | 0 | _____
[12 empty] | _____ |  | 0% | 0 | 0 | _____
[12 empty] | _____ |  | 0% | 0 | 0 | _____
[12 empty] | _____ |  | 0% | 0 | 0 | _____
[12 empty] | _____ |  | 0% | 0 | 0 | _____
[12 empty] | _____ |  | 0% | 0 | 0 | _____
[12 empty] | _____ |  | 0% | 0 | 0 | _____
[12 empty] | _____ |  | 0% | 0 | 0 | _____
[12 empty] | _____ |  | 0% | 0 | 0 | _____
[12 empty] | _____ |  | 0% | 0 | 0 | _____
[12 empty] | _____ |  | 0% | 0 | 0 | _____
[12 empty] | _____ |  | 0% | 0 | 0 | _____
[12 empty] | _____ |  | 0% | 0 | 0 | _____
[12 empty] | _____ |  | 0% | 0 | 0 | _____
[12 empty] | _____ |  | 0% | 0 | 0 | _____
[12 empty] | _____ |  | 0% | 0 | 0 | _____
[12 empty] | _____ |  | 0% | 0 | 0 | _____
[12 empty] | _____ |  | 0% | 0 | 0 | _____
[12 empty] | _____ |  | 0% | 0 | 0 | _____
[12 empty] | _____ |  | 0% | 0 | 0 | _____
[12 empty] | _____ |  | 0% | 0 | 0 | _____
[12 empty] | _____ |  | 0% | 0 | 0 | _____
[12 empty] | _____ |  | 0% | 0 | 0 | _____
[12 empty] | _____ |  | 0% | 0 | 0 | _____
[12 empty] | _____ |  | 0% | 0 | 0 | _____
[12 empty] | _____ |  | 0% | 0 | 0 | _____
[12 empty] | _____ |  | 0% | 0 | 0 | _____
[12 empty] | _____ |  | 0% | 0 | 0 | _____
[12 empty] | _____ |  | 0% | 0 | 0 | _____
[12 empty] | _____ |  | 0% | 0 | 0 | _____
[12 empty] | _____ |  | 0% | 0 | 0 | _____
[12 empty] | _____ |  | 0% | 0 | 0 | _____
[12 empty] | _____ |  | 0% | 0 | 0 | _____
[12 empty] | _____ |  | 0% | 0 | 0 | _____
[12 empty] | _____ |  | 0% | 0 | 0 | _____
[12 empty] | _____ |  | 0% | 0 | 0 | _____
[12 empty] | _____ |  | 0% | 0 | 0 | _____
[12 empty] | _____ |  | 0% | 0 | 0 | _____
[12 empty] | _____ |  | 0% | 0 | 0 | _____
[12 empty] | _____ |  | 0% | 0 | 0 | _____
[12 empty] | _____ |  | 0% | 0 | 0 | _____
[12 empty] | _____ |  | 0% | 0 | 0 | _____
[12 empty] | _____ |  | 0% | 0 | 0 | _____
[12 empty] | _____ |  | 0% | 0 | 0 | _____
[12 empty] | _____ |  | 0% | 0 | 0 | _____
[12 empty] | _____ |  | 0% | 0 | 0 | _____
[12 empty] | _____ |  | 0% | 0 | 0 | _____
[12 empty] | _____ |  | 0% | 0 | 0 | _____
[12 empty] | _____ |  | 0% | 0 | 0 | _____
[12 empty] | _____ |  | 0% | 0 | 0 | _____
[12 empty] | _____ |  | 0% | 0 | 0 | _____
[12 empty] | _____ |  | 0% | 0 | 0 | _____
[12 empty] | _____ |  | 0% | 0 | 0 | _____
[12 empty] | _____ |  | 0% | 0 | 0 | _____
[12 empty] | _____ |  | 0% | 0 | 0 | _____
[12 empty] | _____ |  | 0% | 0 | 0 | _____
[12 empty] | _____ |  | 0% | 0 | 0 | _____
[12 empty] | _____ |  | 0% | 0 | 0 | _____
[12 empty] | _____ |  | 0% | 0 | 0 | _____
[12 empty] | _____ |  | 0% | 0 | 0 | _____
[12 empty] | _____ |  | 0% | 0 | 0 | _____
[12 empty] | _____ |  | 0% | 0 | 0 | _____
[12 empty] | _____ |  | 0% | 0 | 0 | _____
[12 empty] | _____ |  | 0% | 0 | 0 | _____
[12 empty] | _____ |  | 0% | 0 | 0 | _____
[12 empty] | _____ |  | 0% | 0 | 0 | _____
[12 empty] | _____ |  | 0% | 0 | 0 | _____
[12 empty] | _____ |  | 0% | 0 | 0 | _____
[12 empty] | _____ |  | 0% | 0 | 0 | _____
[12 empty] | _____ |  | 0% | 0 | 0 | _____
[12 empty] | _____ |  | 0% | 0 | 0 | _____
[12 empty] | _____ |  | 0% | 0 | 0 | _____
[12 empty] | _____ |  | 0% | 0 | 0 | _____
[12 empty] | _____ |  | 0% | 0 | 0 | _____
[12 empty] | _____ |  | 0% | 0 | 0 | _____
[12 empty] | _____ |  | 0% | 0 | 0 | _____
[12 empty] | _____ |  | 0% | 0 | 0 | _____
[12 empty] | _____ |  | 0% | 0 | 0 | _____
[12 empty] | _____ |  | 0% | 0 | 0 | _____
[12 empty] | _____ |  | 0% | 0 | 0 | _____
[12 empty] | _____ |  | 0% | 0 | 0 | _____
[12 empty] | _____ |  | 0% | 0 | 0 | _____
[12 empty] | _____ |  | 0% | 0 | 0 | _____
[12 empty] | _____ |  | 0% | 0 | 0 | _____
[12 empty] | _____ |  | 0% | 0 | 0 | _____
[12 empty] | _____ |  | 0% | 0 | 0 | _____
[12 empty] | _____ |  | 0% | 0 | 0 | _____
[12 empty] | _____ |  | 0% | 0 | 0 | _____
[12 empty] | _____ |  | 0% | 0 | 0 | _____
[12 empty] | _____ |  | 0% | 0 | 0 | _____
[12 empty] | _____ |  | 0% | 0 | 0 | _____
[12 empty] | _____ |  | 0% | 0 | 0 | _____
[12 empty] | _____ |  | 0% | 0 | 0 | _____
[12 empty] | _____ |  | 0% | 0 | 0 | _____
[12 empty] | _____ |  | 0% | 0 | 0 | _____
[12 empty] | _____ |  | 0% | 0 | 0 | _____
[12 empty] | _____ |  | 0% | 0 | 0 | _____
[12 empty] | _____ |  | 0% | 0 | 0 | _____
[12 empty] | _____ |  | 0% | 0 | 0 | _____
[12 empty] | _____ |  | 0% | 0 | 0 | _____
[12 empty] | _____ |  | 0% | 0 | 0 | _____
[12 empty] | _____ |  | 0% | 0 | 0 | _____
[12 empty] | _____ |  | 0% | 0 | 0 | _____
[12 empty] | _____ |  | 0% | 0 | 0 | _____
[12 empty] | _____ |  | 0% | 0 | 0 | _____
[12 empty] | _____ |  | 0% | 0 | 0 | _____
[12 empty] | _____ |  | 0% | 0 | 0 | _____
[12 empty] | _____ |  | 0% | 0 | 0 | _____
[12 empty] | _____ |  | 0% | 0 | 0 | _____
[12 empty] | _____ |  | 0% | 0 | 0 | _____
[12 empty] | _____ |  | 0% | 0 | 0 | _____
[12 empty] | _____ |  | 0% | 0 | 0 | _____
[12 empty] | _____ |  | 0% | 0 | 0 | _____
[12 empty] | _____ |  | 0% | 0 | 0 | _____
[12 empty] | _____ |  | 0% | 0 | 0 | _____
[12 empty] | _____ |  | 0% | 0 | 0 | _____
[12 empty] | _____ |  | 0% | 0 | 0 | _____
[12 empty] | _____ |  | 0% | 0 | 0 | _____
[12 empty] | _____ |  | 0% | 0 | 0 | _____
[12 empty] | _____ |  | 0% | 0 | 0 | _____
[12 empty] | _____ |  | 0% | 0 | 0 | _____
[12 empty] | _____ |  | 0% | 0 | 0 | _____
[12 empty] | _____ |  | 0% | 0 | 0 | _____
[12 empty] | _____ |  | 0% | 0 | 0 | _____
[12 empty] | _____ |  | 0% | 0 | 0 | _____
[12 empty] | _____ |  | 0% | 0 | 0 | _____
[12 empty] | _____ |  | 0% | 0 | 0 | _____
[12 empty] | _____ |  | 0% | 0 | 0 | _____
[12 empty] | _____ |  | 0% | 0 | 0 | _____
[12 empty] | _____ |  | 0% | 0 | 0 | _____
[12 empty] | _____ |  | 0% | 0 | 0 | _____
[12 empty] | _____ |  | 0% | 0 | 0 | _____
[12 empty] | _____ |  | 0% | 0 | 0 | _____
[12 empty] | _____ |  | 0% | 0 | 0 | _____
[12 empty] | _____ |  | 0% | 0 | 0 | _____
[12 empty] | _____ |  | 0% | 0 | 0 | _____
[12 empty] | _____ |  | 0% | 0 | 0 | _____
[12 empty] | _____ |  | 0% | 0 | 0 | _____
[12 empty] | _____ |  | 0% | 0 | 0 | _____
[12 empty] | _____ |  | 0% | 0 | 0 | _____
[12 empty] | _____ |  | 0% | 0 | 0 | _____
[12 empty] | _____ |  | 0% | 0 | 0 | _____
[12 empty] | _____ |  | 0% | 0 | 0 | _____
[12 empty] | _____ |  | 0% | 0 | 0 | _____
[12 empty] | _____ |  | 0% | 0 | 0 | _____
[12 empty] | _____ |  | 0% | 0 | 0 | _____
[12 empty] | _____ |  | 0% | 0 | 0 | _____
[12 empty] | _____ |  | 0% | 0 | 0 | _____
[12 empty] | _____ |  | 0% | 0 | 0 | _____
[12 empty] | _____ |  | 0% | 0 | 0 | _____
[12 empty] | _____ |  | 0% | 0 | 0 | _____
[12 empty] | _____ |  | 0% | 0 | 0 | _____
[12 empty] | _____ |  | 0% | 0 | 0 | _____
[12 empty] | _____ |  | 0% | 0 | 0 | _____
[12 empty] | _____ |  | 0% | 0 | 0 | _____
[12 empty] | _____ |  | 0% | 0 | 0 | _____
[12 empty] | _____ |  | 0% | 0 | 0 | _____
[12 empty] | _____ |  | 0% | 0 | 0 | _____
[12 empty] | _____ |  | 0% | 0 | 0 | _____
[12 empty] | _____ |  | 0% | 0 | 0 | _____
[12 empty] | _____ |  | 0% | 0 | 0 | _____
[12 empty] | _____ |  | 0% | 0 | 0 | _____
[12 empty] | _____ |  | 0% | 0 | 0 | _____
[12 empty] | _____ |  | 0% | 0 | 0 | _____
[12 empty] | _____ |  | 0% | 0 | 0 | _____
[12 empty] | _____ |  | 0% | 0 | 0 | _____
[12 empty] | _____ |  | 0% | 0 | 0 | _____
[12 empty] | _____ |  | 0% | 0 | 0 | _____
[12 empty] | _____ |  | 0% | 0 | 0 | _____
[12 empty] | _____ |  | 0% | 0 | 0 | _____
[12 empty] | _____ |  | 0% | 0 | 0 | _____
[12 empty] | _____ |  | 0% | 0 | 0 | _____
[12 empty] | _____ |  | 0% | 0 | 0 | _____
[12 empty] | _____ |  | 0% | 0 | 0 | _____
[12 empty] | _____ |  | 0% | 0 | 0 | _____
[12 empty] | _____ |  | 0% | 0 | 0 | _____
[12 empty] | _____ |  | 0% | 0 | 0 | _____
[12 empty] | _____ |  | 0% | 0 | 0 | _____
[12 empty] | _____ |  | 0% | 0 | 0 | _____
[12 empty] | _____ |  | 0% | 0 | 0 | _____
[12 empty] | _____ |  | 0% | 0 | 0 | _____
[12 empty] | _____ |  | 0% | 0 | 0 | _____
[12 empty] | _____ |  | 0% | 0 | 0 | _____
[12 empty] | _____ |  | 0% | 0 | 0 | _____
[12 empty] | _____ |  | 0% | 0 | 0 | _____
[12 empty] | _____ |  | 0% | 0 | 0 | _____
[12 empty] | _____ |  | 0% | 0 | 0 | _____
[12 empty] | _____ |  | 0% | 0 | 0 | _____
[12 empty] | _____ |  | 0% | 0 | 0 | _____
[12 empty] | _____ |  | 0% | 0 | 0 | _____
[12 empty] | _____ |  | 0% | 0 | 0 | _____
[12 empty] | _____ |  | 0% | 0 | 0 | _____
[12 empty] | _____ |  | 0% | 0 | 0 | _____
[12 empty] | _____ |  | 0% | 0 | 0 | _____
[12 empty] | _____ |  | 0% | 0 | 0 | _____
[12 empty] | _____ |  | 0% | 0 | 0 | _____
[12 empty] | _____ |  | 0% | 0 | 0 | _____
[12 empty] | _____ |  | 0% | 0 | 0 | _____
[12 empty] | _____ |  | 0% | 0 | 0 | _____
[12 empty] | _____ |  | 0% | 0 | 0 | _____
[12 empty] | _____ |  | 0% | 0 | 0 | _____
[12 empty] | _____ |  | 0% | 0 | 0 | _____
[12 empty] | _____ |  | 0% | 0 | 0 | _____
[12 empty] | _____ |  | 0% | 0 | 0 | _____
[12 empty] | _____ |  | 0% | 0 | 0 | _____
[12 empty] | _____ |  | 0% | 0 | 0 | _____
[12 empty] | _____ |  | 0% | 0 | 0 | _____
[12 empty] | _____ |  | 0% | 0 | 0 | _____
[12 empty] | _____ |  | 0% | 0 | 0 | _____
[12 empty] | _____ |  | 0% | 0 | 0 | _____
[12 empty] | _____ |  | 0% | 0 | 0 | _____
[12 empty] | _____ |  | 0% | 0 | 0 | _____
[12 empty] | _____ |  | 0% | 0 | 0 | _____
[12 empty] | _____ |  | 0% | 0 | 0 | _____
[12 empty] | _____ |  | 0% | 0 | 0 | _____
[12 empty] | _____ |  | 0% | 0 | 0 | _____
[12 empty] | _____ |  | 0% | 0 | 0 | _____
[12 empty] | _____ |  | 0% | 0 | 0 | _____
[12 empty] | _____ |  | 0% | 0 | 0 | _____
[12 empty] | _____ |  | 0% | 0 | 0 | _____
[12 empty] | _____ |  | 0% | 0 | 0 | _____
[12 empty] | _____ |  | 0% | 0 | 0 | _____
[12 empty] | _____ |  | 0% | 0 | 0 | _____
[12 empty] | _____ |  | 0% | 0 | 0 | _____
[12 empty] | _____ |  | 0% | 0 | 0 | _____
[12 empty] | _____ |  | 0% | 0 | 0 | _____
[12 empty] | _____ |  | 0% | 0 | 0 | _____
[12 empty] | _____ |  | 0% | 0 | 0 | _____
[12 empty] | _____ |  | 0% | 0 | 0 | _____
[12 empty] | _____ |  | 0% | 0 | 0 | _____
[12 empty] | _____ |  | 0% | 0 | 0 | _____
[12 empty] | _____ |  | 0% | 0 | 0 | _____
[12 empty] | _____ |  | 0% | 0 | 0 | _____
[12 empty] | _____ |  | 0% | 0 | 0 | _____
[12 empty] | _____ |  | 0% | 0 | 0 | _____
[12 empty] | _____ |  | 0% | 0 | 0 | _____
[12 empty] | _____ |  | 0% | 0 | 0 | _____
[12 empty] | _____ |  | 0% | 0 | 0 | _____
[12 empty] | _____ |  | 0% | 0 | 0 | _____
[12 empty] | _____ |  | 0% | 0 | 0 | _____
[12 empty] | _____ |  | 0% | 0 | 0 | _____
[12 empty] | _____ |  | 0% | 0 | 0 | _____
[12 empty] | _____ |  | 0% | 0 | 0 | _____
[12 empty] | _____ |  | 0% | 0 | 0 | _____
[12 empty] | _____ |  | 0% | 0 | 0 | _____
[12 empty] | _____ |  | 0% | 0 | 0 | _____
[12 empty] | _____ |  | 0% | 0 | 0 | _____
[12 empty] | _____ |  | 0% | 0 | 0 | _____
[12 empty] | _____ |  | 0% | 0 | 0 | _____
[12 empty] | _____ |  | 0% | 0 | 0 | _____
[12 empty] | _____ |  | 0% | 0 | 0 | _____
[12 empty] | _____ |  | 0% | 0 | 0 | _____
[12 empty] | _____ |  | 0% | 0 | 0 | _____
[12 empty] | _____ |  | 0% | 0 | 0 | _____
[12 empty] | _____ |  | 0% | 0 | 0 | _____
[12 empty] | _____ |  | 0% | 0 | 0 | _____
[12 empty] | _____ |  | 0% | 0 | 0 | _____
[12 empty] | _____ |  | 0% | 0 | 0 | _____
[12 empty] | _____ |  | 0% | 0 | 0 | _____
[12 empty] | _____ |  | 0% | 0 | 0 | _____
[12 empty] | _____ |  | 0% | 0 | 0 | _____
[12 empty] | _____ |  | 0% | 0 | 0 | _____
[12 empty] | _____ |  | 0% | 0 | 0 | _____
[12 empty] | _____ |  | 0% | 0 | 0 | _____
[12 empty] | _____ |  | 0% | 0 | 0 | _____
[12 empty] | _____ |  | 0% | 0 | 0 | _____
[12 empty] | _____ |  | 0% | 0 | 0 | _____
[12 empty] | _____ |  | 0% | 0 | 0 | _____
[12 empty] | _____ |  | 0% | 0 | 0 | _____
[12 empty] | _____ |  | 0% | 0 | 0 | _____
[12 empty] | _____ |  | 0% | 0 | 0 | _____
[12 empty] | _____ |  | 0% | 0 | 0 | _____
[12 empty] | _____ |  | 0% | 0 | 0 | _____
[12 empty] | _____ |  | 0% | 0 | 0 | _____
[12 empty] | _____ |  | 0% | 0 | 0 | _____
[12 empty] | _____ |  | 0% | 0 | 0 | _____
[12 empty] | _____ |  | 0% | 0 | 0 | _____
[12 empty] | _____ |  | 0% | 0 | 0 | _____
[12 empty] | _____ |  | 0% | 0 | 0 | _____
[12 empty] | _____ |  | 0% | 0 | 0 | _____
[12 empty] | _____ |  | 0% | 0 | 0 | _____
[12 empty] | _____ |  | 0% | 0 | 0 | _____
[12 empty] | _____ |  | 0% | 0 | 0 | _____
[12 empty] | _____ |  | 0% | 0 | 0 | _____
[12 empty] | _____ |  | 0% | 0 | 0 | _____
[12 empty] | _____ |  | 0% | 0 | 0 | _____
[12 empty] | _____ |  | 0% | 0 | 0 | _____
[12 empty] | _____ |  | 0% | 0 | 0 | _____
[12 empty] | _____ |  | 0% | 0 | 0 | _____
[12 empty] | _____ |  | 0% | 0 | 0 | _____
[12 empty] | _____ |  | 0% | 0 | 0 | _____
[12 empty] | _____ |  | 0% | 0 | 0 | _____
[12 empty] | _____ |  | 0% | 0 | 0 | _____
[12 empty] | _____ |  | 0% | 0 | 0 | _____
[12 empty] | _____ |  | 0% | 0 | 0 | _____
[12 empty] | _____ |  | 0% | 0 | 0 | _____
[12 empty] | _____ |  | 0% | 0 | 0 | _____
[12 empty] | _____ |  | 0% | 0 | 0 | _____
[12 empty] | _____ |  | 0% | 0 | 0 | _____
[12 empty] | _____ |  | 0% | 0 | 0 | _____
[12 empty] | _____ |  | 0% | 0 | 0 | _____
[12 empty] | _____ |  | 0% | 0 | 0 | _____
[12 empty] | _____ |  | 0% | 0 | 0 | _____
[12 empty] | _____ |  | 0% | 0 | 0 | _____
[12 empty] | _____ |  | 0% | 0 | 0 | _____
[12 empty] | _____ |  | 0% | 0 | 0 | _____
[12 empty] | _____ |  | 0% | 0 | 0 | _____
[12 empty] | _____ |  | 0% | 0 | 0 | _____
[12 empty] | _____ |  | 0% | 0 | 0 | _____
[12 empty] | _____ |  | 0% | 0 | 0 | _____
[12 empty] | _____ |  | 0% | 0 | 0 | _____
[12 empty] | _____ |  | 0% | 0 | 0 | _____
[12 empty] | _____ |  | 0% | 0 | 0 | _____
[12 empty] | _____ |  | 0% | 0 | 0 | _____
[12 empty] | _____ |  | 0% | 0 | 0 | _____
[12 empty] | _____ |  | 0% | 0 | 0 | _____
[12 empty] | _____ |  | 0% | 0 | 0 | _____
[12 empty] | _____ |  | 0% | 0 | 0 | _____
[12 empty] | _____ |  | 0% | 0 | 0 | _____
[12 empty] | _____ |  | 0% | 0 | 0 | _____
[12 empty] | _____ |  | 0% | 0 | 0 | _____
[12 empty] | _____ |  | 0% | 0 | 0 | _____
[12 empty] | _____ |  | 0% | 0 | 0 | _____
[12 empty] | _____ |  | 0% | 0 | 0 | _____
[12 empty] | _____ |  | 0% | 0 | 0 | _____
[12 empty] | _____ |  | 0% | 0 | 0 | _____
[12 empty] | _____ |  | 0% | 0 | 0 | _____
[12 empty] | _____ |  | 0% | 0 | 0 | _____
[12 empty] | _____ |  | 0% | 0 | 0 | _____
[12 empty] | _____ |  | 0% | 0 | 0 | _____
[12 empty] | _____ |  | 0% | 0 | 0 | _____
[12 empty] | _____ |  | 0% | 0 | 0 | _____
[12 empty] | _____ |  | 0% | 0 | 0 | _____
[12 empty] | _____ |  | 0% | 0 | 0 | _____
[12 empty] | _____ |  | 0% | 0 | 0 | _____
[12 empty] | _____ |  | 0% | 0 | 0 | _____
[12 empty] | _____ |  | 0% | 0 | 0 | _____
[12 empty] | _____ |  | 0% | 0 | 0 | _____
[12 empty] | _____ |  | 0% | 0 | 0 | _____
[12 empty] | _____ |  | 0% | 0 | 0 | _____
[12 empty] | _____ |  | 0% | 0 | 0 | _____
[12 empty] | _____ |  | 0% | 0 | 0 | _____
[12 empty] | _____ |  | 0% | 0 | 0 | _____
[12 empty] | _____ |  | 0% | 0 | 0 | _____
[12 empty] | _____ |  | 0% | 0 | 0 | _____
[12 empty] | _____ |  | 0% | 0 | 0 | _____
[12 empty] | _____ |  | 0% | 0 | 0 | _____
[12 empty] | _____ |  | 0% | 0 | 0 | _____
[12 empty] | _____ |  | 0% | 0 | 0 | _____
[12 empty] | _____ |  | 0% | 0 | 0 | _____
[12 empty] | _____ |  | 0% | 0 | 0 | _____
[12 empty] | _____ |  | 0% | 0 | 0 | _____
[12 empty] | _____ |  | 0% | 0 | 0 | _____
[12 empty] | _____ |  | 0% | 0 | 0 | _____
[12 empty] | _____ |  | 0% | 0 | 0 | _____
[12 empty] | _____ |  | 0% | 0 | 0 | _____
[12 empty] | _____ |  | 0% | 0 | 0 | _____
[12 empty] | _____ |  | 0% | 0 | 0 | _____
[12 empty] | _____ |  | 0% | 0 | 0 | _____
[12 empty] | _____ |  | 0% | 0 | 0 | _____
[12 empty] | _____ |  | 0% | 0 | 0 | _____
[12 empty] | _____ |  | 0% | 0 | 0 | _____
[12 empty] | _____ |  | 0% | 0 | 0 | _____
[12 empty] | _____ |  | 0% | 0 | 0 | _____
[12 empty] | _____ |  | 0% | 0 | 0 | _____
[12 empty] | _____ |  | 0% | 0 | 0 | _____
[12 empty] | _____ |  | 0% | 0 | 0 | _____
[12 empty] | _____ |  | 0% | 0 | 0 | _____
[12 empty] | _____ |  | 0% | 0 | 0 | _____
[12 empty] | _____ |  | 0% | 0 | 0 | _____
[12 empty] | _____ |  | 0% | 0 | 0 | _____
[12 empty] | _____ |  | 0% | 0 | 0 | _____
[12 empty] | _____ |  | 0% | 0 | 0 | _____
[12 empty] | _____ |  | 0% | 0 | 0 | _____
[12 empty] | _____ |  | 0% | 0 | 0 | _____
[12 empty] | _____ |  | 0% | 0 | 0 | _____
[12 empty] | _____ |  | 0% | 0 | 0 | _____
[12 empty] | _____ |  | 0% | 0 | 0 | _____
[12 empty] | _____ |  | 0% | 0 | 0 | _____
[12 empty] | _____ |  | 0% | 0 | 0 | _____
[12 empty] | _____ |  | 0% | 0 | 0 | _____
[12 empty] | _____ |  | 0% | 0 | 0 | _____
[12 empty] | _____ |  | 0% | 0 | 0 | _____
[12 empty] | _____ |  | 0% | 0 | 0 | _____
[12 empty] | _____ |  | 0% | 0 | 0 | _____
[12 empty] | _____ |  | 0% | 0 | 0 | _____
[12 empty] | _____ |  | 0% | 0 | 0 | _____
[12 empty] | _____ |  | 0% | 0 | 0 | _____
[12 empty] | _____ |  | 0% | 0 | 0 | _____
[12 empty] | _____ |  | 0% | 0 | 0 | _____
[12 empty] | _____ |  | 0% | 0 | 0 | _____
[12 empty] | _____ |  | 0% | 0 | 0 | _____
[12 empty] | _____ |  | 0% | 0 | 0 | _____
[12 empty] | _____ |  | 0% | 0 | 0 | _____
[12 empty] | _____ |  | 0% | 0 | 0 | _____
[12 empty] | _____ |  | 0% | 0 | 0 | _____
[12 empty] | _____ |  | 0% | 0 | 0 | _____
[12 empty] | _____ |  | 0% | 0 | 0 | _____
[12 empty] | _____ |  | 0% | 0 | 0 | _____
[12 empty] | _____ |  | 0% | 0 | 0 | _____
[12 empty] | _____ |  | 0% | 0 | 0 | _____
[12 empty] | _____ |  | 0% | 0 | 0 | _____
[12 empty] | _____ |  | 0% | 0 | 0 | _____
[12 empty] | _____ |  | 0% | 0 | 0 | _____
[12 empty] | _____ |  | 0% | 0 | 0 | _____
[12 empty] | _____ |  | 0% | 0 | 0 | _____
[12 empty] | _____ |  | 0% | 0 | 0 | _____
[12 empty] | _____ |  | 0% | 0 | 0 | _____
[12 empty] | _____ |  | 0% | 0 | 0 | _____
[12 empty] | _____ |  | 0% | 0 | 0 | _____
[12 empty] | _____ |  | 0% | 0 | 0 | _____
[12 empty] | _____ |  | 0% | 0 | 0 | _____
[12 empty] | _____ |  | 0% | 0 | 0 | _____
[12 empty] | _____ |  | 0% | 0 | 0 | _____
[12 empty] | _____ |  | 0% | 0 | 0 | _____
[12 empty] | _____ |  | 0% | 0 | 0 | _____
[12 empty] | _____ |  | 0% | 0 | 0 | _____
[12 empty] | _____ |  | 0% | 0 | 0 | _____
[12 empty] | _____ |  | 0% | 0 | 0 | _____
[12 empty] | _____ |  | 0% | 0 | 0 | _____
[12 empty] | _____ |  | 0% | 0 | 0 | _____
[12 empty] | _____ |  | 0% | 0 | 0 | _____
[12 empty] | _____ |  | 0% | 0 | 0 | _____
[12 empty] | _____ |  | 0% | 0 | 0 | _____
[12 empty] | _____ |  | 0% | 0 | 0 | _____
[12 empty] | _____ |  | 0% | 0 | 0 | _____
[12 empty] | _____ |  | 0% | 0 | 0 | _____
[12 empty] | _____ |  | 0% | 0 | 0 | _____
[12 empty] | _____ |  | 0% | 0 | 0 | _____
[12 empty] | _____ |  | 0% | 0 | 0 | _____
[12 empty] | _____ |  | 0% | 0 | 0 | _____
[12 empty] | _____ |  | 0% | 0 | 0 | _____
[12 empty] | _____ |  | 0% | 0 | 0 | _____
[12 empty] | _____ |  | 0% | 0 | 0 | _____
[12 empty] | _____ |  | 0% | 0 | 0 | _____
[12 empty] | _____ |  | 0% | 0 | 0 | _____
[12 empty] | _____ |  | 0% | 0 | 0 | _____
[12 empty] | _____ |  | 0% | 0 | 0 | _____
[12 empty] | _____ |  | 0% | 0 | 0 | _____
[12 empty] | _____ |  | 0% | 0 | 0 | _____
[12 empty] | _____ |  | 0% | 0 | 0 | _____
[12 empty] | _____ |  | 0% | 0 | 0 | _____
[12 empty] | _____ |  | 0% | 0 | 0 | _____
[12 empty] | _____ |  | 0% | 0 | 0 | _____
[12 empty] | _____ |  | 0% | 0 | 0 | _____
[12 empty] | _____ |  | 0% | 0 | 0 | _____
[12 empty] | _____ |  | 0% | 0 | 0 | _____
[12 empty] | _____ |  | 0% | 0 | 0 | _____
[12 empty] | _____ |  | 0% | 0 | 0 | _____
[12 empty] | _____ |  | 0% | 0 | 0 | _____
[12 empty] | _____ |  | 0% | 0 | 0 | _____
[12 empty] | _____ |  | 0% | 0 | 0 | _____
[12 empty] | _____ |  | 0% | 0 | 0 | _____
[12 empty] | _____ |  | 0% | 0 | 0 | _____
[12 empty] | _____ |  | 0% | 0 | 0 | _____
[12 empty] | _____ |  | 0% | 0 | 0 | _____
[12 empty] | _____ |  | 0% | 0 | 0 | _____
[12 empty] | _____ |  | 0% | 0 | 0 | _____
[12 empty] | _____ |  | 0% | 0 | 0 | _____
[12 empty] | _____ |  | 0% | 0 | 0 | _____
[12 empty] | _____ |  | 0% | 0 | 0 | _____
[12 empty] | _____ |  | 0% | 0 | 0 | _____
[12 empty] | _____ |  | 0% | 0 | 0 | _____
[12 empty] | _____ |  | 0% | 0 | 0 | _____
[12 empty] | _____ |  | 0% | 0 | 0 | _____
[12 empty] | _____ |  | 0% | 0 | 0 | _____
[12 empty] | _____ |  | 0% | 0 | 0 | _____
[12 empty] | _____ |  | 0% | 0 | 0 | _____
[12 empty] | _____ |  | 0% | 0 | 0 | _____
[12 empty] | _____ |  | 0% | 0 | 0 | _____
[12 empty] | _____ |  | 0% | 0 | 0 | _____
[12 empty] | _____ |  | 0% | 0 | 0 | _____
[12 empty] | _____ |  | 0% | 0 | 0 | _____
[12 empty] | _____ |  | 0% | 0 | 0 | _____
[12 empty] | _____ |  | 0% | 0 | 0 | _____
[12 empty] | _____ |  | 0% | 0 | 0 | _____
[12 empty] | _____ |  | 0% | 0 | 0 | _____
[12 empty] | _____ |  | 0% | 0 | 0 | _____
[12 empty] | _____ |  | 0% | 0 | 0 | _____
[12 empty] | _____ |  | 0% | 0 | 0 | _____
[12 empty] | _____ |  | 0% | 0 | 0 | _____
[12 empty] | _____ |  | 0% | 0 | 0 | _____
[12 empty] | _____ |  | 0% | 0 | 0 | _____
[12 empty] | _____ |  | 0% | 0 | 0 | _____
[12 empty] | _____ |  | 0% | 0 | 0 | _____
[12 empty] | _____ |  | 0% | 0 | 0 | _____
[12 empty] | _____ |  | 0% | 0 | 0 | _____
[12 empty] | _____ |  | 0% | 0 | 0 | _____
[12 empty] | _____ |  | 0% | 0 | 0 | _____
[12 empty] | _____ |  | 0% | 0 | 0 | _____
[12 empty] | _____ |  | 0% | 0 | 0 | _____
[12 empty] | _____ |  | 0% | 0 | 0 | _____
[12 empty] | _____ |  | 0% | 0 | 0 | _____
[12 empty] | _____ |  | 0% | 0 | 0 | _____
[12 empty] | _____ |  | 0% | 0 | 0 | _____
[12 empty] | _____ |  | 0% | 0 | 0 | _____
[12 empty] | _____ |  | 0% | 0 | 0 | _____
[12 empty] | _____ |  | 0% | 0 | 0 | _____
[12 empty] | _____ |  | 0% | 0 | 0 | _____
[12 empty] | _____ |  | 0% | 0 | 0 | _____
[12 empty] | _____ |  | 0% | 0 | 0 | _____
[12 empty] | _____ |  | 0% | 0 | 0 | _____
[12 empty] | _____ |  | 0% | 0 | 0 | _____
[12 empty] | _____ |  | 0% | 0 | 0 | _____
[12 empty] | _____ |  | 0% | 0 | 0 | _____
[12 empty] | _____ |  | 0% | 0 | 0 | _____
[12 empty] | _____ |  | 0% | 0 | 0 | _____
[12 empty] | _____ |  | 0% | 0 | 0 | _____
[12 empty] | _____ |  | 0% | 0 | 0 | _____
[12 empty] | _____ |  | 0% | 0 | 0 | _____
[12 empty] | _____ |  | 0% | 0 | 0 | _____
[12 empty] | _____ |  | 0% | 0 | 0 | _____
[12 empty] | _____ |  | 0% | 0 | 0 | _____
[12 empty] | _____ |  | 0% | 0 | 0 | _____
[12 empty] | _____ |  | 0% | 0 | 0 | _____
[12 empty] | _____ |  | 0% | 0 | 0 | _____
[12 empty] | _____ |  | 0% | 0 | 0 | _____
[12 empty] | _____ |  | 0% | 0 | 0 | _____
[12 empty] | _____ |  | 0% | 0 | 0 | _____
[12 empty] | _____ |  | 0% | 0 | 0 | _____
[12 empty] | _____ |  | 0% | 0 | 0 | _____
[12 empty] | _____ |  | 0% | 0 | 0 | _____
[12 empty] | _____ |  | 0% | 0 | 0 | _____
[12 empty] | _____ |  | 0% | 0 | 0 | _____
[12 empty] | _____ |  | 0% | 0 | 0 | _____
[12 empty] | _____ |  | 0% | 0 | 0 | _____
[12 empty] | _____ |  | 0% | 0 | 0 | _____
[12 empty] | _____ |  | 0% | 0 | 0 | _____
[12 empty] | _____ |  | 0% | 0 | 0 | _____
[12 empty] | _____ |  | 0% | 0 | 0 | _____
[12 empty] | _____ |  | 0% | 0 | 0 | _____
[12 empty] | _____ |  | 0% | 0 | 0 | _____
[12 empty] | _____ |  | 0% | 0 | 0 | _____
[12 empty] | _____ |  | 0% | 0 | 0 | _____
[12 empty] | _____ |  | 0% | 0 | 0 | _____
[12 empty] | _____ |  | 0% | 0 | 0 | _____
[12 empty] | _____ |  | 0% | 0 | 0 | _____
[12 empty] | _____ |  | 0% | 0 | 0 | _____
[12 empty] | _____ |  | 0% | 0 | 0 | _____
[12 empty] | _____ |  | 0% | 0 | 0 | _____
[12 empty] | _____ |  | 0% | 0 | 0 | _____
[12 empty] | _____ |  | 0% | 0 | 0 | _____
[12 empty] | _____ |  | 0% | 0 | 0 | _____
[12 empty] | _____ |  | 0% | 0 | 0 | _____
[12 empty] | _____ |  | 0% | 0 | 0 | _____
[12 empty] | _____ |  | 0% | 0 | 0 | _____
[12 empty] | _____ |  | 0% | 0 | 0 | _____
[12 empty] | _____ |  | 0% | 0 | 0 | _____
[12 empty] | _____ |  | 0% | 0 | 0 | _____
[12 empty] | _____ |  | 0% | 0 | 0 | _____
[12 empty] | _____ |  | 0% | 0 | 0 | _____
[12 empty] | _____ |  | 0% | 0 | 0 | _____
[12 empty] | _____ |  | 0% | 0 | 0 | _____
[12 empty] | _____ |  | 0% | 0 | 0 | _____
[12 empty] | _____ |  | 0% | 0 | 0 | _____
[12 empty] | _____ |  | 0% | 0 | 0 | _____
[12 empty] | _____ |  | 0% | 0 | 0 | _____
[12 empty] | _____ |  | 0% | 0 | 0 | _____
[12 empty] | _____ |  | 0% | 0 | 0 | _____
[12 empty] | _____ |  | 0% | 0 | 0 | _____
[12 empty] | _____ |  | 0% | 0 | 0 | _____
[12 empty] | _____ |  | 0% | 0 | 0 | _____
[12 empty] | _____ |  | 0% | 0 | 0 | _____
[12 empty] | _____ |  | 0% | 0 | 0 | _____
[12 empty] | _____ |  | 0% | 0 | 0 | _____
[12 empty] | _____ |  | 0% | 0 | 0 | _____
[12 empty] | _____ |  | 0% | 0 | 0 | _____
[12 empty] | _____ |  | 0% | 0 | 0 | _____
[12 empty] | _____ |  | 0% | 0 | 0 | _____
[12 empty] | _____ |  | 0% | 0 | 0 | _____
[12 empty] | _____ |  | 0% | 0 | 0 | _____
[12 empty] | _____ |  | 0% | 0 | 0 | _____
[12 empty] | _____ |  | 0% | 0 | 0 | _____
[12 empty] | _____ |  | 0% | 0 | 0 | _____
[12 empty] | _____ |  | 0% | 0 | 0 | _____
[12 empty] | _____ |  | 0% | 0 | 0 | _____
[12 empty] | _____ |  | 0% | 0 | 0 | _____
[12 empty] | _____ |  | 0% | 0 | 0 | _____
[12 empty] | _____ |  | 0% | 0 | 0 | _____
[12 empty] | _____ |  | 0% | 0 | 0 | _____
[12 empty] | _____ |  | 0% | 0 | 0 | _____
[12 empty] | _____ |  | 0% | 0 | 0 | _____
[12 empty] | _____ |  | 0% | 0 | 0 | _____
[12 empty] | _____ |  | 0% | 0 | 0 | _____
[12 empty] | _____ |  | 0% | 0 | 0 | _____
[12 empty] | _____ |  | 0% | 0 | 0 | _____
[12 empty] | _____ |  | 0% | 0 | 0 | _____
[12 empty] | _____ |  | 0% | 0 | 0 | _____
[12 empty] | _____ |  | 0% | 0 | 0 | _____
[12 empty] | _____ |  | 0% | 0 | 0 | _____
[12 empty] | _____ |  | 0% | 0 | 0 | _____
[12 empty] | _____ |  | 0% | 0 | 0 | _____
[12 empty] | _____ |  | 0% | 0 | 0 | _____
[12 empty] | _____ |  | 0% | 0 | 0 | _____
[12 empty] | _____ |  | 0% | 0 | 0 | _____
[12 empty] | _____ |  | 0% | 0 | 0 | _____
[12 empty] | _____ |  | 0% | 0 | 0 | _____
[12 empty] | _____ |  | 0% | 0 | 0 | _____
[12 empty] | _____ |  | 0% | 0 | 0 | _____
[12 empty] | _____ |  | 0% | 0 | 0 | _____
[12 empty] | _____ |  | 0% | 0 | 0 | _____
[12 empty] | _____ |  | 0% | 0 | 0 | _____
[12 empty] | _____ |  | 0% | 0 | 0 | _____
[12 empty] | _____ |  | 0% | 0 | 0 | _____
[12 empty] | _____ |  | 0% | 0 | 0 | _____
[12 empty] | _____ |  | 0% | 0 | 0 | _____
[12 empty] | _____ |  | 0% | 0 | 0 | _____
[12 empty] | _____ |  | 0% | 0 | 0 | _____
[12 empty] | _____ |  | 0% | 0 | 0 | _____
[12 empty] | _____ |  | 0% | 0 | 0 | _____
[12 empty] | _____ |  | 0% | 0 | 0 | _____
[12 empty] | _____ |  | 0% | 0 | 0 | _____
[12 empty] | _____ |  | 0% | 0 | 0 | _____
[12 empty] | _____ |  | 0% | 0 | 0 | _____
[12 empty] | _____ |  | 0% | 0 | 0 | _____
[12 empty] | _____ |  | 0% | 0 | 0 | _____
[12 empty] | _____ |  | 0% | 0 | 0 | _____
[12 empty] | _____ |  | 0% | 0 | 0 | _____
[12 empty] | _____ |  | 0% | 0 | 0 | _____
[12 empty] | _____ |  | 0% | 0 | 0 | _____
[12 empty] | _____ |  | 0% | 0 | 0 | _____
[12 empty] | _____ |  | 0% | 0 | 0 | _____
[12 empty] | _____ |  | 0% | 0 | 0 | _____
[12 empty] | _____ |  | 0% | 0 | 0 | _____
[12 empty] | _____ |  | 0% | 0 | 0 | _____
[12 empty] | _____ |  | 0% | 0 | 0 | _____
[12 empty] | _____ |  | 0% | 0 | 0 | _____
[12 empty] | _____ |  | 0% | 0 | 0 | _____
[12 empty] | _____ |  | 0% | 0 | 0 | _____
[12 empty] | _____ |  | 0% | 0 | 0 | _____
[12 empty] | _____ |  | 0% | 0 | 0 | _____
[12 empty] | _____ |  | 0% | 0 | 0 | _____
[12 empty] | _____ |  | 0% | 0 | 0 | _____
[12 empty] | _____ |  | 0% | 0 | 0 | _____
[12 empty] | _____ |  | 0% | 0 | 0 | _____
[12 empty] | _____ |  | 0% | 0 | 0 | _____
[12 empty] | _____ |  | 0% | 0 | 0 | _____
[12 empty] | _____ |  | 0% | 0 | 0 | _____
[12 empty] | _____ |  | 0% | 0 | 0 | _____
[12 empty] | _____ |  | 0% | 0 | 0 | _____
[12 empty] | _____ |  | 0% | 0 | 0 | _____
[12 empty] | _____ |  | 0% | 0 | 0 | _____
[12 empty] | _____ |  | 0% | 0 | 0 | _____
[12 empty] | _____ |  | 0% | 0 | 0 | _____
[12 empty] | _____ |  | 0% | 0 | 0 | _____
[12 empty] | _____ |  | 0% | 0 | 0 | _____
[12 empty] | _____ |  | 0% | 0 | 0 | _____
[12 empty] | _____ |  | 0% | 0 | 0 | _____
[12 empty] | _____ |  | 0% | 0 | 0 | _____
[12 empty] | _____ |  | 0% | 0 | 0 | _____
[12 empty] | _____ |  | 0% | 0 | 0 | _____
[12 empty] | _____ |  | 0% | 0 | 0 | _____
[12 empty] | _____ |  | 0% | 0 | 0 | _____
[12 empty] | _____ |  | 0% | 0 | 0 | _____
[12 empty] | _____ |  | 0% | 0 | 0 | _____
[12 empty] | _____ |  | 0% | 0 | 0 | _____
[12 empty] | _____ |  | 0% | 0 | 0 | _____
[12 empty] | _____ |  | 0% | 0 | 0 | _____
[12 empty] | _____ |  | 0% | 0 | 0 | _____
[12 empty] | _____ |  | 0% | 0 | 0 | _____
[12 empty] | _____ |  | 0% | 0 | 0 | _____
[12 empty] | _____ |  | 0% | 0 | 0 | _____
[12 empty] | _____ |  | 0% | 0 | 0 | _____
[12 empty] | _____ |  | 0% | 0 | 0 | _____
[12 empty] | _____ |  | 0% | 0 | 0 | _____
[12 empty] | _____ |  | 0% | 0 | 0 | _____
[12 empty] | _____ |  | 0% | 0 | 0 | _____
[12 empty] | _____ |  | 0% | 0 | 0 | _____
[12 empty] | _____ |  | 0% | 0 | 0 | _____
[12 empty] | _____ |  | 0% | 0 | 0 | _____
[12 empty] | _____ |  | 0% | 0 | 0 | _____
[12 empty] | _____ |  | 0% | 0 | 0 | _____
[12 empty] | _____ |  | 0% | 0 | 0 | _____
[12 empty] | _____ |  | 0% | 0 | 0 | _____
[12 empty] | _____ |  | 0% | 0 | 0 | _____
[12 empty] | _____ |  | 0% | 0 | 0 | _____
[12 empty] | _____ |  | 0% | 0 | 0 | _____
[12 empty] | _____ |  | 0% | 0 | 0 | _____
[12 empty] | _____ |  | 0% | 0 | 0 | _____
[12 empty] | _____ |  | 0% | 0 | 0 | _____
[12 empty] | _____ |  | 0% | 0 | 0 | _____
[12 empty] | _____ |  | 0% | 0 | 0 | _____
[12 empty] | _____ |  | 0% | 0 | 0 | _____
[12 empty] | _____ |  | 0% | 0 | 0 | _____
[12 empty] | _____ |  | 0% | 0 | 0 | _____
[12 empty] | _____ |  | 0% | 0 | 0 | _____
[12 empty] | _____ |  | 0% | 0 | 0 | _____
[12 empty] | _____ |  | 0% | 0 | 0 | _____
[12 empty] | _____ |  | 0% | 0 | 0 | _____
[12 empty] | _____ |  | 0% | 0 | 0 | _____
[12 empty] | _____ |  | 0% | 0 | 0 | _____
[12 empty] | _____ |  | 0% | 0 | 0 | _____
[12 empty] | _____ |  | 0% | 0 | 0 | _____
[12 empty] | _____ |  | 0% | 0 | 0 | _____
[12 empty] | _____ |  | 0% | 0 | 0 | _____
[12 empty] | _____ |  | 0% | 0 | 0 | _____
[12 empty] | _____ |  | 0% | 0 | 0 | _____
[12 empty] | _____ |  | 0% | 0 | 0 | _____
[12 empty] | _____ |  | 0% | 0 | 0 | _____
[12 empty] | _____ |  | 0% | 0 | 0 | _____
[12 empty] | _____ |  | 0% | 0 | 0 | _____
[12 empty] | _____ |  | 0% | 0 | 0 | _____
[12 empty] | _____ |  | 0% | 0 | 0 | _____
[12 empty] | _____ |  | 0% | 0 | 0 | _____
[12 empty] | _____ |  | 0% | 0 | 0 | _____
[12 empty] | _____ |  | 0% | 0 | 0 | _____
[12 empty] | _____ |  | 0% | 0 | 0 | _____
[12 empty] | _____ |  | 0% | 0 | 0 | _____
[12 empty] | _____ |  | 0% | 0 | 0 | _____
[12 empty] | _____ |  | 0% | 0 | 0 | _____
[12 empty] | _____ |  | 0% | 0 | 0 | _____
[12 empty] | _____ |  | 0% | 0 | 0 | _____
[12 empty] | _____ |  | 0% | 0 | 0 | _____
[12 empty] | _____ |  | 0% | 0 | 0 | _____
[12 empty] | _____ |  | 0% | 0 | 0 | _____
[12 empty] | _____ |  | 0% | 0 | 0 | _____
[12 empty] | _____ |  | 0% | 0 | 0 | _____
[12 empty] | _____ |  | 0% | 0 | 0 | _____
[12 empty] | _____ |  | 0% | 0 | 0 | _____
[12 empty] | _____ |  | 0% | 0 | 0 | _____
[12 empty] | _____ |  | 0% | 0 | 0 | _____
[12 empty] | _____ |  | 0% | 0 | 0 | _____
[12 empty] | _____ |  | 0% | 0 | 0 | _____
[12 empty] | _____ |  | 0% | 0 | 0 | _____
[12 empty] | _____ |  | 0% | 0 | 0 | _____
[12 empty] | _____ |  | 0% | 0 | 0 | _____
[12 empty] | _____ |  | 0% | 0 | 0 | _____
[12 empty] | _____ |  | 0% | 0 | 0 | _____
[12 empty] | _____ |  | 0% | 0 | 0 | _____
[12 empty] | _____ |  | 0% | 0 | 0 | _____
[12 empty] | _____ |  | 0% | 0 | 0 | _____
[12 empty] | _____ |  | 0% | 0 | 0 | _____
[12 empty] | _____ |  | 0% | 0 | 0 | _____
[12 empty] | _____ |  | 0% | 0 | 0 | _____
[12 empty] | _____ |  | 0% | 0 | 0 | _____
[12 empty] | _____ |  | 0% | 0 | 0 | _____
[12 empty] | _____ |  | 0% | 0 | 0 | _____
[12 empty] | _____ |  | 0% | 0 | 0 | _____
[12 empty] | _____ |  | 0% | 0 | 0 | _____
[12 empty] | _____ |  | 0% | 0 | 0 | _____
[12 empty] | _____ |  | 0% | 0 | 0 | _____
[12 empty] | _____ |  | 0% | 0 | 0 | _____
[12 empty] | _____ |  | 0% | 0 | 0 | _____
[12 empty] | _____ |  | 0% | 0 | 0 | _____
[12 empty] | _____ |  | 0% | 0 | 0 | _____
[12 empty] | _____ |  | 0% | 0 | 0 | _____
[12 empty] | _____ |  | 0% | 0 | 0 | _____
[12 empty] | _____ |  | 0% | 0 | 0 | _____
[12 empty] | _____ |  | 0% | 0 | 0 | _____
[12 empty] | _____ |  | 0% | 0 | 0 | _____
[12 empty] | _____ |  | 0% | 0 | 0 | _____
[12 empty] | _____ |  | 0% | 0 | 0 | _____
[12 empty] | _____ |  | 0% | 0 | 0 | _____
[12 empty] | _____ |  | 0% | 0 | 0 | _____
[12 empty] | _____ |  | 0% | 0 | 0 | _____
[12 empty] | _____ |  | 0% | 0 | 0 | _____
[12 empty] | _____ |  | 0% | 0 | 0 | _____
[12 empty] | _____ |  | 0% | 0 | 0 | _____
[12 empty] | _____ |  | 0% | 0 | 0 | _____
[12 empty] | _____ |  | 0% | 0 | 0 | _____
[12 empty] | _____ |  | 0% | 0 | 0 | _____
[12 empty] | _____ |  | 0% | 0 | 0 | _____
[12 empty] | _____ |  | 0% | 0 | 0 | _____
[12 empty] | _____ |  | 0% | 0 | 0 | _____
[12 empty] | _____ |  | 0% | 0 | 0 | _____
[12 empty] | _____ |  | 0% | 0 | 0 | _____
[12 empty] | _____ |  | 0% | 0 | 0 | _____
[12 empty] | _____ |  | 0% | 0 | 0 | _____
[12 empty] | _____ |  | 0% | 0 | 0 | _____
[12 empty] | _____ |  | 0% | 0 | 0 | _____
[12 empty] | _____ |  | 0% | 0 | 0 | _____
[12 empty] | _____ |  | 0% | 0 | 0 | _____
[12 empty] | _____ |  | 0% | 0 | 0 | _____
[12 empty] | _____ |  | 0% | 0 | 0 | _____
[12 empty] | _____ |  | 0% | 0 | 0 | _____
[12 empty] | _____ |  | 0% | 0 | 0 | _____
[12 empty] | _____ |  | 0% | 0 | 0 | _____
[12 empty] | _____ |  | 0% | 0 | 0 | _____
[12 empty] | _____ |  | 0% | 0 | 0 | _____
[12 empty] | _____ |  | 0% | 0 | 0 | _____
[12 empty] | _____ |  | 0% | 0 | 0 | _____
[12 empty] | _____ |  | 0% | 0 | 0 | _____
[12 empty] | _____ |  | 0% | 0 | 0 | _____
[12 empty] | _____ |  | 0% | 0 | 0 | _____
[12 empty] | _____ |  | 0% | 0 | 0 | _____
[12 empty] | _____ |  | 0% | 0 | 0 | _____
[12 empty] | _____ |  | 0% | 0 | 0 | _____
[12 empty] | _____ |  | 0% | 0 | 0 | _____
[12 empty] | _____ |  | 0% | 0 | 0 | _____
[12 empty] | _____ |  | 0% | 0 | 0 | _____
[12 empty] | _____ |  | 0% | 0 | 0 | _____
[12 empty] | _____ |  | 0% | 0 | 0 | _____
[12 empty] | _____ |  | 0% | 0 | 0 | _____
[12 empty] | _____ |  | 0% | 0 | 0 | _____
[12 empty] | _____ |  | 0% | 0 | 0 | _____
[12 empty] | _____ |  | 0% | 0 | 0 | _____
[12 empty] | _____ |  | 0% | 0 | 0 | _____
[12 empty] | _____ |  | 0% | 0 | 0 | _____
[12 empty] | _____ |  | 0% | 0 | 0 | _____
[12 empty] | _____ |  | 0% | 0 | 0 | _____
[12 empty] | _____ |  | 0% | 0 | 0 | _____
[12 empty] | _____ |  | 0% | 0 | 0 | _____
[12 empty] | _____ |  | 0% | 0 | 0 | _____
[12 empty] | _____ |  | 0% | 0 | 0 | _____
[12 empty] | _____ |  | 0% | 0 | 0 | _____
[12 empty] | _____ |  | 0% | 0 | 0 | _____
[12 empty] | _____ |  | 0% | 0 | 0 | _____
[12 empty] | _____ |  | 0% | 0 | 0 | _____
[12 empty] | _____ |  | 0% | 0 | 0 | _____
[12 empty] | _____ |  | 0% | 0 | 0 | _____
[12 empty] | _____ |  | 0% | 0 | 0 | _____
[12 empty] | _____ |  | 0% | 0 | 0 | _____
[12 empty] | _____ |  | 0% | 0 | 0 | _____
[12 empty] | _____ |  | 0% | 0 | 0 | _____
[12 empty] | _____ |  | 0% | 0 | 0 | _____
[12 empty] | _____ |  | 0% | 0 | 0 | _____
[12 empty] | _____ |  | 0% | 0 | 0 | _____
[12 empty] | _____ |  | 0% | 0 | 0 | _____
[12 empty] | _____ |  | 0% | 0 | 0 | _____
[12 empty] | _____ |  | 0% | 0 | 0 | _____
[12 empty] | _____ |  | 0% | 0 | 0 | _____
[12 empty] | _____ |  | 0% | 0 | 0 | _____
[12 empty] | _____ |  | 0% | 0 | 0 | _____
[12 empty] | _____ |  | 0% | 0 | 0 | _____
[12 empty] | _____ |  | 0% | 0 | 0 | _____
[12 empty] | _____ |  | 0% | 0 | 0 | _____
[12 empty] | _____ |  | 0% | 0 | 0 | _____
[12 empty] | _____ |  | 0% | 0 | 0 | _____
[12 empty] | _____ |  | 0% | 0 | 0 | _____
[12 empty] | _____ |  | 0% | 0 | 0 | _____
[12 empty] | _____ |  | 0% | 0 | 0 | _____
[12 empty] | _____ |  | 0% | 0 | 0 | _____
[12 empty] | _____ |  | 0% | 0 | 0 | _____
[12 empty] | _____ |  | 0% | 0 | 0 | _____
[12 empty] | _____ |  | 0% | 0 | 0 | _____
[12 empty] | _____ |  | 0% | 0 | 0 | _____
[12 empty] | _____ |  | 0% | 0 | 0 | _____
[12 empty] | _____ |  | 0% | 0 | 0 | _____
[12 empty] | _____ |  | 0% | 0 | 0 | _____
[12 empty] | _____ |  | 0% | 0 | 0 | _____
[12 empty] | _____ |  | 0% | 0 | 0 | _____
[12 empty] | _____ |  | 0% | 0 | 0 | _____
[12 empty] | _____ |  | 0% | 0 | 0 | _____
[12 empty] | _____ |  | 0% | 0 | 0 | _____
[12 empty] | _____ |  | 0% | 0 | 0 | _____
[12 empty] | _____ |  | 0% | 0 | 0 | _____
[12 empty] | _____ |  | 0% | 0 | 0 | _____
[12 empty] | _____ |  | 0% | 0 | 0 | _____
[12 empty] | _____ |  | 0% | 0 | 0 | _____
[12 empty] | _____ |  | 0% | 0 | 0 | _____
[12 empty] | _____ |  | 0% | 0 | 0 | _____
[12 empty] | _____ |  | 0% | 0 | 0 | _____
[12 empty] | _____ |  | 0% | 0 | 0 | _____
[12 empty] | _____ |  | 0% | 0 | 0 | _____
[12 empty] | _____ |  | 0% | 0 | 0 | _____
[12 empty] | _____ |  | 0% | 0 | 0 | _____
[12 empty] | _____ |  | 0% | 0 | 0 | _____
[12 empty] | _____ |  | 0% | 0 | 0 | _____
[12 empty] | _____ |  | 0% | 0 | 0 | _____
[12 empty] | _____ |  | 0% | 0 | 0 | _____
[12 empty] | _____ |  | 0% | 0 | 0 | _____
[12 empty] | _____ |  | 0% | 0 | 0 | _____
[12 empty] | _____ |  | 0% | 0 | 0 | _____
[12 empty] | _____ |  | 0% | 0 | 0 | _____
[12 empty] | _____ |  | 0% | 0 | 0 | _____
[12 empty] | _____ |  | 0% | 0 | 0 | _____
[12 empty] | _____ |  | 0% | 0 | 0 | _____
[12 empty] | _____ |  | 0% | 0 | 0 | _____
[12 empty] | _____ |  | 0% | 0 | 0 | _____
[12 empty] | _____ |  | 0% | 0 | 0 | _____
[12 empty] | _____ |  | 0% | 0 | 0 | _____
[12 empty] | _____ |  | 0% | 0 | 0 | _____
[12 empty] | _____ |  | 0% | 0 | 0 | _____
[12 empty] | _____ |  | 0% | 0 | 0 | _____
[12 empty] | _____ |  | 0% | 0 | 0 | _____
[12 empty] | _____ |  | 0% | 0 | 0 | _____
[12 empty] | _____ |  | 0% | 0 | 0 | _____
[12 empty] | _____ |  | 0% | 0 | 0 | _____
[12 empty] | _____ |  | 0% | 0 | 0 | _____
[12 empty] | _____ |  | 0% | 0 | 0 | _____
[12 empty] | _____ |  | 0% | 0 | 0 | _____
[12 empty] | _____ |  | 0% | 0 | 0 | _____
[12 empty] | _____ |  | 0% | 0 | 0 | _____
[12 empty] | _____ |  | 0% | 0 | 0 | _____
[12 empty] | _____ |  | 0% | 0 | 0 | _____
[12 empty] | _____ |  | 0% | 0 | 0 | _____
[12 empty] | _____ |  | 0% | 0 | 0 | _____
[12 empty] | _____ |  | 0% | 0 | 0 | _____
[12 empty] | _____ |  | 0% | 0 | 0 | _____
[12 empty] | _____ |  | 0% | 0 | 0 | _____
[12 empty] | _____ |  | 0% | 0 | 0 | _____
[12 empty] | _____ |  | 0% | 0 | 0 | _____
[12 empty] | _____ |  | 0% | 0 | 0 | _____
[12 empty] | _____ |  | 0% | 0 | 0 | _____
[12 empty] | _____ |  | 0% | 0 | 0 | _____
[12 empty] | _____ |  | 0% | 0 | 0 | _____
[12 empty] | _____ |  | 0% | 0 | 0 | _____
[12 empty] | _____ |  | 0% | 0 | 0 | _____
[12 empty] | _____ |  | 0% | 0 | 0 | _____
[12 empty] | _____ |  | 0% | 0 | 0 | _____
[12 empty] | _____ |  | 0% | 0 | 0 | _____
[12 empty] | _____ |  | 0% | 0 | 0 | _____
[12 empty] | _____ |  | 0% | 0 | 0 | _____
[12 empty] | _____ |  | 0% | 0 | 0 | _____
[12 empty] | _____ |  | 0% | 0 | 0 | _____
[12 empty] | _____ |  | 0% | 0 | 0 | _____
[12 empty] | _____ |  | 0% | 0 | 0 | _____
[12 empty] | _____ |  | 0% | 0 | 0 | _____
[12 empty] | _____ |  | 0% | 0 | 0 | _____
[12 empty] | _____ |  | 0% | 0 | 0 | _____
[12 empty] | _____ |  | 0% | 0 | 0 | _____
[12 empty] | _____ |  | 0% | 0 | 0 | _____
[12 empty] | _____ |  | 0% | 0 | 0 | _____
[12 empty] | _____ |  | 0% | 0 | 0 | _____
[12 empty] | _____ |  | 0% | 0 | 0 | _____
[12 empty] | _____ |  | 0% | 0 | 0 | _____
[12 empty] | _____ |  | 0% | 0 | 0 | _____
[12 empty] | _____ |  | 0% | 0 | 0 | _____
[12 empty] | _____ |  | 0% | 0 | 0 | _____
[12 empty] | _____ |  | 0% | 0 | 0 | _____
[12 empty] | _____ |  | 0% | 0 | 0 | _____
[12 empty] | _____ |  | 0% | 0 | 0 | _____
[12 empty] | _____ |  | 0% | 0 | 0 | _____
[12 empty] | _____ |  | 0% | 0 | 0 | _____
[12 empty] | _____ |  | 0% | 0 | 0 | _____
[12 empty] | _____ |  | 0% | 0 | 0 | _____
[12 empty] | _____ |  | 0% | 0 | 0 | _____
[12 empty] | _____ |  | 0% | 0 | 0 | _____
[12 empty] | _____ |  | 0% | 0 | 0 | _____
[12 empty] | _____ |  | 0% | 0 | 0 | _____
[12 empty] | _____ |  | 0% | 0 | 0 | _____
[12 empty] | _____ |  | 0% | 0 | 0 | _____
[12 empty] | _____ |  | 0% | 0 | 0 | _____
[12 empty] | _____ |  | 0% | 0 | 0 | _____
[12 empty] | _____ |  | 0% | 0 | 0 | _____
[12 empty] | _____ |  | 0% | 0 | 0 | _____
[12 empty] | _____ |  | 0% | 0 | 0 | _____
[12 empty] | _____ |  | 0% | 0 | 0 | _____
[12 empty] | _____ |  | 0% | 0 | 0 | _____
[12 empty] | _____ |  | 0% | 0 | 0 | _____
[12 empty] | _____ |  | 0% | 0 | 0 | _____
[12 empty] | _____ |  | 0% | 0 | 0 | _____
[12 empty] | _____ |  | 0% | 0 | 0 | _____
[12 empty] | _____ |  | 0% | 0 | 0 | _____
[12 empty] | _____ |  | 0% | 0 | 0 | _____
[12 empty] | _____ |  | 0% | 0 | 0 | _____
[12 empty] | _____ |  | 0% | 0 | 0 | _____
[12 empty] | _____ |  | 0% | 0 | 0 | _____
[12 empty] | _____ |  | 0% | 0 | 0 | _____
[12 empty] | _____ |  | 0% | 0 | 0 | _____
[12 empty] | _____ |  | 0% | 0 | 0 | _____
[12 empty] | _____ |  | 0% | 0 | 0 | _____
[12 empty] | _____ |  | 0% | 0 | 0 | _____
[12 empty] | _____ |  | 0% | 0 | 0 | _____
[12 empty] | _____ |  | 0% | 0 | 0 | _____
[12 empty] | _____ |  | 0% | 0 | 0 | _____
[12 empty] | _____ |  | 0% | 0 | 0 | _____
[12 empty] | _____ |  | 0% | 0 | 0 | _____
[12 empty] | _____ |  | 0% | 0 | 0 | _____
[12 empty] | _____ |  | 0% | 0 | 0 | _____
[12 empty] | _____ |  | 0% | 0 | 0 | _____
[12 empty] | _____ |  | 0% | 0 | 0 | _____
[12 empty] | _____ |  | 0% | 0 | 0 | _____
[12 empty] | _____ |  | 0% | 0 | 0 | _____
[12 empty] | _____ |  | 0% | 0 | 0 | _____
[12 empty] | _____ |  | 0% | 0 | 0 | _____
[12 empty] | _____ |  | 0% | 0 | 0 | _____
[12 empty] | _____ |  | 0% | 0 | 0 | _____
[12 empty] | _____ |  | 0% | 0 | 0 | _____
[12 empty] | _____ |  | 0% | 0 | 0 | _____
[12 empty] | _____ |  | 0% | 0 | 0 | _____
[12 empty] | _____ |  | 0% | 0 | 0 | _____
[12 empty] | _____ |  | 0% | 0 | 0 | _____
[12 empty] | _____ |  | 0% | 0 | 0 | _____
[12 empty] | _____ |  | 0% | 0 | 0 | _____
[12 empty] | _____ |  | 0% | 0 | 0 | _____
[12 empty] | _____ |  | 0% | 0 | 0 | _____
[12 empty] | _____ |  | 0% | 0 | 0 | _____
[12 empty] | _____ |  | 0% | 0 | 0 | _____
[12 empty] | _____ |  | 0% | 0 | 0 | _____
[12 empty] | _____ |  | 0% | 0 | 0 | _____
[12 empty] | _____ |  | 0% | 0 | 0 | _____
[12 empty] | _____ |  | 0% | 0 | 0 | _____
[12 empty] | _____ |  | 0% | 0 | 0 | _____
[12 empty] | _____ |  | 0% | 0 | 0 | _____
[12 empty] | _____ |  | 0% | 0 | 0 | _____
[12 empty] | _____ |  | 0% | 0 | 0 | _____
[12 empty] | _____ |  | 0% | 0 | 0 | _____
[12 empty] | _____ |  | 0% | 0 | 0 | _____
[12 empty] | _____ |  | 0% | 0 | 0 | _____
[12 empty] | _____ |  | 0% | 0 | 0 | _____
[12 empty] | _____ |  | 0% | 0 | 0 | _____
[12 empty] | _____ |  | 0% | 0 | 0 | _____
[12 empty] | _____ |  | 0% | 0 | 0 | _____
[12 empty] | _____ |  | 0% | 0 | 0 | _____
[12 empty] | _____ |  | 0% | 0 | 0 | _____
[12 empty] | _____ |  | 0% | 0 | 0 | _____
[12 empty] | _____ |  | 0% | 0 | 0 | _____
[12 empty] | _____ |  | 0% | 0 | 0 | _____
[12 empty] | _____ |  | 0% | 0 | 0 | _____
[12 empty] | _____ |  | 0% | 0 | 0 | _____
[12 empty] | _____ |  | 0% | 0 | 0 | _____
[12 empty] | _____ |  | 0% | 0 | 0 | _____
[12 empty] | _____ |  | 0% | 0 | 0 | _____
[12 empty] | _____ |  | 0% | 0 | 0 | _____
[12 empty] | _____ |  | 0% | 0 | 0 | _____
[12 empty] | _____ |  | 0% | 0 | 0 | _____
[12 empty] | _____ |  | 0% | 0 | 0 | _____
[12 empty] | _____ |  | 0% | 0 | 0 | _____
[12 empty] | _____ |  | 0% | 0 | 0 | _____
[12 empty] | _____ |  | 0% | 0 | 0 | _____
[12 empty] | _____ |  | 0% | 0 | 0 | _____
[12 empty] | _____ |  | 0% | 0 | 0 | _____
[12 empty] | _____ |  | 0% | 0 | 0 | _____
[12 empty] | _____ |  | 0% | 0 | 0 | _____
[12 empty] | _____ |  | 0% | 0 | 0 | _____
[12 empty] | _____ |  | 0% | 0 | 0 | _____
[12 empty] | _____ |  | 0% | 0 | 0 | _____
[12 empty] | _____ |  | 0% | 0 | 0 | _____
[12 empty] | _____ |  | 0% | 0 | 0 | _____
[12 empty] | _____ |  | 0% | 0 | 0 | _____
[12 empty] | _____ |  | 0% | 0 | 0 | _____
[12 empty] | _____ |  | 0% | 0 | 0 | _____
[12 empty] | _____ |  | 0% | 0 | 0 | _____
[12 empty] | _____ |  | 0% | 0 | 0 | _____
[12 empty] | _____ |  | 0% | 0 | 0 | _____
[12 empty] | _____ |  | 0% | 0 | 0 | _____
[12 empty] | _____ |  | 0% | 0 | 0 | _____
[12 empty] | _____ |  | 0% | 0 | 0 | _____
[12 empty] | _____ |  | 0% | 0 | 0 | _____
[12 empty] | _____ |  | 0% | 0 | 0 | _____
[12 empty] | _____ |  | 0% | 0 | 0 | _____
[12 empty] | _____ |  | 0% | 0 | 0 | _____
[12 empty] | _____ |  | 0% | 0 | 0 | _____
[12 empty] | _____ |  | 0% | 0 | 0 | _____
[12 empty] | _____ |  | 0% | 0 | 0 | _____
[12 empty] | _____ |  | 0% | 0 | 0 | _____
[12 empty] | _____ |  | 0% | 0 | 0 | _____
[12 empty] | _____ |  | 0% | 0 | 0 | _____
[12 empty] | _____ |  | 0% | 0 | 0 | _____
[12 empty] | _____ |  | 0% | 0 | 0 | _____
[12 empty] | _____ |  | 0% | 0 | 0 | _____
[12 empty] | _____ |  | 0% | 0 | 0 | _____
[12 empty] | _____ |  | 0% | 0 | 0 | _____
[12 empty] | _____ |  | 0% | 0 | 0 | _____
[12 empty] | _____ |  | 0% | 0 | 0 | _____
[12 empty] | _____ |  | 0% | 0 | 0 | _____
[12 empty] | _____ |  | 0% | 0 | 0 | _____
[12 empty] | _____ |  | 0% | 0 | 0 | _____
[12 empty] | _____ |  | 0% | 0 | 0 | _____
[12 empty] | _____ |  | 0% | 0 | 0 | _____
[12 empty] | _____ |  | 0% | 0 | 0 | _____
[12 empty] | _____ |  | 0% | 0 | 0 | _____
[12 empty] | _____ |  | 0% | 0 | 0 | _____
[12 empty] | _____ |  | 0% | 0 | 0 | _____
[12 empty] | _____ |  | 0% | 0 | 0 | _____
[12 empty] | _____ |  | 0% | 0 | 0 | _____
[12 empty] | _____ |  | 0% | 0 | 0 | _____
[12 empty] | _____ |  | 0% | 0 | 0 | _____
[12 empty] | _____ |  | 0% | 0 | 0 | _____
[12 empty] | _____ |  | 0% | 0 | 0 | _____
[12 empty] | _____ |  | 0% | 0 | 0 | _____
[12 empty] | _____ |  | 0% | 0 | 0 | _____
[12 empty] | _____ |  | 0% | 0 | 0 | _____
[12 empty] | _____ |  | 0% | 0 | 0 | _____
[12 empty] | _____ |  | 0% | 0 | 0 | _____
[12 empty] | _____ |  | 0% | 0 | 0 | _____
[12 empty] | _____ |  | 0% | 0 | 0 | _____
[12 empty] | _____ |  | 0% | 0 | 0 | _____
[12 empty] | _____ |  | 0% | 0 | 0 | _____
[12 empty] | _____ |  | 0% | 0 | 0 | _____
[12 empty] | _____ |  | 0% | 0 | 0 | _____
[12 empty] | _____ |  | 0% | 0 | 0 | _____
[12 empty] | _____ |  | 0% | 0 | 0 | _____
[12 empty] | _____ |  | 0% | 0 | 0 | _____
[12 empty] | _____ |  | 0% | 0 | 0 | _____
[12 empty] | _____ |  | 0% | 0 | 0 | _____
[12 empty] | _____ |  | 0% | 0 | 0 | _____
[12 empty] | _____ |  | 0% | 0 | 0 | _____
[12 empty] | _____ |  | 0% | 0 | 0 | _____
[12 empty] | _____ |  | 0% | 0 | 0 | _____
[12 empty] | _____ |  | 0% | 0 | 0 | _____
[12 empty] | _____ |  | 0% | 0 | 0 | _____
[12 empty] | _____ |  | 0% | 0 | 0 | _____
[12 empty] | _____ |  | 0% | 0 | 0 | _____
[12 empty] | _____ |  | 0% | 0 | 0 | _____
[12 empty] | _____ |  | 0% | 0 | 0 | _____
[12 empty] | _____ |  | 0% | 0 | 0 | _____
[12 empty] | _____ |  | 0% | 0 | 0 | _____
[12 empty] | _____ |  | 0% | 0 | 0 | _____
[12 empty] | _____ |  | 0% | 0 | 0 | _____
[12 empty] | _____ |  | 0% | 0 | 0 | _____
[12 empty] | _____ |  | 0% | 0 | 0 | _____
[12 empty] | _____ |  | 0% | 0 | 0 | _____
[12 empty] | _____ |  | 0% | 0 | 0 | _____
[12 empty] | _____ |  | 0% | 0 | 0 | _____
[12 empty] | _____ |  | 0% | 0 | 0 | _____
[12 empty] | _____ |  | 0% | 0 | 0 | _____
[12 empty] | _____ |  | 0% | 0 | 0 | _____
[12 empty] | _____ |  | 0% | 0 | 0 | _____
[12 empty] | _____ |  | 0% | 0 | 0 | _____
[12 empty] | _____ |  | 0% | 0 | 0 | _____
[12 empty] | _____ |  | 0% | 0 | 0 | _____
[12 empty] | _____ |  | 0% | 0 | 0 | _____
[12 empty] | _____ |  | 0% | 0 | 0 | _____
[12 empty] | _____ |  | 0% | 0 | 0 | _____
[12 empty] | _____ |  | 0% | 0 | 0 | _____
[12 empty] | _____ |  | 0% | 0 | 0 | _____
[12 empty] | _____ |  | 0% | 0 | 0 | _____
[12 empty] | _____ |  | 0% | 0 | 0 | _____
[12 empty] | _____ |  | 0% | 0 | 0 | _____
[12 empty] | _____ |  | 0% | 0 | 0 | _____
[12 empty] | _____ |  | 0% | 0 | 0 | _____
[12 empty] | _____ |  | 0% | 0 | 0 | _____
[12 empty] | _____ |  | 0% | 0 | 0 | _____
[12 empty] | _____ |  | 0% | 0 | 0 | _____
[12 empty] | _____ |  | 0% | 0 | 0 | _____
[12 empty] | _____ |  | 0% | 0 | 0 | _____
[12 empty] | _____ |  | 0% | 0 | 0 | _____
[12 empty] | _____ |  | 0% | 0 | 0 | _____
[12 empty] | _____ |  | 0% | 0 | 0 | _____
[12 empty] | _____ |  | 0% | 0 | 0 | _____
[12 empty] | _____ |  | 0% | 0 | 0 | _____
[12 empty] | _____ |  | 0% | 0 | 0 | _____
[12 empty] | _____ |  | 0% | 0 | 0 | _____
[12 empty] | _____ |  | 0% | 0 | 0 | _____
[12 empty] | _____ |  | 0% | 0 | 0 | _____
[12 empty] | _____ |  | 0% | 0 | 0 | _____
[12 empty] | _____ |  | 0% | 0 | 0 | _____
[12 empty] | _____ |  | 0% | 0 | 0 | _____
[12 empty] | _____ |  | 0% | 0 | 0 | _____
[12 empty] | _____ |  | 0% | 0 | 0 | _____
[12 empty] | _____ |  | 0% | 0 | 0 | _____
[12 empty] | _____ |  | 0% | 0 | 0 | _____
[12 empty] | _____ |  | 0% | 0 | 0 | _____
[12 empty] | _____ |  | 0% | 0 | 0 | _____
[12 empty] | _____ |  | 0% | 0 | 0 | _____
[12 empty] | _____ |  | 0% | 0 | 0 | _____
[12 empty] | _____ |  | 0% | 0 | 0 | _____
[12 empty] | _____ |  | 0% | 0 | 0 | _____
[12 empty] | _____ |  | 0% | 0 | 0 | _____
[12 empty] | _____ |  | 0% | 0 | 0 | _____
[12 empty] | _____ |  | 0% | 0 | 0 | _____
[12 empty] | _____ |  | 0% | 0 | 0 | _____
[12 empty] | _____ |  | 0% | 0 | 0 | _____
[12 empty] | _____ |  | 0% | 0 | 0 | _____
[12 empty] | _____ |  | 0% | 0 | 0 | _____
[12 empty] | _____ |  | 0% | 0 | 0 | _____
[12 empty] | _____ |  | 0% | 0 | 0 | _____
[12 empty] | _____ |  | 0% | 0 | 0 | _____
[12 empty] | _____ |  | 0% | 0 | 0 | _____
[12 empty] | _____ |  | 0% | 0 | 0 | _____
[12 empty] | _____ |  | 0% | 0 | 0 | _____
[12 empty] | _____ |  | 0% | 0 | 0 | _____
[12 empty] | _____ |  | 0% | 0 | 0 | _____
[12 empty] | _____ |  | 0% | 0 | 0 | _____
[12 empty] | _____ |  | 0% | 0 | 0 | _____
[12 empty] | _____ |  | 0% | 0 | 0 | _____
[12 empty] | _____ |  | 0% | 0 | 0 | _____
[12 empty] | _____ |  | 0% | 0 | 0 | _____
[12 empty] | _____ |  | 0% | 0 | 0 | _____
[12 empty] | _____ |  | 0% | 0 | 0 | _____
[12 empty] | _____ |  | 0% | 0 | 0 | _____
[12 empty] | _____ |  | 0% | 0 | 0 | _____
[12 empty] | _____ |  | 0% | 0 | 0 | _____
[12 empty] | _____ |  | 0% | 0 | 0 | _____
[12 empty] | _____ |  | 0% | 0 | 0 | _____
[12 empty] | _____ |  | 0% | 0 | 0 | _____
[12 empty] | _____ |  | 0% | 0 | 0 | _____
[12 empty] | _____ |  | 0% | 0 | 0 | _____
[12 empty] | _____ |  | 0% | 0 | 0 | _____
[12 empty] | _____ |  | 0% | 0 | 0 | _____
[12 empty] | _____ |  | 0% | 0 | 0 | _____
[12 empty] | _____ |  | 0% | 0 | 0 | _____
[12 empty] | _____ |  | 0% | 0 | 0 | _____
[12 empty] | _____ |  | 0% | 0 | 0 | _____
[12 empty] | _____ |  | 0% | 0 | 0 | _____
[12 empty] | _____ |  | 0% | 0 | 0 | _____
[12 empty] | _____ |  | 0% | 0 | 0 | _____
[12 empty] | _____ |  | 0% | 0 | 0 | _____
[12 empty] | _____ |  | 0% | 0 | 0 | _____
[12 empty] | _____ |  | 0% | 0 | 0 | _____
[12 empty] | _____ |  | 0% | 0 | 0 | _____
[12 empty] | _____ |  | 0% | 0 | 0 | _____
[12 empty] | _____ |  | 0% | 0 | 0 | _____
[12 empty] | _____ |  | 0% | 0 | 0 | _____
[12 empty] | _____ |  | 0% | 0 | 0 | _____
[12 empty] | _____ |  | 0% | 0 | 0 | _____
[12 empty] | _____ |  | 0% | 0 | 0 | _____
[12 empty] | _____ |  | 0% | 0 | 0 | _____
[12 empty] | _____ |  | 0% | 0 | 0 | _____
[12 empty] | _____ |  | 0% | 0 | 0 | _____
[12 empty] | _____ |  | 0% | 0 | 0 | _____
[12 empty] | _____ |  | 0% | 0 | 0 | _____
[12 empty] | _____ |  | 0% | 0 | 0 | _____
[12 empty] | _____ |  | 0% | 0 | 0 | _____
[12 empty] | _____ |  | 0% | 0 | 0 | _____
[12 empty] | _____ |  | 0% | 0 | 0 | _____
[12 empty] | _____ |  | 0% | 0 | 0 | _____
[12 empty] | _____ |  | 0% | 0 | 0 | _____
[12 empty] | _____ |  | 0% | 0 | 0 | _____
[12 empty] | _____ |  | 0% | 0 | 0 | _____
[12 empty] | _____ |  | 0% | 0 | 0 | _____
[12 empty] | _____ |  | 0% | 0 | 0 | _____
[12 empty] | _____ |  | 0% | 0 | 0 | _____
[12 empty] | _____ |  | 0% | 0 | 0 | _____
[12 empty] | _____ |  | 0% | 0 | 0 | _____
[12 empty] | _____ |  | 0% | 0 | 0 | _____
[12 empty] | _____ |  | 0% | 0 | 0 | _____
[12 empty] | _____ |  | 0% | 0 | 0 | _____
[12 empty] | _____ |  | 0% | 0 | 0 | _____
[12 empty] | _____ |  | 0% | 0 | 0 | _____
[12 empty] | _____ |  | 0% | 0 | 0 | _____
[12 empty] | _____ |  | 0% | 0 | 0 | _____
[12 empty] | _____ |  | 0% | 0 | 0 | _____
[12 empty] | _____ |  | 0% | 0 | 0 | _____
[12 empty] | _____ |  | 0% | 0 | 0 | _____
[12 empty] | _____ |  | 0% | 0 | 0 | _____
[12 empty] | _____ |  | 0% | 0 | 0 | _____
[12 empty] | _____ |  | 0% | 0 | 0 | _____
[12 empty] | _____ |  | 0% | 0 | 0 | _____
[12 empty] | _____ |  | 0% | 0 | 0 | _____
[12 empty] | _____ |  | 0% | 0 | 0 | _____
[12 empty] | _____ |  | 0% | 0 | 0 | _____
[12 empty] | _____ |  | 0% | 0 | 0 | _____
[12 empty] | _____ |  | 0% | 0 | 0 | _____
[12 empty] | _____ |  | 0% | 0 | 0 | _____
[12 empty] | _____ |  | 0% | 0 | 0 | _____
[12 empty] | _____ |  | 0% | 0 | 0 | _____
[12 empty] | _____ |  | 0% | 0 | 0 | _____
[12 empty] | _____ |  | 0% | 0 | 0 | _____
[12 empty] | _____ |  | 0% | 0 | 0 | _____
[12 empty] | _____ |  | 0% | 0 | 0 | _____
[12 empty] | _____ |  | 0% | 0 | 0 | _____
[12 empty] | _____ |  | 0% | 0 | 0 | _____
[12 empty] | _____ |  | 0% | 0 | 0 | _____
[12 empty] | _____ |  | 0% | 0 | 0 | _____
[12 empty] | _____ |  | 0% | 0 | 0 | _____
[12 empty] | _____ |  | 0% | 0 | 0 | _____
[12 empty] | _____ |  | 0% | 0 | 0 | _____
[12 empty] | _____ |  | 0% | 0 | 0 | _____
[12 empty] | _____ |  | 0% | 0 | 0 | _____
[12 empty] | _____ |  | 0% | 0 | 0 | _____
[12 empty] | _____ |  | 0% | 0 | 0 | _____
[12 empty] | _____ |  | 0% | 0 | 0 | _____
[12 empty] | _____ |  | 0% | 0 | 0 | _____
[12 empty] | _____ |  | 0% | 0 | 0 | _____
[12 empty] | _____ |  | 0% | 0 | 0 | _____
[12 empty] | _____ |  | 0% | 0 | 0 | _____
[12 empty] | _____ |  | 0% | 0 | 0 | _____
[12 empty] | _____ |  | 0% | 0 | 0 | _____
[12 empty] | _____ |  | 0% | 0 | 0 | _____
[12 empty] | _____ |  | 0% | 0 | 0 | _____
[12 empty] | _____ |  | 0% | 0 | 0 | _____
[12 empty] | _____ |  | 0% | 0 | 0 | _____
[12 empty] | _____ |  | 0% | 0 | 0 | _____
[12 empty] | _____ |  | 0% | 0 | 0 | _____
[12 empty] | _____ |  | 0% | 0 | 0 | _____
[12 empty] | _____ |  | 0% | 0 | 0 | _____
[12 empty] | _____ |  | 0% | 0 | 0 | _____
[12 empty] | _____ |  | 0% | 0 | 0 | _____
[12 empty] | _____ |  | 0% | 0 | 0 | _____
[12 empty] | _____ |  | 0% | 0 | 0 | _____
[12 empty] | _____ |  | 0% | 0 | 0 | _____
[12 empty] | _____ |  | 0% | 0 | 0 | _____
[12 empty] | _____ |  | 0% | 0 | 0 | _____
[12 empty] | _____ |  | 0% | 0 | 0 | _____
[12 empty] | _____ |  | 0% | 0 | 0 | _____
[12 empty] | _____ |  | 0% | 0 | 0 | _____
[12 empty] | _____ |  | 0% | 0 | 0 | _____
[12 empty] | _____ |  | 0% | 0 | 0 | _____
[12 empty] | _____ |  | 0% | 0 | 0 | _____
[12 empty] | _____ |  | 0% | 0 | 0 | _____
[12 empty] | _____ |  | 0% | 0 | 0 | _____
[12 empty] | _____ |  | 0% | 0 | 0 | _____
[12 empty] | _____ |  | 0% | 0 | 0 | _____
[12 empty] | _____ |  | 0% | 0 | 0 | _____
[12 empty] | _____ |  | 0% | 0 | 0 | _____
[12 empty] | _____ |  | 0% | 0 | 0 | _____
[12 empty] | _____ |  | 0% | 0 | 0 | _____
[12 empty] | _____ |  | 0% | 0 | 0 | _____
[12 empty] | _____ |  | 0% | 0 | 0 | _____
[12 empty] | _____ |  | 0% | 0 | 0 | _____
[12 empty] | _____ |  | 0% | 0 | 0 | _____
[12 empty] | _____ |  | 0% | 0 | 0 | _____
[12 empty] | _____ |  | 0% | 0 | 0 | _____
[12 empty] | _____ |  | 0% | 0 | 0 | _____
[12 empty] | _____ |  | 0% | 0 | 0 | _____
[12 empty] | _____ |  | 0% | 0 | 0 | _____
[12 empty] | _____ |  | 0% | 0 | 0 | _____
[12 empty] | _____ |  | 0% | 0 | 0 | _____
[12 empty] | _____ |  | 0% | 0 | 0 | _____
[12 empty] | _____ |  | 0% | 0 | 0 | _____
[12 empty] | _____ |  | 0% | 0 | 0 | _____
[12 empty] | _____ |  | 0% | 0 | 0 | _____
[12 empty] | _____ |  | 0% | 0 | 0 | _____
[12 empty] | _____ |  | 0% | 0 | 0 | _____
[12 empty] | _____ |  | 0% | 0 | 0 | _____
[12 empty] | _____ |  | 0% | 0 | 0 | _____
[12 empty] | _____ |  | 0% | 0 | 0 | _____
[12 empty] | _____ |  | 0% | 0 | 0 | _____
[12 empty] | _____ |  | 0% | 0 | 0 | _____
[12 empty] | _____ |  | 0% | 0 | 0 | _____
[12 empty] | _____ |  | 0% | 0 | 0 | _____
[12 empty] | _____ |  | 0% | 0 | 0 | _____
[12 empty] | _____ |  | 0% | 0 | 0 | _____
[12 empty] | _____ |  | 0% | 0 | 0 | _____
[12 empty] | _____ |  | 0% | 0 | 0 | _____
[12 empty] | _____ |  | 0% | 0 | 0 | _____
[12 empty] | _____ |  | 0% | 0 | 0 | _____
[12 empty] | _____ |  | 0% | 0 | 0 | _____
[12 empty] | _____ |  | 0% | 0 | 0 | _____
[12 empty] | _____ |  | 0% | 0 | 0 | _____
[12 empty] | _____ |  | 0% | 0 | 0 | _____
[12 empty] | _____ |  | 0% | 0 | 0 | _____
[12 empty] | _____ |  | 0% | 0 | 0 | _____
[12 empty] | _____ |  | 0% | 0 | 0 | _____
[12 empty] | _____ |  | 0% | 0 | 0 | _____
[12 empty] | _____ |  | 0% | 0 | 0 | _____
[12 empty] | _____ |  | 0% | 0 | 0 | _____
[12 empty] | _____ |  | 0% | 0 | 0 | _____
[12 empty] | _____ |  | 0% | 0 | 0 | _____
[12 empty] | _____ |  | 0% | 0 | 0 | _____
[12 empty] | _____ |  | 0% | 0 | 0 | _____
[12 empty] | _____ |  | 0% | 0 | 0 | _____
[12 empty] | _____ |  | 0% | 0 | 0 | _____
[12 empty] | _____ |  | 0% | 0 | 0 | _____
[12 empty] | _____ |  | 0% | 0 | 0 | _____
[12 empty] | _____ |  | 0% | 0 | 0 | _____
[12 empty] | _____ |  | 0% | 0 | 0 | _____
[12 empty] | _____ |  | 0% | 0 | 0 | _____
[12 empty] | _____ |  | 0% | 0 | 0 | _____
[12 empty] | _____ |  | 0% | 0 | 0 | _____
[12 empty] | _____ |  | 0% | 0 | 0 | _____
[12 empty] | _____ |  | 0% | 0 | 0 | _____
[12 empty] | _____ |  | 0% | 0 | 0 | _____
[12 empty] | _____ |  | 0% | 0 | 0 | _____
[12 empty] | _____ |  | 0% | 0 | 0 | _____
[12 empty] | _____ |  | 0% | 0 | 0 | _____
[12 empty] | _____ |  | 0% | 0 | 0 | _____
[12 empty] | _____ |  | 0% | 0 | 0 | _____
[12 empty] | _____ |  | 0% | 0 | 0 | _____
[12 empty] | _____ |  | 0% | 0 | 0 | _____
[12 empty] | _____ |  | 0% | 0 | 0 | _____
[12 empty] | _____ |  | 0% | 0 | 0 | _____
[12 empty] | _____ |  | 0% | 0 | 0 | _____
[12 empty] | _____ |  | 0% | 0 | 0 | _____
[12 empty] | _____ |  | 0% | 0 | 0 | _____
[12 empty] | _____ |  | 0% | 0 | 0 | _____
[12 empty] | _____ |  | 0% | 0 | 0 | _____
[12 empty] | _____ |  | 0% | 0 | 0 | _____
[12 empty] | _____ |  | 0% | 0 | 0 | _____
[12 empty] | _____ |  | 0% | 0 | 0 | _____
[12 empty] | _____ |  | 0% | 0 | 0 | _____
[12 empty] | _____ |  | 0% | 0 | 0 | _____
[12 empty] | _____ |  | 0% | 0 | 0 | _____
[12 empty] | _____ |  | 0% | 0 | 0 | _____
[12 empty] | _____ |  | 0% | 0 | 0 | _____
[12 empty] | _____ |  | 0% | 0 | 0 | _____
[12 empty] | _____ |  | 0% | 0 | 0 | _____
[12 empty] | _____ |  | 0% | 0 | 0 | _____
[12 empty] | _____ |  | 0% | 0 | 0 | _____
[12 empty] | _____ |  | 0% | 0 | 0 | _____
[12 empty] | _____ |  | 0% | 0 | 0 | _____
[12 empty] | _____ |  | 0% | 0 | 0 | _____
[12 empty] | _____ |  | 0% | 0 | 0 | _____
[12 empty] | _____ |  | 0% | 0 | 0 | _____
[12 empty] | _____ |  | 0% | 0 | 0 | _____
[12 empty] | _____ |  | 0% | 0 | 0 | _____
[12 empty] | _____ |  | 0% | 0 | 0 | _____
[12 empty] | _____ |  | 0% | 0 | 0 | _____
[12 empty] | _____ |  | 0% | 0 | 0 | _____
[12 empty] | _____ |  | 0% | 0 | 0 | _____
[12 empty] | _____ |  | 0% | 0 | 0 | _____
[12 empty] | _____ |  | 0% | 0 | 0 | _____
[12 empty] | _____ |  | 0% | 0 | 0 | _____
[12 empty] | _____ |  | 0% | 0 | 0 | _____
[12 empty] | _____ |  | 0% | 0 | 0 | _____
[12 empty] | _____ |  | 0% | 0 | 0 | _____
[12 empty] | _____ |  | 0% | 0 | 0 | _____
[12 empty] | _____ |  | 0% | 0 | 0 | _____
[12 empty] | _____ |  | 0% | 0 | 0 | _____
[12 empty] | _____ |  | 0% | 0 | 0 | _____
[12 empty] | _____ |  | 0% | 0 | 0 | _____
[12 empty] | _____ |  | 0% | 0 | 0 | _____
[12 empty] | _____ |  | 0% | 0 | 0 | _____
[12 empty] | _____ |  | 0% | 0 | 0 | _____
[12 empty] | _____ |  | 0% | 0 | 0 | _____
[12 empty] | _____ |  | 0% | 0 | 0 | _____
[12 empty] | _____ |  | 0% | 0 | 0 | _____
[12 empty] | _____ |  | 0% | 0 | 0 | _____
[12 empty] | _____ |  | 0% | 0 | 0 | _____
[12 empty] | _____ |  | 0% | 0 | 0 | _____
[12 empty] | _____ |  | 0% | 0 | 0 | _____
[12 empty] | _____ |  | 0% | 0 | 0 | _____
[12 empty] | _____ |  | 0% | 0 | 0 | _____
[12 empty] | _____ |  | 0% | 0 | 0 | _____
[12 empty] | _____ |  | 0% | 0 | 0 | _____
[12 empty] | _____ |  | 0% | 0 | 0 | _____
[12 empty] | _____ |  | 0% | 0 | 0 | _____
[12 empty] | _____ |  | 0% | 0 | 0 | _____
[12 empty] | _____ |  | 0% | 0 | 0 | _____
[12 empty] | _____ |  | 0% | 0 | 0 | _____
[12 empty] | _____ |  | 0% | 0 | 0 | _____
[12 empty] | _____ |  | 0% | 0 | 0 | _____
[12 empty] | _____ |  | 0% | 0 | 0 | _____
[12 empty] | _____ |  | 0% | 0 | 0 | _____
[12 empty] | _____ |  | 0% | 0 | 0 | _____
[12 empty] | _____ |  | 0% | 0 | 0 | _____
[12 empty] | _____ |  | 0% | 0 | 0 | _____
[12 empty] | _____ |  | 0% | 0 | 0 | _____
[12 empty] | _____ |  | 0% | 0 | 0 | _____
[12 empty] | _____ |  | 0% | 0 | 0 | _____
[12 empty] | _____ |  | 0% | 0 | 0 | _____
[12 empty] | _____ |  | 0% | 0 | 0 | _____
[12 empty] | _____ |  | 0% | 0 | 0 | _____
[12 empty] | _____ |  | 0% | 0 | 0 | _____
[12 empty] | _____ |  | 0% | 0 | 0 | _____
[12 empty] | _____ |  | 0% | 0 | 0 | _____
[12 empty] | _____ |  | 0% | 0 | 0 | _____
[12 empty] | _____ |  | 0% | 0 | 0 | _____
[12 empty] | _____ |  | 0% | 0 | 0 | _____
[12 empty] | _____ |  | 0% | 0 | 0 | _____
[12 empty] | _____ |  | 0% | 0 | 0 | _____
[12 empty] | _____ |  | 0% | 0 | 0 | _____
[12 empty] | _____ |  | 0% | 0 | 0 | _____
[12 empty] | _____ |  | 0% | 0 | 0 | _____
[12 empty] | _____ |  | 0% | 0 | 0 | _____
[12 empty] | _____ |  | 0% | 0 | 0 | _____
[12 empty] | _____ |  | 0% | 0 | 0 | _____
[12 empty] | _____ |  | 0% | 0 | 0 | _____
[12 empty] | _____ |  | 0% | 0 | 0 | _____
[12 empty] | _____ |  | 0% | 0 | 0 | _____
[12 empty] | _____ |  | 0% | 0 | 0 | _____
[12 empty] | _____ |  | 0% | 0 | 0 | _____
[12 empty] | _____ |  | 0% | 0 | 0 | _____
[12 empty] | _____ |  | 0% | 0 | 0 | _____
[12 empty] | _____ |  | 0% | 0 | 0 | _____
[12 empty] | _____ |  | 0% | 0 | 0 | _____
[12 empty] | _____ |  | 0% | 0 | 0 | _____
[12 empty] | _____ |  | 0% | 0 | 0 | _____
[12 empty] | _____ |  | 0% | 0 | 0 | _____
[12 empty] | _____ |  | 0% | 0 | 0 | _____
[12 empty] | _____ |  | 0% | 0 | 0 | _____
[12 empty] | _____ |  | 0% | 0 | 0 | _____
[12 empty] | _____ |  | 0% | 0 | 0 | _____
[12 empty] | _____ |  | 0% | 0 | 0 | _____
[12 empty] | _____ |  | 0% | 0 | 0 | _____
[12 empty] | _____ |  | 0% | 0 | 0 | _____
[12 empty] | _____ |  | 0% | 0 | 0 | _____
[12 empty] | _____ |  | 0% | 0 | 0 | _____
[12 empty] | _____ |  | 0% | 0 | 0 | _____
[12 empty] | _____ |  | 0% | 0 | 0 | _____
[12 empty] | _____ |  | 0% | 0 | 0 | _____
[12 empty] | _____ |  | 0% | 0 | 0 | _____
[12 empty] | _____ |  | 0% | 0 | 0 | _____
[12 empty] | _____ |  | 0% | 0 | 0 | _____
[12 empty] | _____ |  | 0% | 0 | 0 | _____
[12 empty] | _____ |  | 0% | 0 | 0 | _____
[12 empty] | _____ |  | 0% | 0 | 0 | _____
[12 empty] | _____ |  | 0% | 0 | 0 | _____
[12 empty] | _____ |  | 0% | 0 | 0 | _____
[12 empty] | _____ |  | 0% | 0 | 0 | _____
[12 empty] | _____ |  | 0% | 0 | 0 | _____
[12 empty] | _____ |  | 0% | 0 | 0 | _____
[12 empty] | _____ |  | 0% | 0 | 0 | _____
[12 empty] | _____ |  | 0% | 0 | 0 | _____
[12 empty] | _____ |  | 0% | 0 | 0 | _____
[12 empty] | _____ |  | 0% | 0 | 0 | _____
[12 empty] | _____ |  | 0% | 0 | 0 | _____
[12 empty] | _____ |  | 0% | 0 | 0 | _____
[12 empty] | _____ |  | 0% | 0 | 0 | _____
[12 empty] | _____ |  | 0% | 0 | 0 | _____
[12 empty] | _____ |  | 0% | 0 | 0 | _____
[12 empty] | _____ |  | 0% | 0 | 0 | _____
[12 empty] | _____ |  | 0% | 0 | 0 | _____
[12 empty] | _____ |  | 0% | 0 | 0 | _____
[12 empty] | _____ |  | 0% | 0 | 0 | _____
[12 empty] | _____ |  | 0% | 0 | 0 | _____
[12 empty] | _____ |  | 0% | 0 | 0 | _____
[12 empty] | _____ |  | 0% | 0 | 0 | _____
[12 empty] | _____ |  | 0% | 0 | 0 | _____
[12 empty] | _____ |  | 0% | 0 | 0 | _____
[12 empty] | _____ |  | 0% | 0 | 0 | _____
[12 empty] | _____ |  | 0% | 0 | 0 | _____
[12 empty] | _____ |  | 0% | 0 | 0 | _____
[12 empty] | _____ |  | 0% | 0 | 0 | _____
[12 empty] | _____ |  | 0% | 0 | 0 | _____
[12 empty] | _____ |  | 0% | 0 | 0 | _____
[12 empty] | _____ |  | 0% | 0 | 0 | _____
[12 empty] | _____ |  | 0% | 0 | 0 | _____
[12 empty] | _____ |  | 0% | 0 | 0 | _____
[12 empty] | _____ |  | 0% | 0 | 0 | _____
[12 empty] | _____ |  | 0% | 0 | 0 | _____
[12 empty] | _____ |  | 0% | 0 | 0 | _____
[12 empty] | _____ |  | 0% | 0 | 0 | _____
[12 empty] | _____ |  | 0% | 0 | 0 | _____
[12 empty] | _____ |  | 0% | 0 | 0 | _____
[12 empty] | _____ |  | 0% | 0 | 0 | _____
[12 empty] | _____ |  | 0% | 0 | 0 | _____
[12 empty] | _____ |  | 0% | 0 | 0 | _____
[12 empty] | _____ |  | 0% | 0 | 0 | _____
[12 empty] | _____ |  | 0% | 0 | 0 | _____
[12 empty] | _____ |  | 0% | 0 | 0 | _____
[12 empty] | _____ |  | 0% | 0 | 0 | _____
[12 empty] | _____ |  | 0% | 0 | 0 | _____
[12 empty] | _____ |  | 0% | 0 | 0 | _____
[12 empty] | _____ |  | 0% | 0 | 0 | _____
[12 empty] | _____ |  | 0% | 0 | 0 | _____
[12 empty] | _____ |  | 0% | 0 | 0 | _____
[12 empty] | _____ |  | 0% | 0 | 0 | _____
[12 empty] | _____ |  | 0% | 0 | 0 | _____
[12 empty] | _____ |  | 0% | 0 | 0 | _____
[12 empty] | _____ |  | 0% | 0 | 0 | _____
[12 empty] | _____ |  | 0% | 0 | 0 | _____
[12 empty] | _____ |  | 0% | 0 | 0 | _____
[12 empty] | _____ |  | 0% | 0 | 0 | _____
[12 empty] | _____ |  | 0% | 0 | 0 | _____
[12 empty] | _____ |  | 0% | 0 | 0 | _____
[12 empty] | _____ |  | 0% | 0 | 0 | _____
[12 empty] | _____ |  | 0% | 0 | 0 | _____
[12 empty] | _____ |  | 0% | 0 | 0 | _____
[12 empty] | _____ |  | 0% | 0 | 0 | _____
[12 empty] | _____ |  | 0% | 0 | 0 | _____
[12 empty] | _____ |  | 0% | 0 | 0 | _____
[12 empty] | _____ |  | 0% | 0 | 0 | _____
[12 empty] | _____ |  | 0% | 0 | 0 | _____
[12 empty] | _____ |  | 0% | 0 | 0 | _____
[12 empty] | _____ |  | 0% | 0 | 0 | _____
[12 empty] | _____ |  | 0% | 0 | 0 | _____
[12 empty] | _____ |  | 0% | 0 | 0 | _____
[12 empty] | _____ |  | 0% | 0 | 0 | _____
[12 empty] | _____ |  | 0% | 0 | 0 | _____
[12 empty] | _____ |  | 0% | 0 | 0 | _____
[12 empty] | _____ |  | 0% | 0 | 0 | _____
[12 empty] | _____ |  | 0% | 0 | 0 | _____
[12 empty] | _____ |  | 0% | 0 | 0 | _____
[12 empty] | _____ |  | 0% | 0 | 0 | _____
[12 empty] | _____ |  | 0% | 0 | 0 | _____
[12 empty] | _____ |  | 0% | 0 | 0 | _____
[12 empty] | _____ |  | 0% | 0 | 0 | _____
[12 empty] | _____ |  | 0% | 0 | 0 | _____
[12 empty] | _____ |  | 0% | 0 | 0 | _____
[12 empty] | _____ |  | 0% | 0 | 0 | _____
[12 empty] | _____ |  | 0% | 0 | 0 | _____
[12 empty] | _____ |  | 0% | 0 | 0 | _____
[12 empty] | _____ |  | 0% | 0 | 0 | _____
[12 empty] | _____ |  | 0% | 0 | 0 | _____
[12 empty] | _____ |  | 0% | 0 | 0 | _____
[12 empty] | _____ |  | 0% | 0 | 0 | _____
[12 empty] | _____ |  | 0% | 0 | 0 | _____
[12 empty] | _____ |  | 0% | 0 | 0 | _____
[12 empty] | _____ |  | 0% | 0 | 0 | _____
[12 empty] | _____ |  | 0% | 0 | 0 | _____
[12 empty] | _____ |  | 0% | 0 | 0 | _____
[12 empty] | _____ |  | 0% | 0 | 0 | _____
[12 empty] | _____ |  | 0% | 0 | 0 | _____
[12 empty] | _____ |  | 0% | 0 | 0 | _____
[12 empty] | _____ |  | 0% | 0 | 0 | _____
[12 empty] | _____ |  | 0% | 0 | 0 | _____
[12 empty] | _____ |  | 0% | 0 | 0 | _____
[12 empty] | _____ |  | 0% | 0 | 0 | _____
[12 empty] | _____ |  | 0% | 0 | 0 | _____
[12 empty] | _____ |  | 0% | 0 | 0 | _____
[12 empty] | _____ |  | 0% | 0 | 0 | _____
[12 empty] | _____ |  | 0% | 0 | 0 | _____
[12 empty] | _____ |  | 0% | 0 | 0 | _____
[12 empty] | _____ |  | 0% | 0 | 0 | _____
[12 empty] | _____ |  | 0% | 0 | 0 | _____
[12 empty] | _____ |  | 0% | 0 | 0 | _____
[12 empty] | _____ |  | 0% | 0 | 0 | _____
[12 empty] | _____ |  | 0% | 0 | 0 | _____
[12 empty] | _____ |  | 0% | 0 | 0 | _____
[12 empty] | _____ |  | 0% | 0 | 0 | _____
[12 empty] | _____ |  | 0% | 0 | 0 | _____
[12 empty] | _____ |  | 0% | 0 | 0 | _____
[12 empty] | _____ |  | 0% | 0 | 0 | _____
[12 empty] | _____ |  | 0% | 0 | 0 | _____
[12 empty] | _____ |  | 0% | 0 | 0 | _____
[12 empty] | _____ |  | 0% | 0 | 0 | _____
[12 empty] | _____ |  | 0% | 0 | 0 | _____
[12 empty] | _____ |  | 0% | 0 | 0 | _____
[12 empty] | _____ |  | 0% | 0 | 0 | _____
[12 empty] | _____ |  | 0% | 0 | 0 | _____
[12 empty] | _____ |  | 0% | 0 | 0 | _____
[12 empty] | _____ |  | 0% | 0 | 0 | _____
[12 empty] | _____ |  | 0% | 0 | 0 | _____
[12 empty] | _____ |  | 0% | 0 | 0 | _____
[12 empty] | _____ |  | 0% | 0 | 0 | _____
[12 empty] | _____ |  | 0% | 0 | 0 | _____
[12 empty] | _____ |  | 0% | 0 | 0 | _____
[12 empty] | _____ |  | 0% | 0 | 0 | _____
[12 empty] | _____ |  | 0% | 0 | 0 | _____
[12 empty] | _____ |  | 0% | 0 | 0 | _____
[12 empty] | _____ |  | 0% | 0 | 0 | _____
[12 empty] | _____ |  | 0% | 0 | 0 | _____
[12 empty] | _____ |  | 0% | 0 | 0 | _____
[12 empty] | _____ |  | 0% | 0 | 0 | _____
[12 empty] | _____ |  | 0% | 0 | 0 | _____
[12 empty] | _____ |  | 0% | 0 | 0 | _____
[12 empty] | _____ |  | 0% | 0 | 0 | _____
[12 empty] | _____ |  | 0% | 0 | 0 | _____
[12 empty] | _____ |  | 0% | 0 | 0 | _____
[12 empty] | _____ |  | 0% | 0 | 0 | _____
[12 empty] | _____ |  | 0% | 0 | 0 | _____
[12 empty] | _____ |  | 0% | 0 | 0 | _____
[12 empty] | _____ |  | 0% | 0 | 0 | _____
[12 empty] | _____ |  | 0% | 0 | 0 | _____
[12 empty] | _____ |  | 0% | 0 | 0 | _____
[12 empty] | _____ |  | 0% | 0 | 0 | _____
[12 empty] | _____ |  | 0% | 0 | 0 | _____
[12 empty] | _____ |  | 0% | 0 | 0 | _____
[12 empty] | _____ |  | 0% | 0 | 0 | _____
[12 empty] | _____ |  | 0% | 0 | 0 | _____
[12 empty] | _____ |  | 0% | 0 | 0 | _____
[12 empty] | _____ |  | 0% | 0 | 0 | _____
[12 empty] | _____ |  | 0% | 0 | 0 | _____
[12 empty] | _____ |  | 0% | 0 | 0 | _____
[12 empty] | _____ |  | 0% | 0 | 0 | _____
[12 empty] | _____ |  | 0% | 0 | 0 | _____
[12 empty] | _____ |  | 0% | 0 | 0 | _____
[12 empty] | _____ |  | 0% | 0 | 0 | _____
[12 empty] | _____ |  | 0% | 0 | 0 | _____
[12 empty] | _____ |  | 0% | 0 | 0 | _____
[12 empty] | _____ |  | 0% | 0 | 0 | _____
[12 empty] | _____ |  | 0% | 0 | 0 | _____
[12 empty] | _____ |  | 0% | 0 | 0 | _____
[12 empty] | _____ |  | 0% | 0 | 0 | _____
[12 empty] | _____ |  | 0% | 0 | 0 | _____
[12 empty] | _____ |  | 0% | 0 | 0 | _____
[12 empty] | _____ |  | 0% | 0 | 0 | _____
[12 empty] | _____ |  | 0% | 0 | 0 | _____
[12 empty] | _____ |  | 0% | 0 | 0 | _____
[12 empty] | _____ |  | 0% | 0 | 0 | _____
[12 empty] | _____ |  | 0% | 0 | 0 | _____
[12 empty] | _____ |  | 0% | 0 | 0 | _____
[12 empty] | _____ |  | 0% | 0 | 0 | _____
[12 empty] | _____ |  | 0% | 0 | 0 | _____
[12 empty] | _____ |  | 0% | 0 | 0 | _____
[12 empty] | _____ |  | 0% | 0 | 0 | _____
[12 empty] | _____ |  | 0% | 0 | 0 | _____
[12 empty] | _____ |  | 0% | 0 | 0 | _____
[12 empty] | _____ |  | 0% | 0 | 0 | _____
[12 empty] | _____ |  | 0% | 0 | 0 | _____
[12 empty] | _____ |  | 0% | 0 | 0 | _____
[12 empty] | _____ |  | 0% | 0 | 0 | _____
[12 empty] | _____ |  | 0% | 0 | 0 | _____
[12 empty] | _____ |  | 0% | 0 | 0 | _____
[12 empty] | _____ |  | 0% | 0 | 0 | _____
[12 empty] | _____ |  | 0% | 0 | 0 | _____
[12 empty] | _____ |  | 0% | 0 | 0 | _____
[12 empty] | _____ |  | 0% | 0 | 0 | _____
[12 empty] | _____ |  | 0% | 0 | 0 | _____
[12 empty] | _____ |  | 0% | 0 | 0 | _____
[12 empty] | _____ |  | 0% | 0 | 0 | _____
[12 empty] | _____ |  | 0% | 0 | 0 | _____
[12 empty] | _____ |  | 0% | 0 | 0 | _____
[12 empty] | _____ |  | 0% | 0 | 0 | _____
[12 empty] | _____ |  | 0% | 0 | 0 | _____
[12 empty] | _____ |  | 0% | 0 | 0 | _____
[12 empty] | _____ |  | 0% | 0 | 0 | _____
[12 empty] | _____ |  | 0% | 0 | 0 | _____
[12 empty] | _____ |  | 0% | 0 | 0 | _____
[12 empty] | _____ |  | 0% | 0 | 0 | _____
[12 empty] | _____ |  | 0% | 0 | 0 | _____
[12 empty] | _____ |  | 0% | 0 | 0 | _____
[12 empty] | _____ |  | 0% | 0 | 0 | _____
[12 empty] | _____ |  | 0% | 0 | 0 | _____
[12 empty] | _____ |  | 0% | 0 | 0 | _____
[12 empty] | _____ |  | 0% | 0 | 0 | _____
[12 empty] | _____ |  | 0% | 0 | 0 | _____
[12 empty] | _____ |  | 0% | 0 | 0 | _____
[12 empty] | _____ |  | 0% | 0 | 0 | _____
[12 empty] | _____ |  | 0% | 0 | 0 | _____
[12 empty] | _____ |  | 0% | 0 | 0 | _____
[12 empty] | _____ |  | 0% | 0 | 0 | _____
[12 empty] | _____ |  | 0% | 0 | 0 | _____
[12 empty] | _____ |  | 0% | 0 | 0 | _____
[12 empty] | _____ |  | 0% | 0 | 0 | _____
[12 empty] | _____ |  | 0% | 0 | 0 | _____
[12 empty] | _____ |  | 0% | 0 | 0 | _____
[12 empty] | _____ |  | 0% | 0 | 0 | _____
[12 empty] | _____ |  | 0% | 0 | 0 | _____
[12 empty] | _____ |  | 0% | 0 | 0 | _____
[12 empty] | _____ |  | 0% | 0 | 0 | _____
[12 empty] | _____ |  | 0% | 0 | 0 | _____
[12 empty] | _____ |  | 0% | 0 | 0 | _____
[12 empty] | _____ |  | 0% | 0 | 0 | _____
[12 empty] | _____ |  | 0% | 0 | 0 | _____
[12 empty] | _____ |  | 0% | 0 | 0 | _____
[12 empty] | _____ |  | 0% | 0 | 0 | _____
[12 empty] | _____ |  | 0% | 0 | 0 | _____
[12 empty] | _____ |  | 0% | 0 | 0 | _____
[12 empty] | _____ |  | 0% | 0 | 0 | _____
[12 empty] | _____ |  | 0% | 0 | 0 | _____
[12 empty] | _____ |  | 0% | 0 | 0 | _____
[12 empty] | _____ |  | 0% | 0 | 0 | _____
[12 empty] | _____ |  | 0% | 0 | 0 | _____
[12 empty] | _____ |  | 0% | 0 | 0 | _____
[12 empty] | _____ |  | 0% | 0 | 0 | _____
[12 empty] | _____ |  | 0% | 0 | 0 | _____
[12 empty] | _____ |  | 0% | 0 | 0 | _____
[12 empty] | _____ |  | 0% | 0 | 0 | _____
[12 empty] | _____ |  | 0% | 0 | 0 | _____
[12 empty] | _____ |  | 0% | 0 | 0 | _____
[12 empty] | _____ |  | 0% | 0 | 0 | _____
[12 empty] | _____ |  | 0% | 0 | 0 | _____
[12 empty] | _____ |  | 0% | 0 | 0 | _____
[12 empty] | _____ |  | 0% | 0 | 0 | _____
[12 empty] | _____ |  | 0% | 0 | 0 | _____
[12 empty] | _____ |  | 0% | 0 | 0 | _____
[12 empty] | _____ |  | 0% | 0 | 0 | _____
[12 empty] | _____ |  | 0% | 0 | 0 | _____
[12 empty] | _____ |  | 0% | 0 | 0 | _____
[12 empty] | _____ |  | 0% | 0 | 0 | _____
[12 empty] | _____ |  | 0% | 0 | 0 | _____
[12 empty] | _____ |  | 0% | 0 | 0 | _____
[12 empty] | _____ |  | 0% | 0 | 0 | _____
[12 empty] | _____ |  | 0% | 0 | 0 | _____
[12 empty] | _____ |  | 0% | 0 | 0 | _____
[12 empty] | _____ |  | 0% | 0 | 0 | _____
[12 empty] | _____ |  | 0% | 0 | 0 | _____
[12 empty] | _____ |  | 0% | 0 | 0 | _____
[12 empty] | _____ |  | 0% | 0 | 0 | _____
[12 empty] | _____ |  | 0% | 0 | 0 | _____
[12 empty] | _____ |  | 0% | 0 | 0 | _____
[12 empty] | _____ |  | 0% | 0 | 0 | _____
[12 empty] | _____ |  | 0% | 0 | 0 | _____
[12 empty] | _____ |  | 0% | 0 | 0 | _____
[12 empty] | _____ |  | 0% | 0 | 0 | _____
[12 empty] | _____ |  | 0% | 0 | 0 | _____
[12 empty] | _____ |  | 0% | 0 | 0 | _____
[12 empty] | _____ |  | 0% | 0 | 0 | _____
[12 empty] | _____ |  | 0% | 0 | 0 | _____
[12 empty] | _____ |  | 0% | 0 | 0 | _____
[12 empty] | _____ |  | 0% | 0 | 0 | _____
[12 empty] | _____ |  | 0% | 0 | 0 | _____
[12 empty] | _____ |  | 0% | 0 | 0 | _____
[12 empty] | _____ |  | 0% | 0 | 0 | _____
[12 empty] | _____ |  | 0% | 0 | 0 | _____
[12 empty] | _____ |  | 0% | 0 | 0 | _____
[12 empty] | _____ |  | 0% | 0 | 0 | _____
[12 empty] | _____ |  | 0% | 0 | 0 | _____
[12 empty] | _____ |  | 0% | 0 | 0 | _____
[12 empty] | _____ |  | 0% | 0 | 0 | _____
[12 empty] | _____ |  | 0% | 0 | 0 | _____
[12 empty] | _____ |  | 0% | 0 | 0 | _____
[12 empty] | _____ |  | 0% | 0 | 0 | _____
[12 empty] | _____ |  | 0% | 0 | 0 | _____
[12 empty] | _____ |  | 0% | 0 | 0 | _____
[12 empty] | _____ |  | 0% | 0 | 0 | _____
[12 empty] | _____ |  | 0% | 0 | 0 | _____
[12 empty] | _____ |  | 0% | 0 | 0 | _____
[12 empty] | _____ |  | 0% | 0 | 0 | _____
[12 empty] | _____ |  | 0% | 0 | 0 | _____
[12 empty] | _____ |  | 0% | 0 | 0 | _____
[12 empty] | _____ |  | 0% | 0 | 0 | _____
[12 empty] | _____ |  | 0% | 0 | 0 | _____
[12 empty] | _____ |  | 0% | 0 | 0 | _____
[12 empty] | _____ |  | 0% | 0 | 0 | _____
[12 empty] | _____ |  | 0% | 0 | 0 | _____
[12 empty] | _____ |  | 0% | 0 | 0 | _____
[12 empty] | _____ |  | 0% | 0 | 0 | _____
[12 empty] | _____ |  | 0% | 0 | 0 | _____
[12 empty] | _____ |  | 0% | 0 | 0 | _____
[12 empty] | _____ |  | 0% | 0 | 0 | _____
[12 empty] | _____ |  | 0% | 0 | 0 | _____
[12 empty] | _____ |  | 0% | 0 | 0 | _____
[12 empty] | _____ |  | 0% | 0 | 0 | _____
[12 empty] | _____ |  | 0% | 0 | 0 | _____
[12 empty] | _____ |  | 0% | 0 | 0 | _____
[12 empty] | _____ |  | 0% | 0 | 0 | _____
[12 empty] | _____ |  | 0% | 0 | 0 | _____
[12 empty] | _____ |  | 0% | 0 | 0 | _____
[12 empty] | _____ |  | 0% | 0 | 0 | _____
[12 empty] | _____ |  | 0% | 0 | 0 | _____
[12 empty] | _____ |  | 0% | 0 | 0 | _____
[12 empty] | _____ |  | 0% | 0 | 0 | _____
[12 empty] | _____ |  | 0% | 0 | 0 | _____
[12 empty] | _____ |  | 0% | 0 | 0 | _____
[12 empty] | _____ |  | 0% | 0 | 0 | _____
[12 empty] | _____ |  | 0% | 0 | 0 | _____
[12 empty] | _____ |  | 0% | 0 | 0 | _____
[12 empty] | _____ |  | 0% | 0 | 0 | _____
[12 empty] | _____ |  | 0% | 0 | 0 | _____
[12 empty] | _____ |  | 0% | 0 | 0 | _____
[12 empty] | _____ |  | 0% | 0 | 0 | _____
[12 empty] | _____ |  | 0% | 0 | 0 | _____
[12 empty] | _____ |  | 0% | 0 | 0 | _____
[12 empty] | _____ |  | 0% | 0 | 0 | _____
[12 empty] | _____ |  | 0% | 0 | 0 | _____
[12 empty] | _____ |  | 0% | 0 | 0 | _____
[12 empty] | _____ |  | 0% | 0 | 0 | _____
[12 empty] | _____ |  | 0% | 0 | 0 | _____
[12 empty] | _____ |  | 0% | 0 | 0 | _____
[12 empty] | _____ |  | 0% | 0 | 0 | _____
[12 empty] | _____ |  | 0% | 0 | 0 | _____
[12 empty] | _____ |  | 0% | 0 | 0 | _____
[12 empty] | _____ |  | 0% | 0 | 0 | _____
[12 empty] | _____ |  | 0% | 0 | 0 | _____
[12 empty] | _____ |  | 0% | 0 | 0 | _____
[12 empty] | _____ |  | 0% | 0 | 0 | _____
[12 empty] | _____ |  | 0% | 0 | 0 | _____
[12 empty] | _____ |  | 0% | 0 | 0 | _____
[12 empty] | _____ |  | 0% | 0 | 0 | _____
[12 empty] | _____ |  | 0% | 0 | 0 | _____
[12 empty] | _____ |  | 0% | 0 | 0 | _____
[12 empty] | _____ |  | 0% | 0 | 0 | _____
[12 empty] | _____ |  | 0% | 0 | 0 | _____
[12 empty] | _____ |  | 0% | 0 | 0 | _____
[12 empty] | _____ |  | 0% | 0 | 0 | _____
[12 empty] | _____ |  | 0% | 0 | 0 | _____
[12 empty] | _____ |  | 0% | 0 | 0 | _____
[12 empty] | _____ |  | 0% | 0 | 0 | _____
[12 empty] | _____ |  | 0% | 0 | 0 | _____
[12 empty] | _____ |  | 0% | 0 | 0 | _____
[12 empty] | _____ |  | 0% | 0 | 0 | _____
[12 empty] | _____ |  | 0% | 0 | 0 | _____
[12 empty] | _____ |  | 0% | 0 | 0 | _____
[12 empty] | _____ |  | 0% | 0 | 0 | _____
[12 empty] | _____ |  | 0% | 0 | 0 | _____
[12 empty] | _____ |  | 0% | 0 | 0 | _____
[12 empty] | _____ |  | 0% | 0 | 0 | _____
[12 empty] | _____ |  | 0% | 0 | 0 | _____
[12 empty] | _____ |  | 0% | 0 | 0 | _____
[12 empty] | _____ |  | 0% | 0 | 0 | _____
[12 empty] | _____ |  | 0% | 0 | 0 | _____
[12 empty] | _____ |  | 0% | 0 | 0 | _____
[12 empty] | _____ |  | 0% | 0 | 0 | _____
[12 empty] | _____ |  | 0% | 0 | 0 | _____
[12 empty] | _____ |  | 0% | 0 | 0 | _____
[12 empty] | _____ |  | 0% | 0 | 0 | _____
[12 empty] | _____ |  | 0% | 0 | 0 | _____
[12 empty] | _____ |  | 0% | 0 | 0 | _____
[12 empty] | _____ |  | 0% | 0 | 0 | _____
[12 empty] | _____ |  | 0% | 0 | 0 | _____
[12 empty] | _____ |  | 0% | 0 | 0 | _____
[12 empty] | _____ |  | 0% | 0 | 0 | _____
[12 empty] | _____ |  | 0% | 0 | 0 | _____
[12 empty] | _____ |  | 0% | 0 | 0 | _____
[12 empty] | _____ |  | 0% | 0 | 0 | _____
[12 empty] | _____ |  | 0% | 0 | 0 | _____
[12 empty] | _____ |  | 0% | 0 | 0 | _____
[12 empty] | _____ |  | 0% | 0 | 0 | _____
[12 empty] | _____ |  | 0% | 0 | 0 | _____
[12 empty] | _____ |  | 0% | 0 | 0 | _____
[12 empty] | _____ |  | 0% | 0 | 0 | _____
[12 empty] | _____ |  | 0% | 0 | 0 | _____
[12 empty] | _____ |  | 0% | 0 | 0 | _____
[12 empty] | _____ |  | 0% | 0 | 0 | _____
[12 empty] | _____ |  | 0% | 0 | 0 | _____
[12 empty] | _____ |  | 0% | 0 | 0 | _____
[12 empty] | _____ |  | 0% | 0 | 0 | _____
[12 empty] | _____ |  | 0% | 0 | 0 | _____
[12 empty] | _____ |  | 0% | 0 | 0 | _____
[12 empty] | _____ |  | 0% | 0 | 0 | _____
[12 empty] | _____ |  | 0% | 0 | 0 | _____
[12 empty] | _____ |  | 0% | 0 | 0 | _____
[12 empty] | _____ |  | 0% | 0 | 0 | _____
[12 empty] | _____ |  | 0% | 0 | 0 | _____
[12 empty] | _____ |  | 0% | 0 | 0 | _____
[12 empty] | _____ |  | 0% | 0 | 0 | _____
[12 empty] | _____ |  | 0% | 0 | 0 | _____
[12 empty] | _____ |  | 0% | 0 | 0 | _____
[12 empty] | _____ |  | 0% | 0 | 0 | _____
[12 empty] | _____ |  | 0% | 0 | 0 | _____
[12 empty] | _____ |  | 0% | 0 | 0 | _____
[12 empty] | _____ |  | 0% | 0 | 0 | _____
[12 empty] | _____ |  | 0% | 0 | 0 | _____
[12 empty] | _____ |  | 0% | 0 | 0 | _____
[12 empty] | _____ |  | 0% | 0 | 0 | _____
[12 empty] | _____ |  | 0% | 0 | 0 | _____
[12 empty] | _____ |  | 0% | 0 | 0 | _____
[12 empty] | _____ |  | 0% | 0 | 0 | _____
[12 empty] | _____ |  | 0% | 0 | 0 | _____
[12 empty] | _____ |  | 0% | 0 | 0 | _____
[12 empty] | _____ |  | 0% | 0 | 0 | _____
[12 empty] | _____ |  | 0% | 0 | 0 | _____
[12 empty] | _____ |  | 0% | 0 | 0 | _____
[12 empty] | _____ |  | 0% | 0 | 0 | _____
[12 empty] | _____ |  | 0% | 0 | 0 | _____
[12 empty] | _____ |  | 0% | 0 | 0 | _____
[12 empty] | _____ |  | 0% | 0 | 0 | _____
[12 empty] | _____ |  | 0% | 0 | 0 | _____
[12 empty] | _____ |  | 0% | 0 | 0 | _____
[12 empty] | _____ |  | 0% | 0 | 0 | _____
[12 empty] | _____ |  | 0% | 0 | 0 | _____
[12 empty] | _____ |  | 0% | 0 | 0 | _____
[12 empty] | _____ |  | 0% | 0 | 0 | _____
[12 empty] | _____ |  | 0% | 0 | 0 | _____
[12 empty] | _____ |  | 0% | 0 | 0 | _____
[12 empty] | _____ |  | 0% | 0 | 0 | _____
[12 empty] | _____ |  | 0% | 0 | 0 | _____
[12 empty] | _____ |  | 0% | 0 | 0 | _____
[12 empty] | _____ |  | 0% | 0 | 0 | _____
[12 empty] | _____ |  | 0% | 0 | 0 | _____
[12 empty] | _____ |  | 0% | 0 | 0 | _____
[12 empty] | _____ |  | 0% | 0 | 0 | _____
[12 empty] | _____ |  | 0% | 0 | 0 | _____
[12 empty] | _____ |  | 0% | 0 | 0 | _____
[12 empty] | _____ |  | 0% | 0 | 0 | _____
[12 empty] | _____ |  | 0% | 0 | 0 | _____
[12 empty] | _____ |  | 0% | 0 | 0 | _____
[12 empty] | _____ |  | 0% | 0 | 0 | _____
[12 empty] | _____ |  | 0% | 0 | 0 | _____
[12 empty] | _____ |  | 0% | 0 | 0 | _____
[12 empty] | _____ |  | 0% | 0 | 0 | _____
[12 empty] | _____ |  | 0% | 0 | 0 | _____
[12 empty] | _____ |  | 0% | 0 | 0 | _____
[12 empty] | _____ |  | 0% | 0 | 0 | _____
[12 empty] | _____ |  | 0% | 0 | 0 | _____
[12 empty] | _____ |  | 0% | 0 | 0 | _____
[12 empty] | _____ |  | 0% | 0 | 0 | _____
[12 empty] | _____ |  | 0% | 0 | 0 | _____
[12 empty] | _____ |  | 0% | 0 | 0 | _____
[12 empty] | _____ |  | 0% | 0 | 0 | _____
[12 empty] | _____ |  | 0% | 0 | 0 | _____
[12 empty] | _____ |  | 0% | 0 | 0 | _____
[12 empty] | _____ |  | 0% | 0 | 0 | _____
[12 empty] | _____ |  | 0% | 0 | 0 | _____
[12 empty] | _____ |  | 0% | 0 | 0 | _____
[12 empty] | _____ |  | 0% | 0 | 0 | _____
[12 empty] | _____ |  | 0% | 0 | 0 | _____
[12 empty] | _____ |  | 0% | 0 | 0 | _____
[12 empty] | _____ |  | 0% | 0 | 0 | _____
[12 empty] | _____ |  | 0% | 0 | 0 | _____
[12 empty] | _____ |  | 0% | 0 | 0 | _____
[12 empty] | _____ |  | 0% | 0 | 0 | _____
[12 empty] | _____ |  | 0% | 0 | 0 | _____
[12 empty] | _____ |  | 0% | 0 | 0 | _____
[12 empty] | _____ |  | 0% | 0 | 0 | _____
[12 empty] | _____ |  | 0% | 0 | 0 | _____
[12 empty] | _____ |  | 0% | 0 | 0 | _____
[12 empty] | _____ |  | 0% | 0 | 0 | _____
[12 empty] | _____ |  | 0% | 0 | 0 | _____
[12 empty] | _____ |  | 0% | 0 | 0 | _____
[12 empty] | _____ |  | 0% | 0 | 0 | _____
[12 empty] | _____ |  | 0% | 0 | 0 | _____
[12 empty] | _____ |  | 0% | 0 | 0 | _____
[12 empty] | _____ |  | 0% | 0 | 0 | _____
[12 empty] | _____ |  | 0% | 0 | 0 | _____
[12 empty] | _____ |  | 0% | 0 | 0 | _____
[12 empty] | _____ |  | 0% | 0 | 0 | _____
[12 empty] | _____ |  | 0% | 0 | 0 | _____
[12 empty] | _____ |  | 0% | 0 | 0 | _____
[12 empty] | _____ |  | 0% | 0 | 0 | _____
[12 empty] | _____ |  | 0% | 0 | 0 | _____
[12 empty] | _____ |  | 0% | 0 | 0 | _____
[12 empty] | _____ |  | 0% | 0 | 0 | _____
[12 empty] | _____ |  | 0% | 0 | 0 | _____
[12 empty] | _____ |  | 0% | 0 | 0 | _____
[12 empty] | _____ |  | 0% | 0 | 0 | _____
[12 empty] | _____ |  | 0% | 0 | 0 | _____
[12 empty] | _____ |  | 0% | 0 | 0 | _____
[12 empty] | _____ |  | 0% | 0 | 0 | _____
[12 empty] | _____ |  | 0% | 0 | 0 | _____
[12 empty] | _____ |  | 0% | 0 | 0 | _____
[12 empty] | _____ |  | 0% | 0 | 0 | _____
[12 empty] | _____ |  | 0% | 0 | 0 | _____
[12 empty] | _____ |  | 0% | 0 | 0 | _____
[12 empty] | _____ |  | 0% | 0 | 0 | _____
[12 empty] | _____ |  | 0% | 0 | 0 | _____
[12 empty] | _____ |  | 0% | 0 | 0 | _____
[12 empty] | _____ |  | 0% | 0 | 0 | _____
[12 empty] | _____ |  | 0% | 0 | 0 | _____
[12 empty] | _____ |  | 0% | 0 | 0 | _____
[12 empty] | _____ |  | 0% | 0 | 0 | _____
[12 empty] | _____ |  | 0% | 0 | 0 | _____
[12 empty] | _____ |  | 0% | 0 | 0 | _____
[12 empty] | _____ |  | 0% | 0 | 0 | _____
[12 empty] | _____ |  | 0% | 0 | 0 | _____
[12 empty] | _____ |  | 0% | 0 | 0 | _____
[12 empty] | _____ |  | 0% | 0 | 0 | _____
[12 empty] | _____ |  | 0% | 0 | 0 | _____
[12 empty] | _____ |  | 0% | 0 | 0 | _____
[12 empty] | _____ |  | 0% | 0 | 0 | _____
[12 empty] | _____ |  | 0% | 0 | 0 | _____
[12 empty] | _____ |  | 0% | 0 | 0 | _____
[12 empty] | _____ |  | 0% | 0 | 0 | _____
[12 empty] | _____ |  | 0% | 0 | 0 | _____
[12 empty] | _____ |  | 0% | 0 | 0 | _____
[12 empty] | _____ |  | 0% | 0 | 0 | _____
[12 empty] | _____ |  | 0% | 0 | 0 | _____
[12 empty] | _____ |  | 0% | 0 | 0 | _____
[12 empty] | _____ |  | 0% | 0 | 0 | _____
[12 empty] | _____ |  | 0% | 0 | 0 | _____
[12 empty] | _____ |  | 0% | 0 | 0 | _____
[12 empty] | _____ |  | 0% | 0 | 0 | _____
[12 empty] | _____ |  | 0% | 0 | 0 | _____
[12 empty] | _____ |  | 0% | 0 | 0 | _____
[12 empty] | _____ |  | 0% | 0 | 0 | _____
[12 empty] | _____ |  | 0% | 0 | 0 | _____
[12 empty] | _____ |  | 0% | 0 | 0 | _____
[12 empty] | _____ |  | 0% | 0 | 0 | _____
[12 empty] | _____ |  | 0% | 0 | 0 | _____
[12 empty] | _____ |  | 0% | 0 | 0 | _____
[12 empty] | _____ |  | 0% | 0 | 0 | _____
[12 empty] | _____ |  | 0% | 0 | 0 | _____
[12 empty] | _____ |  | 0% | 0 | 0 | _____
[12 empty] | _____ |  | 0% | 0 | 0 | _____
[12 empty] | _____ |  | 0% | 0 | 0 | _____
[12 empty] | _____ |  | 0% | 0 | 0 | _____
[12 empty] | _____ |  | 0% | 0 | 0 | _____
[12 empty] | _____ |  | 0% | 0 | 0 | _____
[12 empty] | _____ |  | 0% | 0 | 0 | _____
[12 empty] | _____ |  | 0% | 0 | 0 | _____
[12 empty] | _____ |  | 0% | 0 | 0 | _____
[12 empty] | _____ |  | 0% | 0 | 0 | _____
[12 empty] | _____ |  | 0% | 0 | 0 | _____
[12 empty] | _____ |  | 0% | 0 | 0 | _____
[12 empty] | _____ |  | 0% | 0 | 0 | _____
[12 empty] | _____ |  | 0% | 0 | 0 | _____
[12 empty] | _____ |  | 0% | 0 | 0 | _____
[12 empty] | _____ |  | 0% | 0 | 0 | _____
[12 empty] | _____ |  | 0% | 0 | 0 | _____
[12 empty] | _____ |  | 0% | 0 | 0 | _____
[12 empty] | _____ |  | 0% | 0 | 0 | _____
[12 empty] | _____ |  | 0% | 0 | 0 | _____
[12 empty] | _____ |  | 0% | 0 | 0 | _____
[12 empty] | _____ |  | 0% | 0 | 0 | _____
[12 empty] | _____ |  | 0% | 0 | 0 | _____
[12 empty] | _____ |  | 0% | 0 | 0 | _____
[12 empty] | _____ |  | 0% | 0 | 0 | _____
[12 empty] | _____ |  | 0% | 0 | 0 | _____
[12 empty] | _____ |  | 0% | 0 | 0 | _____
[12 empty] | _____ |  | 0% | 0 | 0 | _____
[12 empty] | _____ |  | 0% | 0 | 0 | _____
[12 empty] | _____ |  | 0% | 0 | 0 | _____
[12 empty] | _____ |  | 0% | 0 | 0 | _____
[12 empty] | _____ |  | 0% | 0 | 0 | _____
[12 empty] | _____ |  | 0% | 0 | 0 | _____
[12 empty] | _____ |  | 0% | 0 | 0 | _____
[12 empty] | _____ |  | 0% | 0 | 0 | _____
[12 empty] | _____ |  | 0% | 0 | 0 | _____
[12 empty] | _____ |  | 0% | 0 | 0 | _____
[12 empty] | _____ |  | 0% | 0 | 0 | _____
[12 empty] | _____ |  | 0% | 0 | 0 | _____
[12 empty] | _____ |  | 0% | 0 | 0 | _____
[12 empty] | _____ |  | 0% | 0 | 0 | _____
[12 empty] | _____ |  | 0% | 0 | 0 | _____
[12 empty] | _____ |  | 0% | 0 | 0 | _____
[12 empty] | _____ |  | 0% | 0 | 0 | _____
[12 empty] | _____ |  | 0% | 0 | 0 | _____
[12 empty] | _____ |  | 0% | 0 | 0 | _____
[12 empty] | _____ |  | 0% | 0 | 0 | _____
[12 empty] | _____ |  | 0% | 0 | 0 | _____
[12 empty] | _____ |  | 0% | 0 | 0 | _____
[12 empty] | _____ |  | 0% | 0 | 0 | _____
[12 empty] | _____ |  | 0% | 0 | 0 | _____
[12 empty] | _____ |  | 0% | 0 | 0 | _____
[12 empty] | _____ |  | 0% | 0 | 0 | _____
[12 empty] | _____ |  | 0% | 0 | 0 | _____
[12 empty] | _____ |  | 0% | 0 | 0 | _____
[12 empty] | _____ |  | 0% | 0 | 0 | _____
[12 empty] | _____ |  | 0% | 0 | 0 | _____
[12 empty] | _____ |  | 0% | 0 | 0 | _____
[12 empty] | _____ |  | 0% | 0 | 0 | _____
[12 empty] | _____ |  | 0% | 0 | 0 | _____
[12 empty] | _____ |  | 0% | 0 | 0 | _____
[12 empty] | _____ |  | 0% | 0 | 0 | _____
[12 empty] | _____ |  | 0% | 0 | 0 | _____
[12 empty] | _____ |  | 0% | 0 | 0 | _____
[12 empty] | _____ |  | 0% | 0 | 0 | _____
[12 empty] | _____ |  | 0% | 0 | 0 | _____
[12 empty] | _____ |  | 0% | 0 | 0 | _____
[12 empty] | _____ |  | 0% | 0 | 0 | _____
[12 empty] | _____ |  | 0% | 0 | 0 | _____
[12 empty] | _____ |  | 0% | 0 | 0 | _____
[12 empty] | _____ |  | 0% | 0 | 0 | _____
[12 empty] | _____ |  | 0% | 0 | 0 | _____
[12 empty] | _____ |  | 0% | 0 | 0 | _____
[12 empty] | _____ |  | 0% | 0 | 0 | _____
[12 empty] | _____ |  | 0% | 0 | 0 | _____
[12 empty] | _____ |  | 0% | 0 | 0 | _____
[12 empty] | _____ |  | 0% | 0 | 0 | _____
[12 empty] | _____ |  | 0% | 0 | 0 | _____
[12 empty] | _____ |  | 0% | 0 | 0 | _____
[12 empty] | _____ |  | 0% | 0 | 0 | _____
[12 empty] | _____ |  | 0% | 0 | 0 | _____
[12 empty] | _____ |  | 0% | 0 | 0 | _____
[12 empty] | _____ |  | 0% | 0 | 0 | _____
[12 empty] | _____ |  | 0% | 0 | 0 | _____
[12 empty] | _____ |  | 0% | 0 | 0 | _____
[12 empty] | _____ |  | 0% | 0 | 0 | _____
[12 empty] | _____ |  | 0% | 0 | 0 | _____
[12 empty] | _____ |  | 0% | 0 | 0 | _____
[12 empty] | _____ |  | 0% | 0 | 0 | _____
[12 empty] | _____ |  | 0% | 0 | 0 | _____
[12 empty] | _____ |  | 0% | 0 | 0 | _____
[12 empty] | _____ |  | 0% | 0 | 0 | _____
[12 empty] | _____ |  | 0% | 0 | 0 | _____
[12 empty] | _____ |  | 0% | 0 | 0 | _____
[12 empty] | _____ |  | 0% | 0 | 0 | _____
[12 empty] | _____ |  | 0% | 0 | 0 | _____
[12 empty] | _____ |  | 0% | 0 | 0 | _____
[12 empty] | _____ |  | 0% | 0 | 0 | _____
[12 empty] | _____ |  | 0% | 0 | 0 | _____
[12 empty] | _____ |  | 0% | 0 | 0 | _____
[12 empty] | _____ |  | 0% | 0 | 0 | _____
[12 empty] | _____ |  | 0% | 0 | 0 | _____
[12 empty] | _____ |  | 0% | 0 | 0 | _____
[12 empty] | _____ |  | 0% | 0 | 0 | _____
[12 empty] | _____ |  | 0% | 0 | 0 | _____
[12 empty] | _____ |  | 0% | 0 | 0 | _____
[12 empty] | _____ |  | 0% | 0 | 0 | _____
[12 empty] | _____ |  | 0% | 0 | 0 | _____
[12 empty] | _____ |  | 0% | 0 | 0 | _____
[12 empty] | _____ |  | 0% | 0 | 0 | _____
[12 empty] | _____ |  | 0% | 0 | 0 | _____
[12 empty] | _____ |  | 0% | 0 | 0 | _____
[12 empty] | _____ |  | 0% | 0 | 0 | _____
[12 empty] | _____ |  | 0% | 0 | 0 | _____
[12 empty] | _____ |  | 0% | 0 | 0 | _____
[12 empty] | _____ |  | 0% | 0 | 0 | _____
[12 empty] | _____ |  | 0% | 0 | 0 | _____
[12 empty] | _____ |  | 0% | 0 | 0 | _____
[12 empty] | _____ |  | 0% | 0 | 0 | _____
[12 empty] | _____ |  | 0% | 0 | 0 | _____
[12 empty] | _____ |  | 0% | 0 | 0 | _____
[12 empty] | _____ |  | 0% | 0 | 0 | _____
[12 empty] | _____ |  | 0% | 0 | 0 | _____
[12 empty] | _____ |  | 0% | 0 | 0 | _____
[12 empty] | _____ |  | 0% | 0 | 0 | _____
[12 empty] | _____ |  | 0% | 0 | 0 | _____
[12 empty] | _____ |  | 0% | 0 | 0 | _____
[12 empty] | _____ |  | 0% | 0 | 0 | _____
[12 empty] | _____ |  | 0% | 0 | 0 | _____
[12 empty] | _____ |  | 0% | 0 | 0 | _____
[12 empty] | _____ |  | 0% | 0 | 0 | _____
[12 empty] | _____ |  | 0% | 0 | 0 | _____
[12 empty] | _____ |  | 0% | 0 | 0 | _____
[12 empty] | _____ |  | 0% | 0 | 0 | _____
[12 empty] | _____ |  | 0% | 0 | 0 | _____
[12 empty] | _____ |  | 0% | 0 | 0 | _____
[12 empty] | _____ |  | 0% | 0 | 0 | _____
[12 empty] | _____ |  | 0% | 0 | 0 | _____
[12 empty] | _____ |  | 0% | 0 | 0 | _____
[12 empty] | _____ |  | 0% | 0 | 0 | _____
[12 empty] | _____ |  | 0% | 0 | 0 | _____
[12 empty] | _____ |  | 0% | 0 | 0 | _____
[12 empty] | _____ |  | 0% | 0 | 0 | _____
[12 empty] | _____ |  | 0% | 0 | 0 | _____
[12 empty] | _____ |  | 0% | 0 | 0 | _____
[12 empty] | _____ |  | 0% | 0 | 0 | _____
[12 empty] | _____ |  | 0% | 0 | 0 | _____
[12 empty] | _____ |  | 0% | 0 | 0 | _____
[12 empty] | _____ |  | 0% | 0 | 0 | _____
[12 empty] | _____ |  | 0% | 0 | 0 | _____
[12 empty] | _____ |  | 0% | 0 | 0 | _____
[12 empty] | _____ |  | 0% | 0 | 0 | _____
[12 empty] | _____ |  | 0% | 0 | 0 | _____
[12 empty] | _____ |  | 0% | 0 | 0 | _____
[12 empty] | _____ |  | 0% | 0 | 0 | _____
[12 empty] | _____ |  | 0% | 0 | 0 | _____
[12 empty] | _____ |  | 0% | 0 | 0 | _____
[12 empty] | _____ |  | 0% | 0 | 0 | _____
[12 empty] | _____ |  | 0% | 0 | 0 | _____
[12 empty] | _____ |  | 0% | 0 | 0 | _____
[12 empty] | _____ |  | 0% | 0 | 0 | _____
[12 empty] | _____ |  | 0% | 0 | 0 | _____
[12 empty] | _____ |  | 0% | 0 | 0 | _____
[12 empty] | _____ |  | 0% | 0 | 0 | _____
[12 empty] | _____ |  | 0% | 0 | 0 | _____
[12 empty] | _____ |  | 0% | 0 | 0 | _____
[12 empty] | _____ |  | 0% | 0 | 0 | _____
[12 empty] | _____ |  | 0% | 0 | 0 | _____
[12 empty] | _____ |  | 0% | 0 | 0 | _____
[12 empty] | _____ |  | 0% | 0 | 0 | _____
[12 empty] | _____ |  | 0% | 0 | 0 | _____
[12 empty] | _____ |  | 0% | 0 | 0 | _____
[12 empty] | _____ |  | 0% | 0 | 0 | _____
[12 empty] | _____ |  | 0% | 0 | 0 | _____
[12 empty] | _____ |  | 0% | 0 | 0 | _____
[12 empty] | _____ |  | 0% | 0 | 0 | _____
[12 empty] | _____ |  | 0% | 0 | 0 | _____
[12 empty] | _____ |  | 0% | 0 | 0 | _____
[12 empty] | _____ |  | 0% | 0 | 0 | _____
[12 empty] | _____ |  | 0% | 0 | 0 | _____
[12 empty] | _____ |  | 0% | 0 | 0 | _____
[12 empty] | _____ |  | 0% | 0 | 0 | _____
[12 empty] | _____ |  | 0% | 0 | 0 | _____
[12 empty] | _____ |  | 0% | 0 | 0 | _____
[12 empty] | _____ |  | 0% | 0 | 0 | _____
[12 empty] | _____ |  | 0% | 0 | 0 | _____
[12 empty] | _____ |  | 0% | 0 | 0 | _____
[12 empty] | _____ |  | 0% | 0 | 0 | _____
[12 empty] | _____ |  | 0% | 0 | 0 | _____
[12 empty] | _____ |  | 0% | 0 | 0 | _____
[12 empty] | _____ |  | 0% | 0 | 0 | _____
[12 empty] | _____ |  | 0% | 0 | 0 | _____
[12 empty] | _____ |  | 0% | 0 | 0 | _____
[12 empty] | _____ |  | 0% | 0 | 0 | _____
[12 empty] | _____ |  | 0% | 0 | 0 | _____
[12 empty] | _____ |  | 0% | 0 | 0 | _____
[12 empty] | _____ |  | 0% | 0 | 0 | _____
[12 empty] | _____ |  | 0% | 0 | 0 | _____
[12 empty] | _____ |  | 0% | 0 | 0 | _____
[12 empty] | _____ |  | 0% | 0 | 0 | _____
[12 empty] | _____ |  | 0% | 0 | 0 | _____
[12 empty] | _____ |  | 0% | 0 | 0 | _____
[12 empty] | _____ |  | 0% | 0 | 0 | _____
[12 empty] | _____ |  | 0% | 0 | 0 | _____
[12 empty] | _____ |  | 0% | 0 | 0 | _____
[12 empty] | _____ |  | 0% | 0 | 0 | _____
[12 empty] | _____ |  | 0% | 0 | 0 | _____
[12 empty] | _____ |  | 0% | 0 | 0 | _____
[12 empty] | _____ |  | 0% | 0 | 0 | _____
[12 empty] | _____ |  | 0% | 0 | 0 | _____
[12 empty] | _____ |  | 0% | 0 | 0 | _____
[12 empty] | _____ |  | 0% | 0 | 0 | _____
[12 empty] | _____ |  | 0% | 0 | 0 | _____
[12 empty] | _____ |  | 0% | 0 | 0 | _____
[12 empty] | _____ |  | 0% | 0 | 0 | _____
[12 empty] | _____ |  | 0% | 0 | 0 | _____
[12 empty] | _____ |  | 0% | 0 | 0 | _____
[12 empty] | _____ |  | 0% | 0 | 0 | _____
[12 empty] | _____ |  | 0% | 0 | 0 | _____
[12 empty] | _____ |  | 0% | 0 | 0 | _____
[12 empty] | _____ |  | 0% | 0 | 0 | _____
[12 empty] | _____ |  | 0% | 0 | 0 | _____
[12 empty] | _____ |  | 0% | 0 | 0 | _____
[12 empty] | _____ |  | 0% | 0 | 0 | _____
[12 empty] | _____ |  | 0% | 0 | 0 | _____
[12 empty] | _____ |  | 0% | 0 | 0 | _____
[12 empty] | _____ |  | 0% | 0 | 0 | _____
[12 empty] | _____ |  | 0% | 0 | 0 | _____
[12 empty] | _____ |  | 0% | 0 | 0 | _____
[12 empty] | _____ |  | 0% | 0 | 0 | _____
[12 empty] | _____ |  | 0% | 0 | 0 | _____
[12 empty] | _____ |  | 0% | 0 | 0 | _____
[12 empty] | _____ |  | 0% | 0 | 0 | _____
[12 empty] | _____ |  | 0% | 0 | 0 | _____
[12 empty] | _____ |  | 0% | 0 | 0 | _____
[12 empty] | _____ |  | 0% | 0 | 0 | _____
[12 empty] | _____ |  | 0% | 0 | 0 | _____
[12 empty] | _____ |  | 0% | 0 | 0 | _____
[12 empty] | _____ |  | 0% | 0 | 0 | _____
[12 empty] | _____ |  | 0% | 0 | 0 | _____
[12 empty] | _____ |  | 0% | 0 | 0 | _____
[12 empty] | _____ |  | 0% | 0 | 0 | _____
[12 empty] | _____ |  | 0% | 0 | 0 | _____
[12 empty] | _____ |  | 0% | 0 | 0 | _____
[12 empty] | _____ |  | 0% | 0 | 0 | _____
[12 empty] | _____ |  | 0% | 0 | 0 | _____
[12 empty] | _____ |  | 0% | 0 | 0 | _____
[12 empty] | _____ |  | 0% | 0 | 0 | _____
[12 empty] | _____ |  | 0% | 0 | 0 | _____
[12 empty] | _____ |  | 0% | 0 | 0 | _____
[12 empty] | _____ |  | 0% | 0 | 0 | _____
[12 empty] | _____ |  | 0% | 0 | 0 | _____
[12 empty] | _____ |  | 0% | 0 | 0 | _____
[12 empty] | _____ |  | 0% | 0 | 0 | _____
[12 empty] | _____ |  | 0% | 0 | 0 | _____
[12 empty] | _____ |  | 0% | 0 | 0 | _____
[12 empty] | _____ |  | 0% | 0 | 0 | _____
[12 empty] | _____ |  | 0% | 0 | 0 | _____
[12 empty] | _____ |  | 0% | 0 | 0 | _____
[12 empty] | _____ |  | 0% | 0 | 0 | _____
[12 empty] | _____ |  | 0% | 0 | 0 | _____
[12 empty] | _____ |  | 0% | 0 | 0 | _____
[12 empty] | _____ |  | 0% | 0 | 0 | _____
[12 empty] | _____ |  | 0% | 0 | 0 | _____
[12 empty] | _____ |  | 0% | 0 | 0 | _____
[12 empty] | _____ |  | 0% | 0 | 0 | _____
[12 empty] | _____ |  | 0% | 0 | 0 | _____
[12 empty] | _____ |  | 0% | 0 | 0 | _____
[12 empty] | _____ |  | 0% | 0 | 0 | _____
[12 empty] | _____ |  | 0% | 0 | 0 | _____
[12 empty] | _____ |  | 0% | 0 | 0 | _____
[12 empty] | _____ |  | 0% | 0 | 0 | _____
[12 empty] | _____ |  | 0% | 0 | 0 | _____
[12 empty] | _____ |  | 0% | 0 | 0 | _____
[12 empty] | _____ |  | 0% | 0 | 0 | _____
[12 empty] | _____ |  | 0% | 0 | 0 | _____
[12 empty] | _____ |  | 0% | 0 | 0 | _____
[12 empty] | _____ |  | 0% | 0 | 0 | _____
[12 empty] | _____ |  | 0% | 0 | 0 | _____
[12 empty] | _____ |  | 0% | 0 | 0 | _____
[12 empty] | _____ |  | 0% | 0 | 0 | _____
[12 empty] | _____ |  | 0% | 0 | 0 | _____
[12 empty] | _____ |  | 0% | 0 | 0 | _____
[12 empty] | _____ |  | 0% | 0 | 0 | _____
[12 empty] | _____ |  | 0% | 0 | 0 | _____
[12 empty] | _____ |  | 0% | 0 | 0 | _____
[12 empty] | _____ |  | 0% | 0 | 0 | _____
[12 empty] | _____ |  | 0% | 0 | 0 | _____
[12 empty] | _____ |  | 0% | 0 | 0 | _____
[12 empty] | _____ |  | 0% | 0 | 0 | _____
[12 empty] | _____ |  | 0% | 0 | 0 | _____
[12 empty] | _____ |  | 0% | 0 | 0 | _____
[12 empty] | _____ |  | 0% | 0 | 0 | _____
[12 empty] | _____ |  | 0% | 0 | 0 | _____
[12 empty] | _____ |  | 0% | 0 | 0 | _____
[12 empty] | _____ |  | 0% | 0 | 0 | _____
[12 empty] | _____ |  | 0% | 0 | 0 | _____
[12 empty] | _____ |  | 0% | 0 | 0 | _____
[12 empty] | _____ |  | 0% | 0 | 0 | _____
[12 empty] | _____ |  | 0% | 0 | 0 | _____
[12 empty] | _____ |  | 0% | 0 | 0 | _____
[12 empty] | _____ |  | 0% | 0 | 0 | _____
[12 empty] | _____ |  | 0% | 0 | 0 | _____
[12 empty] | _____ |  | 0% | 0 | 0 | _____
[12 empty] | _____ |  | 0% | 0 | 0 | _____
[12 empty] | _____ |  | 0% | 0 | 0 | _____
[12 empty] | _____ |  | 0% | 0 | 0 | _____
[12 empty] | _____ |  | 0% | 0 | 0 | _____
[12 empty] | _____ |  | 0% | 0 | 0 | _____
[12 empty] | _____ |  | 0% | 0 | 0 | _____
[12 empty] | _____ |  | 0% | 0 | 0 | _____
[12 empty] | _____ |  | 0% | 0 | 0 | _____
[12 empty] | _____ |  | 0% | 0 | 0 | _____
[12 empty] | _____ |  | 0% | 0 | 0 | _____
[12 empty] | _____ |  | 0% | 0 | 0 | _____
[12 empty] | _____ |  | 0% | 0 | 0 | _____
[12 empty] | _____ |  | 0% | 0 | 0 | _____
[12 empty] | _____ |  | 0% | 0 | 0 | _____
[12 empty] | _____ |  | 0% | 0 | 0 | _____
[12 empty] | _____ |  | 0% | 0 | 0 | _____
[12 empty] | _____ |  | 0% | 0 | 0 | _____
[12 empty] | _____ |  | 0% | 0 | 0 | _____
[12 empty] | _____ |  | 0% | 0 | 0 | _____
[12 empty] | _____ |  | 0% | 0 | 0 | _____
[12 empty] | _____ |  | 0% | 0 | 0 | _____
[12 empty] | _____ |  | 0% | 0 | 0 | _____
[12 empty] | _____ |  | 0% | 0 | 0 | _____
[12 empty] | _____ |  | 0% | 0 | 0 | _____
[12 empty] | _____ |  | 0% | 0 | 0 | _____
[12 empty] | _____ |  | 0% | 0 | 0 | _____
[12 empty] | _____ |  | 0% | 0 | 0 | _____
[12 empty] | _____ |  | 0% | 0 | 0 | _____
[12 empty] | _____ |  | 0% | 0 | 0 | _____
[12 empty] | _____ |  | 0% | 0 | 0 | _____
[12 empty] | _____ |  | 0% | 0 | 0 | _____
[12 empty] | _____ |  | 0% | 0 | 0 | _____
[12 empty] | _____ |  | 0% | 0 | 0 | _____
[12 empty] | _____ |  | 0% | 0 | 0 | _____
[12 empty] | _____ |  | 0% | 0 | 0 | _____
[12 empty] | _____ |  | 0% | 0 | 0 | _____
[12 empty] | _____ |  | 0% | 0 | 0 | _____
[12 empty] | _____ |  | 0% | 0 | 0 | _____
[12 empty] | _____ |  | 0% | 0 | 0 | _____
[12 empty] | _____ |  | 0% | 0 | 0 | _____
[12 empty] | _____ |  | 0% | 0 | 0 | _____
[12 empty] | _____ |  | 0% | 0 | 0 | _____
[12 empty] | _____ |  | 0% | 0 | 0 | _____
[12 empty] | _____ |  | 0% | 0 | 0 | _____
[12 empty] | _____ |  | 0% | 0 | 0 | _____
[12 empty] | _____ |  | 0% | 0 | 0 | _____
[12 empty] | _____ |  | 0% | 0 | 0 | _____
[12 empty] | _____ |  | 0% | 0 | 0 | _____
[12 empty] | _____ |  | 0% | 0 | 0 | _____
[12 empty] | _____ |  | 0% | 0 | 0 | _____
[12 empty] | _____ |  | 0% | 0 | 0 | _____
[12 empty] | _____ |  | 0% | 0 | 0 | _____
[12 empty] | _____ |  | 0% | 0 | 0 | _____
[12 empty] | _____ |  | 0% | 0 | 0 | _____
[12 empty] | _____ |  | 0% | 0 | 0 | _____
[12 empty] | _____ |  | 0% | 0 | 0 | _____
[12 empty] | _____ |  | 0% | 0 | 0 | _____
[12 empty] | _____ |  | 0% | 0 | 0 | _____
[12 empty] | _____ |  | 0% | 0 | 0 | _____
[12 empty] | _____ |  | 0% | 0 | 0 | _____
[12 empty] | _____ |  | 0% | 0 | 0 | _____
[12 empty] | _____ |  | 0% | 0 | 0 | _____
[12 empty] | _____ |  | 0% | 0 | 0 | _____
[12 empty] | _____ |  | 0% | 0 | 0 | _____
[12 empty] | _____ |  | 0% | 0 | 0 | _____
[12 empty] | _____ |  | 0% | 0 | 0 | _____
[12 empty] | _____ |  | 0% | 0 | 0 | _____
[12 empty] | _____ |  | 0% | 0 | 0 | _____
[12 empty] | _____ |  | 0% | 0 | 0 | _____
[12 empty] | _____ |  | 0% | 0 | 0 | _____
[12 empty] | _____ |  | 0% | 0 | 0 | _____
[12 empty] | _____ |  | 0% | 0 | 0 | _____
[12 empty] | _____ |  | 0% | 0 | 0 | _____
[12 empty] | _____ |  | 0% | 0 | 0 | _____
[12 empty] | _____ |  | 0% | 0 | 0 | _____
[12 empty] | _____ |  | 0% | 0 | 0 | _____
[12 empty] | _____ |  | 0% | 0 | 0 | _____
[12 empty] | _____ |  | 0% | 0 | 0 | _____
[12 empty] | _____ |  | 0% | 0 | 0 | _____
[12 empty] | _____ |  | 0% | 0 | 0 | _____
[12 empty] | _____ |  | 0% | 0 | 0 | _____
[12 empty] | _____ |  | 0% | 0 | 0 | _____
[12 empty] | _____ |  | 0% | 0 | 0 | _____
[12 empty] | _____ |  | 0% | 0 | 0 | _____
[12 empty] | _____ |  | 0% | 0 | 0 | _____
[12 empty] | _____ |  | 0% | 0 | 0 | _____
[12 empty] | _____ |  | 0% | 0 | 0 | _____
[12 empty] | _____ |  | 0% | 0 | 0 | _____
[12 empty] | _____ |  | 0% | 0 | 0 | _____
[12 empty] | _____ |  | 0% | 0 | 0 | _____
[12 empty] | _____ |  | 0% | 0 | 0 | _____
[12 empty] | _____ |  | 0% | 0 | 0 | _____
[12 empty] | _____ |  | 0% | 0 | 0 | _____
[12 empty] | _____ |  | 0% | 0 | 0 | _____
[12 empty] | _____ |  | 0% | 0 | 0 | _____
[12 empty] | _____ |  | 0% | 0 | 0 | _____
[12 empty] | _____ |  | 0% | 0 | 0 | _____
[12 empty] | _____ |  | 0% | 0 | 0 | _____
[12 empty] | _____ |  | 0% | 0 | 0 | _____
[12 empty] | _____ |  | 0% | 0 | 0 | _____
[12 empty] | _____ |  | 0% | 0 | 0 | _____
[12 empty] | _____ |  | 0% | 0 | 0 | _____
[12 empty] | _____ |  | 0% | 0 | 0 | _____
[12 empty] | _____ |  | 0% | 0 | 0 | _____
[12 empty] | _____ |  | 0% | 0 | 0 | _____
[12 empty] | _____ |  | 0% | 0 | 0 | _____
[12 empty] | _____ |  | 0% | 0 | 0 | _____
[12 empty] | _____ |  | 0% | 0 | 0 | _____
[12 empty] | _____ |  | 0% | 0 | 0 | _____
[12 empty] | _____ |  | 0% | 0 | 0 | _____
[12 empty] | _____ |  | 0% | 0 | 0 | _____
[12 empty] | _____ |  | 0% | 0 | 0 | _____
[12 empty] | _____ |  | 0% | 0 | 0 | _____
[12 empty] | _____ |  | 0% | 0 | 0 | _____
[12 empty] | _____ |  | 0% | 0 | 0 | _____
[12 empty] | _____ |  | 0% | 0 | 0 | _____
[12 empty] | _____ |  | 0% | 0 | 0 | _____
[12 empty] | _____ |  | 0% | 0 | 0 | _____
[12 empty] | _____ |  | 0% | 0 | 0 | _____
[12 empty] | _____ |  | 0% | 0 | 0 | _____
[12 empty] | _____ |  | 0% | 0 | 0 | _____
[12 empty] | _____ |  | 0% | 0 | 0 | _____
[12 empty] | _____ |  | 0% | 0 | 0 | _____
[12 empty] | _____ |  | 0% | 0 | 0 | _____
[12 empty] | _____ |  | 0% | 0 | 0 | _____
[12 empty] | _____ |  | 0% | 0 | 0 | _____
[12 empty] | _____ |  | 0% | 0 | 0 | _____
[12 empty] | _____ |  | 0% | 0 | 0 | _____
[12 empty] | _____ |  | 0% | 0 | 0 | _____
[12 empty] | _____ |  | 0% | 0 | 0 | _____
[12 empty] | _____ |  | 0% | 0 | 0 | _____
[12 empty] | _____ |  | 0% | 0 | 0 | _____
[12 empty] | _____ |  | 0% | 0 | 0 | _____
[12 empty] | _____ |  | 0% | 0 | 0 | _____
[12 empty] | _____ |  | 0% | 0 | 0 | _____
[12 empty] | _____ |  | 0% | 0 | 0 | _____
[12 empty] | _____ |  | 0% | 0 | 0 | _____
[12 empty] | _____ |  | 0% | 0 | 0 | _____
[12 empty] | _____ |  | 0% | 0 | 0 | _____
[12 empty] | _____ |  | 0% | 0 | 0 | _____
[12 empty] | _____ |  | 0% | 0 | 0 | _____
[12 empty] | _____ |  | 0% | 0 | 0 | _____
[12 empty] | _____ |  | 0% | 0 | 0 | _____
[12 empty] | _____ |  | 0% | 0 | 0 | _____
[12 empty] | _____ |  | 0% | 0 | 0 | _____
[12 empty] | _____ |  | 0% | 0 | 0 | _____
[12 empty] | _____ |  | 0% | 0 | 0 | _____
[12 empty] | _____ |  | 0% | 0 | 0 | _____
[12 empty] | _____ |  | 0% | 0 | 0 | _____
[12 empty] | _____ |  | 0% | 0 | 0 | _____
[12 empty] | _____ |  | 0% | 0 | 0 | _____
[12 empty] | _____ |  | 0% | 0 | 0 | _____
[12 empty] | _____ |  | 0% | 0 | 0 | _____
[12 empty] | _____ |  | 0% | 0 | 0 | _____
[12 empty] | _____ |  | 0% | 0 | 0 | _____
[12 empty] | _____ |  | 0% | 0 | 0 | _____
[12 empty] | _____ |  | 0% | 0 | 0 | _____
[12 empty] | _____ |  | 0% | 0 | 0 | _____
[12 empty] | _____ |  | 0% | 0 | 0 | _____
[12 empty] | _____ |  | 0% | 0 | 0 | _____
[12 empty] | _____ |  | 0% | 0 | 0 | _____
[12 empty] | _____ |  | 0% | 0 | 0 | _____
[12 empty] | _____ |  | 0% | 0 | 0 | _____
[12 empty] | _____ |  | 0% | 0 | 0 | _____
[12 empty] | _____ |  | 0% | 0 | 0 | _____
[12 empty] | _____ |  | 0% | 0 | 0 | _____
[12 empty] | _____ |  | 0% | 0 | 0 | _____
[12 empty] | _____ |  | 0% | 0 | 0 | _____
[12 empty] | _____ |  | 0% | 0 | 0 | _____
[12 empty] | _____ |  | 0% | 0 | 0 | _____
[12 empty] | _____ |  | 0% | 0 | 0 | _____
[12 empty] | _____ |  | 0% | 0 | 0 | _____
[12 empty] | _____ |  | 0% | 0 | 0 | _____
[12 empty] | _____ |  | 0% | 0 | 0 | _____
[12 empty] | _____ |  | 0% | 0 | 0 | _____
[12 empty] | _____ |  | 0% | 0 | 0 | _____
[12 empty] | _____ |  | 0% | 0 | 0 | _____
[12 empty] | _____ |  | 0% | 0 | 0 | _____
[12 empty] | _____ |  | 0% | 0 | 0 | _____
[12 empty] | _____ |  | 0% | 0 | 0 | _____
[12 empty] | _____ |  | 0% | 0 | 0 | _____
[12 empty] | _____ |  | 0% | 0 | 0 | _____
[12 empty] | _____ |  | 0% | 0 | 0 | _____
[12 empty] | _____ |  | 0% | 0 | 0 | _____
[12 empty] | _____ |  | 0% | 0 | 0 | _____
[12 empty] | _____ |  | 0% | 0 | 0 | _____
[12 empty] | _____ |  | 0% | 0 | 0 | _____
[12 empty] | _____ |  | 0% | 0 | 0 | _____
[12 empty] | _____ |  | 0% | 0 | 0 | _____
[12 empty] | _____ |  | 0% | 0 | 0 | _____
[12 empty] | _____ |  | 0% | 0 | 0 | _____
[12 empty] | _____ |  | 0% | 0 | 0 | _____
[12 empty] | _____ |  | 0% | 0 | 0 | _____
[12 empty] | _____ |  | 0% | 0 | 0 | _____
[12 empty] | _____ |  | 0% | 0 | 0 | _____
[12 empty] | _____ |  | 0% | 0 | 0 | _____
[12 empty] | _____ |  | 0% | 0 | 0 | _____
[12 empty] | _____ |  | 0% | 0 | 0 | _____
[12 empty] | _____ |  | 0% | 0 | 0 | _____
[12 empty] | _____ |  | 0% | 0 | 0 | _____
[12 empty] | _____ |  | 0% | 0 | 0 | _____
[12 empty] | _____ |  | 0% | 0 | 0 | _____
[12 empty] | _____ |  | 0% | 0 | 0 | _____
[12 empty] | _____ |  | 0% | 0 | 0 | _____
[12 empty] | _____ |  | 0% | 0 | 0 | _____
[12 empty] | _____ |  | 0% | 0 | 0 | _____
[12 empty] | _____ |  | 0% | 0 | 0 | _____
[12 empty] | _____ |  | 0% | 0 | 0 | _____
[12 empty] | _____ |  | 0% | 0 | 0 | _____
[12 empty] | _____ |  | 0% | 0 | 0 | _____
[12 empty] | _____ |  | 0% | 0 | 0 | _____
[12 empty] | _____ |  | 0% | 0 | 0 | _____
[12 empty] | _____ |  | 0% | 0 | 0 | _____
[12 empty] | _____ |  | 0% | 0 | 0 | _____
[12 empty] | _____ |  | 0% | 0 | 0 | _____
[12 empty] | _____ |  | 0% | 0 | 0 | _____
[12 empty] | _____ |  | 0% | 0 | 0 | _____
[12 empty] | _____ |  | 0% | 0 | 0 | _____
[12 empty] | _____ |  | 0% | 0 | 0 | _____
[12 empty] | _____ |  | 0% | 0 | 0 | _____
[12 empty] | _____ |  | 0% | 0 | 0 | _____
[12 empty] | _____ |  | 0% | 0 | 0 | _____
[12 empty] | _____ |  | 0% | 0 | 0 | _____
[12 empty] | _____ |  | 0% | 0 | 0 | _____
[12 empty] | _____ |  | 0% | 0 | 0 | _____
[12 empty] | _____ |  | 0% | 0 | 0 | _____
[12 empty] | _____ |  | 0% | 0 | 0 | _____
[12 empty] | _____ |  | 0% | 0 | 0 | _____
[12 empty] | _____ |  | 0% | 0 | 0 | _____
[12 empty] | _____ |  | 0% | 0 | 0 | _____
[12 empty] | _____ |  | 0% | 0 | 0 | _____
[12 empty] | _____ |  | 0% | 0 | 0 | _____
[12 empty] | _____ |  | 0% | 0 | 0 | _____
[12 empty] | _____ |  | 0% | 0 | 0 | _____
[12 empty] | _____ |  | 0% | 0 | 0 | _____
[12 empty] | _____ |  | 0% | 0 | 0 | _____
[12 empty] | _____ |  | 0% | 0 | 0 | _____
[12 empty] | _____ |  | 0% | 0 | 0 | _____
[12 empty] | _____ |  | 0% | 0 | 0 | _____
[12 empty] | _____ |  | 0% | 0 | 0 | _____
[12 empty] | _____ |  | 0% | 0 | 0 | _____
[12 empty] | _____ |  | 0% | 0 | 0 | _____
[12 empty] | _____ |  | 0% | 0 | 0 | _____
[12 empty] | _____ |  | 0% | 0 | 0 | _____
[12 empty] | _____ |  | 0% | 0 | 0 | _____
[12 empty] | _____ |  | 0% | 0 | 0 | _____
[12 empty] | _____ |  | 0% | 0 | 0 | _____
[12 empty] | _____ |  | 0% | 0 | 0 | _____
[12 empty] | _____ |  | 0% | 0 | 0 | _____
[12 empty] | _____ |  | 0% | 0 | 0 | _____
[12 empty] | _____ |  | 0% | 0 | 0 | _____
[12 empty] | _____ |  | 0% | 0 | 0 | _____
[12 empty] | _____ |  | 0% | 0 | 0 | _____
[12 empty] | _____ |  | 0% | 0 | 0 | _____
[12 empty] | _____ |  | 0% | 0 | 0 | _____
[12 empty] | _____ |  | 0% | 0 | 0 | _____
[12 empty] | _____ |  | 0% | 0 | 0 | _____
[12 empty] | _____ |  | 0% | 0 | 0 | _____
[12 empty] | _____ |  | 0% | 0 | 0 | _____
[12 empty] | _____ |  | 0% | 0 | 0 | _____
[12 empty] | _____ |  | 0% | 0 | 0 | _____
[12 empty] | _____ |  | 0% | 0 | 0 | _____
[12 empty] | _____ |  | 0% | 0 | 0 | _____
[12 empty] | _____ |  | 0% | 0 | 0 | _____
[12 empty] | _____ |  | 0% | 0 | 0 | _____
[12 empty] | _____ |  | 0% | 0 | 0 | _____
[12 empty] | _____ |  | 0% | 0 | 0 | _____
[12 empty] | _____ |  | 0% | 0 | 0 | _____
[12 empty] | _____ |  | 0% | 0 | 0 | _____
[12 empty] | _____ |  | 0% | 0 | 0 | _____
[12 empty] | _____ |  | 0% | 0 | 0 | _____
[12 empty] | _____ |  | 0% | 0 | 0 | _____
[12 empty] | _____ |  | 0% | 0 | 0 | _____
[12 empty] | _____ |  | 0% | 0 | 0 | _____
[12 empty] | _____ |  | 0% | 0 | 0 | _____
[12 empty] | _____ |  | 0% | 0 | 0 | _____
[12 empty] | _____ |  | 0% | 0 | 0 | _____
[12 empty] | _____ |  | 0% | 0 | 0 | _____
[12 empty] | _____ |  | 0% | 0 | 0 | _____
[12 empty] | _____ |  | 0% | 0 | 0 | _____
[12 empty] | _____ |  | 0% | 0 | 0 | _____
[12 empty] | _____ |  | 0% | 0 | 0 | _____
[12 empty] | _____ |  | 0% | 0 | 0 | _____
[12 empty] | _____ |  | 0% | 0 | 0 | _____
[12 empty] | _____ |  | 0% | 0 | 0 | _____
[12 empty] | _____ |  | 0% | 0 | 0 | _____
[12 empty] | _____ |  | 0% | 0 | 0 | _____
[12 empty] | _____ |  | 0% | 0 | 0 | _____
[12 empty] | _____ |  | 0% | 0 | 0 | _____
[12 empty] | _____ |  | 0% | 0 | 0 | _____
[12 empty] | _____ |  | 0% | 0 | 0 | _____
[12 empty] | _____ |  | 0% | 0 | 0 | _____
[12 empty] | _____ |  | 0% | 0 | 0 | _____
[12 empty] | _____ |  | 0% | 0 | 0 | _____
[12 empty] | _____ |  | 0% | 0 | 0 | _____
[12 empty] | _____ |  | 0% | 0 | 0 | _____
[12 empty] | _____ |  | 0% | 0 | 0 | _____
[12 empty] | _____ |  | 0% | 0 | 0 | _____
[12 empty] | _____ |  | 0% | 0 | 0 | _____
[12 empty] | _____ |  | 0% | 0 | 0 | _____
[12 empty] | _____ |  | 0% | 0 | 0 | _____
[12 empty] | _____ |  | 0% | 0 | 0 | _____
[12 empty] | _____ |  | 0% | 0 | 0 | _____
[12 empty] | _____ |  | 0% | 0 | 0 | _____
[12 empty] | _____ |  | 0% | 0 | 0 | _____
[12 empty] | _____ |  | 0% | 0 | 0 | _____
[12 empty] | _____ |  | 0% | 0 | 0 | _____
[12 empty] | _____ |  | 0% | 0 | 0 | _____
[12 empty] | _____ |  | 0% | 0 | 0 | _____
[12 empty] | _____ |  | 0% | 0 | 0 | _____
[12 empty] | _____ |  | 0% | 0 | 0 | _____
[12 empty] | _____ |  | 0% | 0 | 0 | _____
[12 empty] | _____ |  | 0% | 0 | 0 | _____
[12 empty] | _____ |  | 0% | 0 | 0 | _____
[12 empty] | _____ |  | 0% | 0 | 0 | _____
[12 empty] | _____ |  | 0% | 0 | 0 | _____
[12 empty] | _____ |  | 0% | 0 | 0 | _____
[12 empty] | _____ |  | 0% | 0 | 0 | _____
[12 empty] | _____ |  | 0% | 0 | 0 | _____
[12 empty] | _____ |  | 0% | 0 | 0 | _____
[12 empty] | _____ |  | 0% | 0 | 0 | _____
[12 empty] | _____ |  | 0% | 0 | 0 | _____
[12 empty] | _____ |  | 0% | 0 | 0 | _____
[12 empty] | _____ |  | 0% | 0 | 0 | _____
[12 empty] | _____ |  | 0% | 0 | 0 | _____
[12 empty] | _____ |  | 0% | 0 | 0 | _____
[12 empty] | _____ |  | 0% | 0 | 0 | _____
[12 empty] | _____ |  | 0% | 0 | 0 | _____
[12 empty] | _____ |  | 0% | 0 | 0 | _____
[12 empty] | _____ |  | 0% | 0 | 0 | _____
[12 empty] | _____ |  | 0% | 0 | 0 | _____
[12 empty] | _____ |  | 0% | 0 | 0 | _____
[12 empty] | _____ |  | 0% | 0 | 0 | _____
[12 empty] | _____ |  | 0% | 0 | 0 | _____
[12 empty] | _____ |  | 0% | 0 | 0 | _____
[12 empty] | _____ |  | 0% | 0 | 0 | _____
[12 empty] | _____ |  | 0% | 0 | 0 | _____
[12 empty] | _____ |  | 0% | 0 | 0 | _____
[12 empty] | _____ |  | 0% | 0 | 0 | _____
[12 empty] | _____ |  | 0% | 0 | 0 | _____
[12 empty] | _____ |  | 0% | 0 | 0 | _____
[12 empty] | _____ |  | 0% | 0 | 0 | _____
[12 empty] | _____ |  | 0% | 0 | 0 | _____
[12 empty] | _____ |  | 0% | 0 | 0 | _____
[12 empty] | _____ |  | 0% | 0 | 0 | _____
[12 empty] | _____ |  | 0% | 0 | 0 | _____
[12 empty] | _____ |  | 0% | 0 | 0 | _____
[12 empty] | _____ |  | 0% | 0 | 0 | _____
[12 empty] | _____ |  | 0% | 0 | 0 | _____
[12 empty] | _____ |  | 0% | 0 | 0 | _____
[12 empty] | _____ |  | 0% | 0 | 0 | _____
[12 empty] | _____ |  | 0% | 0 | 0 | _____
[12 empty] | _____ |  | 0% | 0 | 0 | _____
[12 empty] | _____ |  | 0% | 0 | 0 | _____
[12 empty] | _____ |  | 0% | 0 | 0 | _____
[12 empty] | _____ |  | 0% | 0 | 0 | _____
[12 empty] | _____ |  | 0% | 0 | 0 | _____
[12 empty] | _____ |  | 0% | 0 | 0 | _____
[12 empty] | _____ |  | 0% | 0 | 0 | _____
[12 empty] | _____ |  | 0% | 0 | 0 | _____
[12 empty] | _____ |  | 0% | 0 | 0 | _____
[12 empty] | _____ |  | 0% | 0 | 0 | _____
[12 empty] | _____ |  | 0% | 0 | 0 | _____
[12 empty] | _____ |  | 0% | 0 | 0 | _____
[12 empty] | _____ |  | 0% | 0 | 0 | _____
[12 empty] | _____ |  | 0% | 0 | 0 | _____
[12 empty] | _____ |  | 0% | 0 | 0 | _____
[12 empty] | _____ |  | 0% | 0 | 0 | _____
[12 empty] | _____ |  | 0% | 0 | 0 | _____
[12 empty] | _____ |  | 0% | 0 | 0 | _____
[12 empty] | _____ |  | 0% | 0 | 0 | _____
[12 empty] | _____ |  | 0% | 0 | 0 | _____
[12 empty] | _____ |  | 0% | 0 | 0 | _____
[12 empty] | _____ |  | 0% | 0 | 0 | _____
[12 empty] | _____ |  | 0% | 0 | 0 | _____
[12 empty] | _____ |  | 0% | 0 | 0 | _____
[12 empty] | _____ |  | 0% | 0 | 0 | _____
[12 empty] | _____ |  | 0% | 0 | 0 | _____
[12 empty] | _____ |  | 0% | 0 | 0 | _____
[12 empty] | _____ |  | 0% | 0 | 0 | _____
[12 empty] | _____ |  | 0% | 0 | 0 | _____
[12 empty] | _____ |  | 0% | 0 | 0 | _____
[12 empty] | _____ |  | 0% | 0 | 0 | _____
[12 empty] | _____ |  | 0% | 0 | 0 | _____
[12 empty] | _____ |  | 0% | 0 | 0 | _____
[12 empty] | _____ |  | 0% | 0 | 0 | _____
[12 empty] | _____ |  | 0% | 0 | 0 | _____
[12 empty] | _____ |  | 0% | 0 | 0 | _____
[12 empty] | _____ |  | 0% | 0 | 0 | _____
[12 empty] | _____ |  | 0% | 0 | 0 | _____
[12 empty] | _____ |  | 0% | 0 | 0 | _____
[12 empty] | _____ |  | 0% | 0 | 0 | _____
[12 empty] | _____ |  | 0% | 0 | 0 | _____
[12 empty] | _____ |  | 0% | 0 | 0 | _____
[12 empty] | _____ |  | 0% | 0 | 0 | _____
[12 empty] | _____ |  | 0% | 0 | 0 | _____
[12 empty] | _____ |  | 0% | 0 | 0 | _____
[12 empty] | _____ |  | 0% | 0 | 0 | _____
[12 empty] | _____ |  | 0% | 0 | 0 | _____
[12 empty] | _____ |  | 0% | 0 | 0 | _____
[12 empty] | _____ |  | 0% | 0 | 0 | _____
[12 empty] | _____ |  | 0% | 0 | 0 | _____
[12 empty] | _____ |  | 0% | 0 | 0 | _____
[12 empty] | _____ |  | 0% | 0 | 0 | _____
[12 empty] | _____ |  | 0% | 0 | 0 | _____
[12 empty] | _____ |  | 0% | 0 | 0 | _____
[12 empty] | _____ |  | 0% | 0 | 0 | _____
[12 empty] | _____ |  | 0% | 0 | 0 | _____
[12 empty] | _____ |  | 0% | 0 | 0 | _____
[12 empty] | _____ |  | 0% | 0 | 0 | _____
[12 empty] | _____ |  | 0% | 0 | 0 | _____
[12 empty] | _____ |  | 0% | 0 | 0 | _____
[12 empty] | _____ |  | 0% | 0 | 0 | _____
[12 empty] | _____ |  | 0% | 0 | 0 | _____
[12 empty] | _____ |  | 0% | 0 | 0 | _____
[12 empty] | _____ |  | 0% | 0 | 0 | _____
[12 empty] | _____ |  | 0% | 0 | 0 | _____
[12 empty] | _____ |  | 0% | 0 | 0 | _____
[12 empty] | _____ |  | 0% | 0 | 0 | _____
[12 empty] | _____ |  | 0% | 0 | 0 | _____
[12 empty] | _____ |  | 0% | 0 | 0 | _____
[12 empty] | _____ |  | 0% | 0 | 0 | _____
[12 empty] | _____ |  | 0% | 0 | 0 | _____
[12 empty] | _____ |  | 0% | 0 | 0 | _____
[12 empty] | _____ |  | 0% | 0 | 0 | _____
[12 empty] | _____ |  | 0% | 0 | 0 | _____
[12 empty] | _____ |  | 0% | 0 | 0 | _____
[12 empty] | _____ |  | 0% | 0 | 0 | _____
[12 empty] | _____ |  | 0% | 0 | 0 | _____
[12 empty] | _____ |  | 0% | 0 | 0 | _____
[12 empty] | _____ |  | 0% | 0 | 0 | _____
[12 empty] | _____ |  | 0% | 0 | 0 | _____
[12 empty] | _____ |  | 0% | 0 | 0 | _____
[12 empty] | _____ |  | 0% | 0 | 0 | _____
[12 empty] | _____ |  | 0% | 0 | 0 | _____
[12 empty] | _____ |  | 0% | 0 | 0 | _____
[12 empty] | _____ |  | 0% | 0 | 0 | _____
[12 empty] | _____ |  | 0% | 0 | 0 | _____
[12 empty] | _____ |  | 0% | 0 | 0 | _____
[12 empty] | _____ |  | 0% | 0 | 0 | _____
[12 empty] | _____ |  | 0% | 0 | 0 | _____
[12 empty] | _____ |  | 0% | 0 | 0 | _____
[12 empty] | _____ |  | 0% | 0 | 0 | _____
[12 empty] | _____ |  | 0% | 0 | 0 | _____
[12 empty] | _____ |  | 0% | 0 | 0 | _____
[12 empty] | _____ |  | 0% | 0 | 0 | _____
[12 empty] | _____ |  | 0% | 0 | 0 | _____
[12 empty] | _____ |  | 0% | 0 | 0 | _____
[12 empty] | _____ |  | 0% | 0 | 0 | _____
[12 empty] | _____ |  | 0% | 0 | 0 | _____
[12 empty] | _____ |  | 0% | 0 | 0 | _____
[12 empty] | _____ |  | 0% | 0 | 0 | _____
[12 empty] | _____ |  | 0% | 0 | 0 | _____
[12 empty] | _____ |  | 0% | 0 | 0 | _____
[12 empty] | _____ |  | 0% | 0 | 0 | _____
[12 empty] | _____ |  | 0% | 0 | 0 | _____
[12 empty] | _____ |  | 0% | 0 | 0 | _____
[12 empty] | _____ |  | 0% | 0 | 0 | _____
[12 empty] | _____ |  | 0% | 0 | 0 | _____
[12 empty] | _____ |  | 0% | 0 | 0 | _____
[12 empty] | _____ |  | 0% | 0 | 0 | _____
[12 empty] | _____ |  | 0% | 0 | 0 | _____
[12 empty] | _____ |  | 0% | 0 | 0 | _____
[12 empty] | _____ |  | 0% | 0 | 0 | _____
[12 empty] | _____ |  | 0% | 0 | 0 | _____
[12 empty] | _____ |  | 0% | 0 | 0 | _____
[12 empty] | _____ |  | 0% | 0 | 0 | _____
[12 empty] | _____ |  | 0% | 0 | 0 | _____
[12 empty] | _____ |  | 0% | 0 | 0 | _____
[12 empty] | _____ |  | 0% | 0 | 0 | _____
[12 empty] | _____ |  | 0% | 0 | 0 | _____
[12 empty] | _____ |  | 0% | 0 | 0 | _____
[12 empty] | _____ |  | 0% | 0 | 0 | _____
[12 empty] | _____ |  | 0% | 0 | 0 | _____
[12 empty] | _____ |  | 0% | 0 | 0 | _____
[12 empty] | _____ |  | 0% | 0 | 0 | _____
[12 empty] | _____ |  | 0% | 0 | 0 | _____
[12 empty] | _____ |  | 0% | 0 | 0 | _____
[12 empty] | _____ |  | 0% | 0 | 0 | _____
[12 empty] | _____ |  | 0% | 0 | 0 | _____
[12 empty] | _____ |  | 0% | 0 | 0 | _____
[12 empty] | _____ |  | 0% | 0 | 0 | _____
[12 empty] | _____ |  | 0% | 0 | 0 | _____
[12 empty] | _____ |  | 0% | 0 | 0 | _____
[12 empty] | _____ |  | 0% | 0 | 0 | _____
[12 empty] | _____ |  | 0% | 0 | 0 | _____
[12 empty] | _____ |  | 0% | 0 | 0 | _____
[12 empty] | _____ |  | 0% | 0 | 0 | _____
[12 empty] | _____ |  | 0% | 0 | 0 | _____
[12 empty] | _____ |  | 0% | 0 | 0 | _____
[12 empty] | _____ |  | 0% | 0 | 0 | _____
[12 empty] | _____ |  | 0% | 0 | 0 | _____
[12 empty] | _____ |  | 0% | 0 | 0 | _____
[12 empty] | _____ |  | 0% | 0 | 0 | _____
[12 empty] | _____ |  | 0% | 0 | 0 | _____
[12 empty] | _____ |  | 0% | 0 | 0 | _____
[12 empty] | _____ |  | 0% | 0 | 0 | _____
[12 empty] | _____ |  | 0% | 0 | 0 | _____
[12 empty] | _____ |  | 0% | 0 | 0 | _____
[12 empty] | _____ |  | 0% | 0 | 0 | _____
[12 empty] | _____ |  | 0% | 0 | 0 | _____
[12 empty] | _____ |  | 0% | 0 | 0 | _____
[12 empty] | _____ |  | 0% | 0 | 0 | _____
[12 empty] | _____ |  | 0% | 0 | 0 | _____
[12 empty] | _____ |  | 0% | 0 | 0 | _____
[12 empty] | _____ |  | 0% | 0 | 0 | _____
[12 empty] | _____ |  | 0% | 0 | 0 | _____
[12 empty] | _____ |  | 0% | 0 | 0 | _____
[12 empty] | _____ |  | 0% | 0 | 0 | _____
[12 empty] | _____ |  | 0% | 0 | 0 | _____
[12 empty] | _____ |  | 0% | 0 | 0 | _____
[12 empty] | _____ |  | 0% | 0 | 0 | _____
[12 empty] | _____ |  | 0% | 0 | 0 | _____
[12 empty] | _____ |  | 0% | 0 | 0 | _____
[12 empty] | _____ |  | 0% | 0 | 0 | _____
[12 empty] | _____ |  | 0% | 0 | 0 | _____
[12 empty] | _____ |  | 0% | 0 | 0 | _____
[12 empty] | _____ |  | 0% | 0 | 0 | _____
[12 empty] | _____ |  | 0% | 0 | 0 | _____
[12 empty] | _____ |  | 0% | 0 | 0 | _____
[12 empty] | _____ |  | 0% | 0 | 0 | _____
[12 empty] | _____ |  | 0% | 0 | 0 | _____
[12 empty] | _____ |  | 0% | 0 | 0 | _____
[12 empty] | _____ |  | 0% | 0 | 0 | _____
[12 empty] | _____ |  | 0% | 0 | 0 | _____
[12 empty] | _____ |  | 0% | 0 | 0 | _____
[12 empty] | _____ |  | 0% | 0 | 0 | _____
[12 empty] | _____ |  | 0% | 0 | 0 | _____
[12 empty] | _____ |  | 0% | 0 | 0 | _____
[12 empty] | _____ |  | 0% | 0 | 0 | _____
[12 empty] | _____ |  | 0% | 0 | 0 | _____
[12 empty] | _____ |  | 0% | 0 | 0 | _____
[12 empty] | _____ |  | 0% | 0 | 0 | _____
[12 empty] | _____ |  | 0% | 0 | 0 | _____
[12 empty] | _____ |  | 0% | 0 | 0 | _____
[12 empty] | _____ |  | 0% | 0 | 0 | _____
[12 empty] | _____ |  | 0% | 0 | 0 | _____
[12 empty] | _____ |  | 0% | 0 | 0 | _____
[12 empty] | _____ |  | 0% | 0 | 0 | _____
[12 empty] | _____ |  | 0% | 0 | 0 | _____
[12 empty] | _____ |  | 0% | 0 | 0 | _____
[12 empty] | _____ |  | 0% | 0 | 0 | _____
[12 empty] | _____ |  | 0% | 0 | 0 | _____
[12 empty] | _____ |  | 0% | 0 | 0 | _____
[12 empty] | _____ |  | 0% | 0 | 0 | _____
[12 empty] | _____ |  | 0% | 0 | 0 | _____
[12 empty] | _____ |  | 0% | 0 | 0 | _____
[12 empty] | _____ |  | 0% | 0 | 0 | _____
[12 empty] | _____ |  | 0% | 0 | 0 | _____
[12 empty] | _____ |  | 0% | 0 | 0 | _____
[12 empty] | _____ |  | 0% | 0 | 0 | _____
[12 empty] | _____ |  | 0% | 0 | 0 | _____
[12 empty] | _____ |  | 0% | 0 | 0 | _____
[12 empty] | _____ |  | 0% | 0 | 0 | _____
[12 empty] | _____ |  | 0% | 0 | 0 | _____
[12 empty] | _____ |  | 0% | 0 | 0 | _____
[12 empty] | _____ |  | 0% | 0 | 0 | _____
[12 empty] | _____ |  | 0% | 0 | 0 | _____
[12 empty] | _____ |  | 0% | 0 | 0 | _____
[12 empty] | _____ |  | 0% | 0 | 0 | _____
[12 empty] | _____ |  | 0% | 0 | 0 | _____
[12 empty] | _____ |  | 0% | 0 | 0 | _____
[12 empty] | _____ |  | 0% | 0 | 0 | _____
[12 empty] | _____ |  | 0% | 0 | 0 | _____
[12 empty] | _____ |  | 0% | 0 | 0 | _____
[12 empty] | _____ |  | 0% | 0 | 0 | _____
[12 empty] | _____ |  | 0% | 0 | 0 | _____
[12 empty] | _____ |  | 0% | 0 | 0 | _____
[12 empty] | _____ |  | 0% | 0 | 0 | _____
[12 empty] | _____ |  | 0% | 0 | 0 | _____
[12 empty] | _____ |  | 0% | 0 | 0 | _____
[12 empty] | _____ |  | 0% | 0 | 0 | _____
[12 empty] | _____ |  | 0% | 0 | 0 | _____
[12 empty] | _____ |  | 0% | 0 | 0 | _____
[12 empty] | _____ |  | 0% | 0 | 0 | _____
[12 empty] | _____ |  | 0% | 0 | 0 | _____
[12 empty] | _____ |  | 0% | 0 | 0 | _____
[12 empty] | _____ |  | 0% | 0 | 0 | _____
[12 empty] | _____ |  | 0% | 0 | 0 | _____
[12 empty] | _____ |  | 0% | 0 | 0 | _____
[12 empty] | _____ |  | 0% | 0 | 0 | _____
[12 empty] | _____ |  | 0% | 0 | 0 | _____
[12 empty] | _____ |  | 0% | 0 | 0 | _____
[12 empty] | _____ |  | 0% | 0 | 0 | _____
[12 empty] | _____ |  | 0% | 0 | 0 | _____
[12 empty] | _____ |  | 0% | 0 | 0 | _____
[12 empty] | _____ |  | 0% | 0 | 0 | _____
[12 empty] | _____ |  | 0% | 0 | 0 | _____
[12 empty] | _____ |  | 0% | 0 | 0 | _____
[12 empty] | _____ |  | 0% | 0 | 0 | _____
[12 empty] | _____ |  | 0% | 0 | 0 | _____
[12 empty] | _____ |  | 0% | 0 | 0 | _____
[12 empty] | _____ |  | 0% | 0 | 0 | _____
[12 empty] | _____ |  | 0% | 0 | 0 | _____
[12 empty] | _____ |  | 0% | 0 | 0 | _____
[12 empty] | _____ |  | 0% | 0 | 0 | _____
[12 empty] | _____ |  | 0% | 0 | 0 | _____
[12 empty] | _____ |  | 0% | 0 | 0 | _____
[12 empty] | _____ |  | 0% | 0 | 0 | _____
[12 empty] | _____ |  | 0% | 0 | 0 | _____
[12 empty] | _____ |  | 0% | 0 | 0 | _____
[12 empty] | _____ |  | 0% | 0 | 0 | _____
[12 empty] | _____ |  | 0% | 0 | 0 | _____
[12 empty] | _____ |  | 0% | 0 | 0 | _____
[12 empty] | _____ |  | 0% | 0 | 0 | _____
[12 empty] | _____ |  | 0% | 0 | 0 | _____
[12 empty] | _____ |  | 0% | 0 | 0 | _____
[12 empty] | _____ |  | 0% | 0 | 0 | _____
[12 empty] | _____ |  | 0% | 0 | 0 | _____
[12 empty] | _____ |  | 0% | 0 | 0 | _____
[12 empty] | _____ |  | 0% | 0 | 0 | _____
[12 empty] | _____ |  | 0% | 0 | 0 | _____
[12 empty] | _____ |  | 0% | 0 | 0 | _____
[12 empty] | _____ |  | 0% | 0 | 0 | _____
[12 empty] | _____ |  | 0% | 0 | 0 | _____
[12 empty] | _____ |  | 0% | 0 | 0 | _____
[12 empty] | _____ |  | 0% | 0 | 0 | _____
[12 empty] | _____ |  | 0% | 0 | 0 | _____
[12 empty] | _____ |  | 0% | 0 | 0 | _____
[12 empty] | _____ |  | 0% | 0 | 0 | _____
[12 empty] | _____ |  | 0% | 0 | 0 | _____
[12 empty] | _____ |  | 0% | 0 | 0 | _____
[12 empty] | _____ |  | 0% | 0 | 0 | _____
[12 empty] | _____ |  | 0% | 0 | 0 | _____
[12 empty] | _____ |  | 0% | 0 | 0 | _____
[12 empty] | _____ |  | 0% | 0 | 0 | _____
[12 empty] | _____ |  | 0% | 0 | 0 | _____
[12 empty] | _____ |  | 0% | 0 | 0 | _____
[12 empty] | _____ |  | 0% | 0 | 0 | _____
[12 empty] | _____ |  | 0% | 0 | 0 | _____
[12 empty] | _____ |  | 0% | 0 | 0 | _____
[12 empty] | _____ |  | 0% | 0 | 0 | _____
[12 empty] | _____ |  | 0% | 0 | 0 | _____
[12 empty] | _____ |  | 0% | 0 | 0 | _____
[12 empty] | _____ |  | 0% | 0 | 0 | _____
[12 empty] | _____ |  | 0% | 0 | 0 | _____
[12 empty] | _____ |  | 0% | 0 | 0 | _____
[12 empty] | _____ |  | 0% | 0 | 0 | _____
[12 empty] | _____ |  | 0% | 0 | 0 | _____
[12 empty] | _____ |  | 0% | 0 | 0 | _____
[12 empty] | _____ |  | 0% | 0 | 0 | _____
[12 empty] | _____ |  | 0% | 0 | 0 | _____
[12 empty] | _____ |  | 0% | 0 | 0 | _____
[12 empty] | _____ |  | 0% | 0 | 0 | _____
[12 empty] | _____ |  | 0% | 0 | 0 | _____
[12 empty] | _____ |  | 0% | 0 | 0 | _____
[12 empty] | _____ |  | 0% | 0 | 0 | _____
[12 empty] | _____ |  | 0% | 0 | 0 | _____
[12 empty] | _____ |  | 0% | 0 | 0 | _____
[12 empty] | _____ |  | 0% | 0 | 0 | _____
[12 empty] | _____ |  | 0% | 0 | 0 | _____
[12 empty] | _____ |  | 0% | 0 | 0 | _____
[12 empty] | _____ |  | 0% | 0 | 0 | _____
[12 empty] | _____ |  | 0% | 0 | 0 | _____
[12 empty] | _____ |  | 0% | 0 | 0 | _____
[12 empty] | _____ |  | 0% | 0 | 0 | _____
[12 empty] | _____ |  | 0% | 0 | 0 | _____
[12 empty] | _____ |  | 0% | 0 | 0 | _____
[12 empty] | _____ |  | 0% | 0 | 0 | _____
[12 empty] | _____ |  | 0% | 0 | 0 | _____
[12 empty] | _____ |  | 0% | 0 | 0 | _____
[12 empty] | _____ |  | 0% | 0 | 0 | _____
[12 empty] | _____ |  | 0% | 0 | 0 | _____
[12 empty] | _____ |  | 0% | 0 | 0 | _____
[12 empty] | _____ |  | 0% | 0 | 0 | _____
[12 empty] | _____ |  | 0% | 0 | 0 | _____
[12 empty] | _____ |  | 0% | 0 | 0 | _____
[12 empty] | _____ |  | 0% | 0 | 0 | _____
[12 empty] | _____ |  | 0% | 0 | 0 | _____
[12 empty] | _____ |  | 0% | 0 | 0 | _____
[12 empty] | _____ |  | 0% | 0 | 0 | _____
[12 empty] | _____ |  | 0% | 0 | 0 | _____
[12 empty] | _____ |  | 0% | 0 | 0 | _____
[12 empty] | _____ |  | 0% | 0 | 0 | _____
[12 empty] | _____ |  | 0% | 0 | 0 | _____
[12 empty] | _____ |  | 0% | 0 | 0 | _____
[12 empty] | _____ |  | 0% | 0 | 0 | _____
[12 empty] | _____ |  | 0% | 0 | 0 | _____
[12 empty] | _____ |  | 0% | 0 | 0 | _____
[12 empty] | _____ |  | 0% | 0 | 0 | _____
[12 empty] | _____ |  | 0% | 0 | 0 | _____
[12 empty] | _____ |  | 0% | 0 | 0 | _____
[12 empty] | _____ |  | 0% | 0 | 0 | _____
[12 empty] | _____ |  | 0% | 0 | 0 | _____
[12 empty] | _____ |  | 0% | 0 | 0 | _____
[12 empty] | _____ |  | 0% | 0 | 0 | _____
[12 empty] | _____ |  | 0% | 0 | 0 | _____
[12 empty] | _____ |  | 0% | 0 | 0 | _____
[12 empty] | _____ |  | 0% | 0 | 0 | _____
[12 empty] | _____ |  | 0% | 0 | 0 | _____
[12 empty] | _____ |  | 0% | 0 | 0 | _____
[12 empty] | _____ |  | 0% | 0 | 0 | _____
[12 empty] | _____ |  | 0% | 0 | 0 | _____
[12 empty] | _____ |  | 0% | 0 | 0 | _____
[12 empty] | _____ |  | 0% | 0 | 0 | _____
[12 empty] | _____ |  | 0% | 0 | 0 | _____
[12 empty] | _____ |  | 0% | 0 | 0 | _____
[12 empty] | _____ |  | 0% | 0 | 0 | _____
[12 empty] | _____ |  | 0% | 0 | 0 | _____
[12 empty] | _____ |  | 0% | 0 | 0 | _____
[12 empty] | _____ |  | 0% | 0 | 0 | _____
[12 empty] | _____ |  | 0% | 0 | 0 | _____
[12 empty] | _____ |  | 0% | 0 | 0 | _____
[12 empty] | _____ |  | 0% | 0 | 0 | _____
[12 empty] | _____ |  | 0% | 0 | 0 | _____
[12 empty] | _____ |  | 0% | 0 | 0 | _____
[12 empty] | _____ |  | 0% | 0 | 0 | _____
[12 empty] | _____ |  | 0% | 0 | 0 | _____
[12 empty] | _____ |  | 0% | 0 | 0 | _____
[12 empty] | _____ |  | 0% | 0 | 0 | _____
[12 empty] | _____ |  | 0% | 0 | 0 | _____
[12 empty] | _____ |  | 0% | 0 | 0 | _____
[12 empty] | _____ |  | 0% | 0 | 0 | _____
[12 empty] | _____ |  | 0% | 0 | 0 | _____
[12 empty] | _____ |  | 0% | 0 | 0 | _____
[12 empty] | _____ |  | 0% | 0 | 0 | _____
[12 empty] | _____ |  | 0% | 0 | 0 | _____
[12 empty] | _____ |  | 0% | 0 | 0 | _____
[12 empty] | _____ |  | 0% | 0 | 0 | _____
[12 empty] | _____ |  | 0% | 0 | 0 | _____
[12 empty] | _____ |  | 0% | 0 | 0 | _____
[12 empty] | _____ |  | 0% | 0 | 0 | _____
[12 empty] | _____ |  | 0% | 0 | 0 | _____
[12 empty] | _____ |  | 0% | 0 | 0 | _____
[12 empty] | _____ |  | 0% | 0 | 0 | _____
[12 empty] | _____ |  | 0% | 0 | 0 | _____
[12 empty] | _____ |  | 0% | 0 | 0 | _____
[12 empty] | _____ |  | 0% | 0 | 0 | _____
[12 empty] | _____ |  | 0% | 0 | 0 | _____
[12 empty] | _____ |  | 0% | 0 | 0 | _____
[12 empty] | _____ |  | 0% | 0 | 0 | _____
[12 empty] | _____ |  | 0% | 0 | 0 | _____
[12 empty] | _____ |  | 0% | 0 | 0 | _____
[12 empty] | _____ |  | 0% | 0 | 0 | _____
[12 empty] | _____ |  | 0% | 0 | 0 | _____
[12 empty] | _____ |  | 0% | 0 | 0 | _____
[12 empty] | _____ |  | 0% | 0 | 0 | _____
[12 empty] | _____ |  | 0% | 0 | 0 | _____
[12 empty] | _____ |  | 0% | 0 | 0 | _____
[12 empty] | _____ |  | 0% | 0 | 0 | _____
[12 empty] | _____ |  | 0% | 0 | 0 | _____
[12 empty] | _____ |  | 0% | 0 | 0 | _____
[12 empty] | _____ |  | 0% | 0 | 0 | _____
[12 empty] | _____ |  | 0% | 0 | 0 | _____
[12 empty] | _____ |  | 0% | 0 | 0 | _____
[12 empty] | _____ |  | 0% | 0 | 0 | _____
[12 empty] | _____ |  | 0% | 0 | 0 | _____
[12 empty] | _____ |  | 0% | 0 | 0 | _____
[12 empty] | _____ |  | 0% | 0 | 0 | _____
[12 empty] | _____ |  | 0% | 0 | 0 | _____
[12 empty] | _____ |  | 0% | 0 | 0 | _____
[12 empty] | _____ |  | 0% | 0 | 0 | _____
[12 empty] | _____ |  | 0% | 0 | 0 | _____
[12 empty] | _____ |  | 0% | 0 | 0 | _____
[12 empty] | _____ |  | 0% | 0 | 0 | _____
[12 empty] | _____ |  | 0% | 0 | 0 | _____
[12 empty] | _____ |  | 0% | 0 | 0 | _____
[12 empty] | _____ |  | 0% | 0 | 0 | _____
[12 empty] | _____ |  | 0% | 0 | 0 | _____
[12 empty] | _____ |  | 0% | 0 | 0 | _____
[12 empty] | _____ |  | 0% | 0 | 0 | _____
[12 empty] | _____ |  | 0% | 0 | 0 | _____
[12 empty] | _____ |  | 0% | 0 | 0 | _____
[12 empty] | _____ |  | 0% | 0 | 0 | _____
[12 empty] | _____ |  | 0% | 0 | 0 | _____
[12 empty] | _____ |  | 0% | 0 | 0 | _____
[12 empty] | _____ |  | 0% | 0 | 0 | _____
[12 empty] | _____ |  | 0% | 0 | 0 | _____
[12 empty] | _____ |  | 0% | 0 | 0 | _____
[12 empty] | _____ |  | 0% | 0 | 0 | _____
[12 empty] | _____ |  | 0% | 0 | 0 | _____
[12 empty] | _____ |  | 0% | 0 | 0 | _____
[12 empty] | _____ |  | 0% | 0 | 0 | _____
[12 empty] | _____ |  | 0% | 0 | 0 | _____
[12 empty] | _____ |  | 0% | 0 | 0 | _____
[12 empty] | _____ |  | 0% | 0 | 0 | _____
[12 empty] | _____ |  | 0% | 0 | 0 | _____
[12 empty] | _____ |  | 0% | 0 | 0 | _____
[12 empty] | _____ |  | 0% | 0 | 0 | _____
[12 empty] | _____ |  | 0% | 0 | 0 | _____
[12 empty] | _____ |  | 0% | 0 | 0 | _____
[12 empty] | _____ |  | 0% | 0 | 0 | _____
[12 empty] | _____ |  | 0% | 0 | 0 | _____
[12 empty] | _____ |  | 0% | 0 | 0 | _____
[12 empty] | _____ |  | 0% | 0 | 0 | _____
[12 empty] | _____ |  | 0% | 0 | 0 | _____
[12 empty] | _____ |  | 0% | 0 | 0 | _____
[12 empty] | _____ |  | 0% | 0 | 0 | _____
[12 empty] | _____ |  | 0% | 0 | 0 | _____
[12 empty] | _____ |  | 0% | 0 | 0 | _____
[12 empty] | _____ |  | 0% | 0 | 0 | _____
[12 empty] | _____ |  | 0% | 0 | 0 | _____
[12 empty] | _____ |  | 0% | 0 | 0 | _____
[12 empty] | _____ |  | 0% | 0 | 0 | _____
[12 empty] | _____ |  | 0% | 0 | 0 | _____
[12 empty] | _____ |  | 0% | 0 | 0 | _____
[12 empty] | _____ |  | 0% | 0 | 0 | _____
[12 empty] | _____ |  | 0% | 0 | 0 | _____
[12 empty] | _____ |  | 0% | 0 | 0 | _____
[12 empty] | _____ |  | 0% | 0 | 0 | _____
[12 empty] | _____ |  | 0% | 0 | 0 | _____
[12 empty] | _____ |  | 0% | 0 | 0 | _____
[12 empty] | _____ |  | 0% | 0 | 0 | _____
[12 empty] | _____ |  | 0% | 0 | 0 | _____
[12 empty] | _____ |  | 0% | 0 | 0 | _____
[12 empty] | _____ |  | 0% | 0 | 0 | _____
[12 empty] | _____ |  | 0% | 0 | 0 | _____
[12 empty] | _____ |  | 0% | 0 | 0 | _____
[12 empty] | _____ |  | 0% | 0 | 0 | _____
[12 empty] | _____ |  | 0% | 0 | 0 | _____
[12 empty] | _____ |  | 0% | 0 | 0 | _____
[12 empty] | _____ |  | 0% | 0 | 0 | _____
[12 empty] | _____ |  | 0% | 0 | 0 | _____
[12 empty] | _____ |  | 0% | 0 | 0 | _____
[12 empty] | _____ |  | 0% | 0 | 0 | _____
[12 empty] | _____ |  | 0% | 0 | 0 | _____
[12 empty] | _____ |  | 0% | 0 | 0 | _____
[12 empty] | _____ |  | 0% | 0 | 0 | _____
[12 empty] | _____ |  | 0% | 0 | 0 | _____
[12 empty] | _____ |  | 0% | 0 | 0 | _____
[12 empty] | _____ |  | 0% | 0 | 0 | _____
[12 empty] | _____ |  | 0% | 0 | 0 | _____
[12 empty] | _____ |  | 0% | 0 | 0 | _____
[12 empty] | _____ |  | 0% | 0 | 0 | _____
[12 empty] | _____ |  | 0% | 0 | 0 | _____
[12 empty] | _____ |  | 0% | 0 | 0 | _____
[12 empty] | _____ |  | 0% | 0 | 0 | _____
[12 empty] | _____ |  | 0% | 0 | 0 | _____
[12 empty] | _____ |  | 0% | 0 | 0 | _____
[12 empty] | _____ |  | 0% | 0 | 0 | _____
[12 empty] | _____ |  | 0% | 0 | 0 | _____
[12 empty] | _____ |  | 0% | 0 | 0 | _____
[12 empty] | _____ |  | 0% | 0 | 0 | _____
[12 empty] | _____ |  | 0% | 0 | 0 | _____
[12 empty] | _____ |  | 0% | 0 | 0 | _____
[12 empty] | _____ |  | 0% | 0 | 0 | _____
[12 empty] | _____ |  | 0% | 0 | 0 | _____
[12 empty] | _____ |  | 0% | 0 | 0 | _____
[12 empty] | _____ |  | 0% | 0 | 0 | _____
[12 empty] | _____ |  | 0% | 0 | 0 | _____
[12 empty] | _____ |  | 0% | 0 | 0 | _____
[12 empty] | _____ |  | 0% | 0 | 0 | _____
[12 empty] | _____ |  | 0% | 0 | 0 | _____
[12 empty] | _____ |  | 0% | 0 | 0 | _____
[12 empty] | _____ |  | 0% | 0 | 0 | _____
[12 empty] | _____ |  | 0% | 0 | 0 | _____
[12 empty] | _____ |  | 0% | 0 | 0 | _____
[12 empty] | _____ |  | 0% | 0 | 0 | _____
[12 empty] | _____ |  | 0% | 0 | 0 | _____
[12 empty] | _____ |  | 0% | 0 | 0 | _____
[12 empty] | _____ |  | 0% | 0 | 0 | _____
[12 empty] | _____ |  | 0% | 0 | 0 | _____
[12 empty] | _____ |  | 0% | 0 | 0 | _____
[12 empty] | _____ |  | 0% | 0 | 0 | _____
[12 empty] | _____ |  | 0% | 0 | 0 | _____
[12 empty] | _____ |  | 0% | 0 | 0 | _____
[12 empty] | _____ |  | 0% | 0 | 0 | _____
[12 empty] | _____ |  | 0% | 0 | 0 | _____
[12 empty] | _____ |  | 0% | 0 | 0 | _____
[12 empty] | _____ |  | 0% | 0 | 0 | _____
[12 empty] | _____ |  | 0% | 0 | 0 | _____
[12 empty] | _____ |  | 0% | 0 | 0 | _____
[12 empty] | _____ |  | 0% | 0 | 0 | _____
[12 empty] | _____ |  | 0% | 0 | 0 | _____
[12 empty] | _____ |  | 0% | 0 | 0 | _____
[12 empty] | _____ |  | 0% | 0 | 0 | _____
[12 empty] | _____ |  | 0% | 0 | 0 | _____
[12 empty] | _____ |  | 0% | 0 | 0 | _____
[12 empty] | _____ |  | 0% | 0 | 0 | _____
[12 empty] | _____ |  | 0% | 0 | 0 | _____
[12 empty] | _____ |  | 0% | 0 | 0 | _____
[12 empty] | _____ |  | 0% | 0 | 0 | _____
[12 empty] | _____ |  | 0% | 0 | 0 | _____
[12 empty] | _____ |  | 0% | 0 | 0 | _____
[12 empty] | _____ |  | 0% | 0 | 0 | _____
[12 empty] | _____ |  | 0% | 0 | 0 | _____
[12 empty] | _____ |  | 0% | 0 | 0 | _____
[12 empty] | _____ |  | 0% | 0 | 0 | _____
[12 empty] | _____ |  | 0% | 0 | 0 | _____
[12 empty] | _____ |  | 0% | 0 | 0 | _____
[12 empty] | _____ |  | 0% | 0 | 0 | _____
[12 empty] | _____ |  | 0% | 0 | 0 | _____
[12 empty] | _____ |  | 0% | 0 | 0 | _____
[12 empty] | _____ |  | 0% | 0 | 0 | _____
[12 empty] | _____ |  | 0% | 0 | 0 | _____
[12 empty] | _____ |  | 0% | 0 | 0 | _____
[12 empty] | _____ |  | 0% | 0 | 0 | _____
[12 empty] | _____ |  | 0% | 0 | 0 | _____
[12 empty] | _____ |  | 0% | 0 | 0 | _____
[12 empty] | _____ |  | 0% | 0 | 0 | _____
[12 empty] | _____ |  | 0% | 0 | 0 | _____
[12 empty] | _____ |  | 0% | 0 | 0 | _____
[12 empty] | _____ |  | 0% | 0 | 0 | _____
[12 empty] | _____ |  | 0% | 0 | 0 | _____
[12 empty] | _____ |  | 0% | 0 | 0 | _____
[12 empty] | _____ |  | 0% | 0 | 0 | _____
[12 empty] | _____ |  | 0% | 0 | 0 | _____
[12 empty] | _____ |  | 0% | 0 | 0 | _____
[12 empty] | _____ |  | 0% | 0 | 0 | _____
[12 empty] | _____ |  | 0% | 0 | 0 | _____
[12 empty] | _____ |  | 0% | 0 | 0 | _____
[12 empty] | _____ |  | 0% | 0 | 0 | _____
[12 empty] | _____ |  | 0% | 0 | 0 | _____
[12 empty] | _____ |  | 0% | 0 | 0 | _____
[12 empty] | _____ |  | 0% | 0 | 0 | _____
[12 empty] | _____ |  | 0% | 0 | 0 | _____
[12 empty] | _____ |  | 0% | 0 | 0 | _____
[12 empty] | _____ |  | 0% | 0 | 0 | _____
[12 empty] | _____ |  | 0% | 0 | 0 | _____
[12 empty] | _____ |  | 0% | 0 | 0 | _____
[12 empty] | _____ |  | 0% | 0 | 0 | _____
[12 empty] | _____ |  | 0% | 0 | 0 | _____
[12 empty] | _____ |  | 0% | 0 | 0 | _____
[12 empty] | _____ |  | 0% | 0 | 0 | _____
[12 empty] | _____ |  | 0% | 0 | 0 | _____
[12 empty] | _____ |  | 0% | 0 | 0 | _____
[12 empty] | _____ |  | 0% | 0 | 0 | _____
[12 empty] | _____ |  | 0% | 0 | 0 | _____
[12 empty] | _____ |  | 0% | 0 | 0 | _____
[12 empty] | _____ |  | 0% | 0 | 0 | _____
[12 empty] | _____ |  | 0% | 0 | 0 | _____
[12 empty] | _____ |  | 0% | 0 | 0 | _____
[12 empty] | _____ |  | 0% | 0 | 0 | _____
[12 empty] | _____ |  | 0% | 0 | 0 | _____
[12 empty] | _____ |  | 0% | 0 | 0 | _____
[12 empty] | _____ |  | 0% | 0 | 0 | _____
[12 empty] | _____ |  | 0% | 0 | 0 | _____
[12 empty] | _____ |  | 0% | 0 | 0 | _____
[12 empty] | _____ |  | 0% | 0 | 0 | _____
[12 empty] | _____ |  | 0% | 0 | 0 | _____
[12 empty] | _____ |  | 0% | 0 | 0 | _____
[12 empty] | _____ |  | 0% | 0 | 0 | _____
[12 empty] | _____ |  | 0% | 0 | 0 | _____
[12 empty] | _____ |  | 0% | 0 | 0 | _____
[12 empty] | _____ |  | 0% | 0 | 0 | _____
[12 empty] | _____ |  | 0% | 0 | 0 | _____
[12 empty] | _____ |  | 0% | 0 | 0 | _____
[12 empty] | _____ |  | 0% | 0 | 0 | _____
[12 empty] | _____ |  | 0% | 0 | 0 | _____
[12 empty] | _____ |  | 0% | 0 | 0 | _____
[12 empty] | _____ |  | 0% | 0 | 0 | _____
[12 empty] | _____ |  | 0% | 0 | 0 | _____
[12 empty] | _____ |  | 0% | 0 | 0 | _____
[12 empty] | _____ |  | 0% | 0 | 0 | _____
[12 empty] | _____ |  | 0% | 0 | 0 | _____
[12 empty] | _____ |  | 0% | 0 | 0 | _____
[12 empty] | _____ |  | 0% | 0 | 0 | _____
[12 empty] | _____ |  | 0% | 0 | 0 | _____
[12 empty] | _____ |  | 0% | 0 | 0 | _____
[12 empty] | _____ |  | 0% | 0 | 0 | _____
[12 empty] | _____ |  | 0% | 0 | 0 | _____
[12 empty] | _____ |  | 0% | 0 | 0 | _____
[12 empty] | _____ |  | 0% | 0 | 0 | _____
[12 empty] | _____ |  | 0% | 0 | 0 | _____
[12 empty] | _____ |  | 0% | 0 | 0 | _____
[12 empty] | _____ |  | 0% | 0 | 0 | _____
[12 empty] | _____ |  | 0% | 0 | 0 | _____
[12 empty] | _____ |  | 0% | 0 | 0 | _____
[12 empty] | _____ |  | 0% | 0 | 0 | _____
[12 empty] | _____ |  | 0% | 0 | 0 | _____
[12 empty] | _____ |  | 0% | 0 | 0 | _____
[12 empty] | _____ |  | 0% | 0 | 0 | _____
[12 empty] | _____ |  | 0% | 0 | 0 | _____
[12 empty] | _____ |  | 0% | 0 | 0 | _____
[12 empty] | _____ |  | 0% | 0 | 0 | _____
[12 empty] | _____ |  | 0% | 0 | 0 | _____
[12 empty] | _____ |  | 0% | 0 | 0 | _____
[12 empty] | _____ |  | 0% | 0 | 0 | _____
[12 empty] | _____ |  | 0% | 0 | 0 | _____
[12 empty] | _____ |  | 0% | 0 | 0 | _____
[12 empty] | _____ |  | 0% | 0 | 0 | _____
[12 empty] | _____ |  | 0% | 0 | 0 | _____
[12 empty] | _____ |  | 0% | 0 | 0 | _____
[12 empty] | _____ |  | 0% | 0 | 0 | _____
[12 empty] | _____ |  | 0% | 0 | 0 | _____
[12 empty] | _____ |  | 0% | 0 | 0 | _____
[12 empty] | _____ |  | 0% | 0 | 0 | _____
[12 empty] | _____ |  | 0% | 0 | 0 | _____
[12 empty] | _____ |  | 0% | 0 | 0 | _____
[12 empty] | _____ |  | 0% | 0 | 0 | _____
[12 empty] | _____ |  | 0% | 0 | 0 | _____
[12 empty] | _____ |  | 0% | 0 | 0 | _____
[12 empty] | _____ |  | 0% | 0 | 0 | _____
[12 empty] | _____ |  | 0% | 0 | 0 | _____
[12 empty] | _____ |  | 0% | 0 | 0 | _____
[12 empty] | _____ |  | 0% | 0 | 0 | _____
[12 empty] | _____ |  | 0% | 0 | 0 | _____
[12 empty] | _____ |  | 0% | 0 | 0 | _____
[12 empty] | _____ |  | 0% | 0 | 0 | _____
[12 empty] | _____ |  | 0% | 0 | 0 | _____
[12 empty] | _____ |  | 0% | 0 | 0 | _____
[12 empty] | _____ |  | 0% | 0 | 0 | _____
[12 empty] | _____ |  | 0% | 0 | 0 | _____
[12 empty] | _____ |  | 0% | 0 | 0 | _____
[12 empty] | _____ |  | 0% | 0 | 0 | _____
[12 empty] | _____ |  | 0% | 0 | 0 | _____
[12 empty] | _____ |  | 0% | 0 | 0 | _____
[12 empty] | _____ |  | 0% | 0 | 0 | _____
[12 empty] | _____ |  | 0% | 0 | 0 | _____
[12 empty] | _____ |  | 0% | 0 | 0 | _____
[12 empty] | _____ |  | 0% | 0 | 0 | _____
[12 empty] | _____ |  | 0% | 0 | 0 | _____
[12 empty] | _____ |  | 0% | 0 | 0 | _____
[12 empty] | _____ |  | 0% | 0 | 0 | _____
[12 empty] | _____ |  | 0% | 0 | 0 | _____
[12 empty] | _____ |  | 0% | 0 | 0 | _____
[12 empty] | _____ |  | 0% | 0 | 0 | _____
[12 empty] | _____ |  | 0% | 0 | 0 | _____
[12 empty] | _____ |  | 0% | 0 | 0 | _____
[12 empty] | _____ |  | 0% | 0 | 0 | _____
[12 empty] | _____ |  | 0% | 0 | 0 | _____
[12 empty] | _____ |  | 0% | 0 | 0 | _____
[12 empty] | _____ |  | 0% | 0 | 0 | _____
[12 empty] | _____ |  | 0% | 0 | 0 | _____
[12 empty] | _____ |  | 0% | 0 | 0 | _____
[12 empty] | _____ |  | 0% | 0 | 0 | _____
[12 empty] | _____ |  | 0% | 0 | 0 | _____
[12 empty] | _____ |  | 0% | 0 | 0 | _____
[12 empty] | _____ |  | 0% | 0 | 0 | _____
[12 empty] | _____ |  | 0% | 0 | 0 | _____
[12 empty] | _____ |  | 0% | 0 | 0 | _____
[12 empty] | _____ |  | 0% | 0 | 0 | _____
[12 empty] | _____ |  | 0% | 0 | 0 | _____
[12 empty] | _____ |  | 0% | 0 | 0 | _____
[12 empty] | _____ |  | 0% | 0 | 0 | _____
[12 empty] | _____ |  | 0% | 0 | 0 | _____
[12 empty] | _____ |  | 0% | 0 | 0 | _____
[12 empty] | _____ |  | 0% | 0 | 0 | _____
[12 empty] | _____ |  | 0% | 0 | 0 | _____
[12 empty] | _____ |  | 0% | 0 | 0 | _____
[12 empty] | _____ |  | 0% | 0 | 0 | _____
[12 empty] | _____ |  | 0% | 0 | 0 | _____
[12 empty] | _____ |  | 0% | 0 | 0 | _____
[12 empty] | _____ |  | 0% | 0 | 0 | _____
[12 empty] | _____ |  | 0% | 0 | 0 | _____
[12 empty] | _____ |  | 0% | 0 | 0 | _____
[12 empty] | _____ |  | 0% | 0 | 0 | _____
[12 empty] | _____ |  | 0% | 0 | 0 | _____
[12 empty] | _____ |  | 0% | 0 | 0 | _____
[12 empty] | _____ |  | 0% | 0 | 0 | _____
[12 empty] | _____ |  | 0% | 0 | 0 | _____
[12 empty] | _____ |  | 0% | 0 | 0 | _____
[12 empty] | _____ |  | 0% | 0 | 0 | _____
[12 empty] | _____ |  | 0% | 0 | 0 | _____
[12 empty] | _____ |  | 0% | 0 | 0 | _____
[12 empty] | _____ |  | 0% | 0 | 0 | _____
[12 empty] | _____ |  | 0% | 0 | 0 | _____
[12 empty] | _____ |  | 0% | 0 | 0 | _____
[12 empty] | _____ |  | 0% | 0 | 0 | _____
[12 empty] | _____ |  | 0% | 0 | 0 | _____
[12 empty] | _____ |  | 0% | 0 | 0 | _____
[12 empty] | _____ |  | 0% | 0 | 0 | _____
[12 empty] | _____ |  | 0% | 0 | 0 | _____
[12 empty] | _____ |  | 0% | 0 | 0 | _____
[12 empty] | _____ |  | 0% | 0 | 0 | _____
[12 empty] | _____ |  | 0% | 0 | 0 | _____
[12 empty] | _____ |  | 0% | 0 | 0 | _____
[12 empty] | _____ |  | 0% | 0 | 0 | _____
[12 empty] | _____ |  | 0% | 0 | 0 | _____
[12 empty] | _____ |  | 0% | 0 | 0 | _____
[12 empty] | _____ |  | 0% | 0 | 0 | _____
[12 empty] | _____ |  | 0% | 0 | 0 | _____
[12 empty] | _____ |  | 0% | 0 | 0 | _____
[12 empty] | _____ |  | 0% | 0 | 0 | _____
[12 empty] | _____ |  | 0% | 0 | 0 | _____
[12 empty] | _____ |  | 0% | 0 | 0 | _____
[12 empty] | _____ |  | 0% | 0 | 0 | _____
[12 empty] | _____ |  | 0% | 0 | 0 | _____
[12 empty] | _____ |  | 0% | 0 | 0 | _____
[12 empty] | _____ |  | 0% | 0 | 0 | _____
[12 empty] | _____ |  | 0% | 0 | 0 | _____
[12 empty] | _____ |  | 0% | 0 | 0 | _____
[12 empty] | _____ |  | 0% | 0 | 0 | _____
[12 empty] | _____ |  | 0% | 0 | 0 | _____
[12 empty] | _____ |  | 0% | 0 | 0 | _____
[12 empty] | _____ |  | 0% | 0 | 0 | _____
[12 empty] | _____ |  | 0% | 0 | 0 | _____
[12 empty] | _____ |  | 0% | 0 | 0 | _____
[12 empty] | _____ |  | 0% | 0 | 0 | _____
[12 empty] | _____ |  | 0% | 0 | 0 | _____
[12 empty] | _____ |  | 0% | 0 | 0 | _____
[12 empty] | _____ |  | 0% | 0 | 0 | _____
[12 empty] | _____ |  | 0% | 0 | 0 | _____
[12 empty] | _____ |  | 0% | 0 | 0 | _____
[12 empty] | _____ |  | 0% | 0 | 0 | _____
[12 empty] | _____ |  | 0% | 0 | 0 | _____
[12 empty] | _____ |  | 0% | 0 | 0 | _____
[12 empty] | _____ |  | 0% | 0 | 0 | _____
[12 empty] | _____ |  | 0% | 0 | 0 | _____
[12 empty] | _____ |  | 0% | 0 | 0 | _____
[12 empty] | _____ |  | 0% | 0 | 0 | _____
[12 empty] | _____ |  | 0% | 0 | 0 | _____
[12 empty] | _____ |  | 0% | 0 | 0 | _____
[12 empty] | _____ |  | 0% | 0 | 0 | _____
[12 empty] | _____ |  | 0% | 0 | 0 | _____
[12 empty] | _____ |  | 0% | 0 | 0 | _____
[12 empty] | _____ |  | 0% | 0 | 0 | _____
[12 empty] | _____ |  | 0% | 0 | 0 | _____
[12 empty] | _____ |  | 0% | 0 | 0 | _____
[12 empty] | _____ |  | 0% | 0 | 0 | _____
[12 empty] | _____ |  | 0% | 0 | 0 | _____
[12 empty] | _____ |  | 0% | 0 | 0 | _____
[12 empty] | _____ |  | 0% | 0 | 0 | _____
[12 empty] | _____ |  | 0% | 0 | 0 | _____
[12 empty] | _____ |  | 0% | 0 | 0 | _____
[12 empty] | _____ |  | 0% | 0 | 0 | _____
[12 empty] | _____ |  | 0% | 0 | 0 | _____
[12 empty] | _____ |  | 0% | 0 | 0 | _____
[12 empty] | _____ |  | 0% | 0 | 0 | _____
[12 empty] | _____ |  | 0% | 0 | 0 | _____
[12 empty] | _____ |  | 0% | 0 | 0 | _____
[12 empty] | _____ |  | 0% | 0 | 0 | _____
[12 empty] | _____ |  | 0% | 0 | 0 | _____
[12 empty] | _____ |  | 0% | 0 | 0 | _____
[12 empty] | _____ |  | 0% | 0 | 0 | _____
[12 empty] | _____ |  | 0% | 0 | 0 | _____
[12 empty] | _____ |  | 0% | 0 | 0 | _____
[12 empty] | _____ |  | 0% | 0 | 0 | _____
[12 empty] | _____ |  | 0% | 0 | 0 | _____
[12 empty] | _____ |  | 0% | 0 | 0 | _____
[12 empty] | _____ |  | 0% | 0 | 0 | _____
[12 empty] | _____ |  | 0% | 0 | 0 | _____
[12 empty] | _____ |  | 0% | 0 | 0 | _____
[12 empty] | _____ |  | 0% | 0 | 0 | _____
[12 empty] | _____ |  | 0% | 0 | 0 | _____
[12 empty] | _____ |  | 0% | 0 | 0 | _____
[12 empty] | _____ |  | 0% | 0 | 0 | _____
[12 empty] | _____ |  | 0% | 0 | 0 | _____
[12 empty] | _____ |  | 0% | 0 | 0 | _____
[12 empty] | _____ |  | 0% | 0 | 0 | _____
[12 empty] | _____ |  | 0% | 0 | 0 | _____
[12 empty] | _____ |  | 0% | 0 | 0 | _____
[12 empty] | _____ |  | 0% | 0 | 0 | _____
[12 empty] | _____ |  | 0% | 0 | 0 | _____
[12 empty] | _____ |  | 0% | 0 | 0 | _____
[12 empty] | _____ |  | 0% | 0 | 0 | _____
[12 empty] | _____ |  | 0% | 0 | 0 | _____
[12 empty] | _____ |  | 0% | 0 | 0 | _____
[12 empty] | _____ |  | 0% | 0 | 0 | _____
[12 empty] | _____ |  | 0% | 0 | 0 | _____
[12 empty] | _____ |  | 0% | 0 | 0 | _____
[12 empty] | _____ |  | 0% | 0 | 0 | _____
[12 empty] | _____ |  | 0% | 0 | 0 | _____
[12 empty] | _____ |  | 0% | 0 | 0 | _____
[12 empty] | _____ |  | 0% | 0 | 0 | _____
[12 empty] | _____ |  | 0% | 0 | 0 | _____
[12 empty] | _____ |  | 0% | 0 | 0 | _____
[12 empty] | _____ |  | 0% | 0 | 0 | _____
[12 empty] | _____ |  | 0% | 0 | 0 | _____
[12 empty] | _____ |  | 0% | 0 | 0 | _____
[12 empty] | _____ |  | 0% | 0 | 0 | _____
[12 empty] | _____ |  | 0% | 0 | 0 | _____
[12 empty] | _____ |  | 0% | 0 | 0 | _____
[12 empty] | _____ |  | 0% | 0 | 0 | _____
[12 empty] | _____ |  | 0% | 0 | 0 | _____
[12 empty] | _____ |  | 0% | 0 | 0 | _____
[12 empty] | _____ |  | 0% | 0 | 0 | _____
[12 empty] | _____ |  | 0% | 0 | 0 | _____
[12 empty] | _____ |  | 0% | 0 | 0 | _____
[12 empty] | _____ |  | 0% | 0 | 0 | _____
[12 empty] | _____ |  | 0% | 0 | 0 | _____
[12 empty] | _____ |  | 0% | 0 | 0 | _____
[12 empty] | _____ |  | 0% | 0 | 0 | _____
[12 empty] | _____ |  | 0% | 0 | 0 | _____
[12 empty] | _____ |  | 0% | 0 | 0 | _____
[12 empty] | _____ |  | 0% | 0 | 0 | _____
[12 empty] | _____ |  | 0% | 0 | 0 | _____
[12 empty] | _____ |  | 0% | 0 | 0 | _____
[12 empty] | _____ |  | 0% | 0 | 0 | _____
[12 empty] | _____ |  | 0% | 0 | 0 | _____
[12 empty] | _____ |  | 0% | 0 | 0 | _____
[12 empty] | _____ |  | 0% | 0 | 0 | _____
[12 empty] | _____ |  | 0% | 0 | 0 | _____
[12 empty] | _____ |  | 0% | 0 | 0 | _____
[12 empty] | _____ |  | 0% | 0 | 0 | _____
[12 empty] | _____ |  | 0% | 0 | 0 | _____
[12 empty] | _____ |  | 0% | 0 | 0 | _____
[12 empty] | _____ |  | 0% | 0 | 0 | _____
[12 empty] | _____ |  | 0% | 0 | 0 | _____
[12 empty] | _____ |  | 0% | 0 | 0 | _____
[12 empty] | _____ |  | 0% | 0 | 0 | _____
[12 empty] | _____ |  | 0% | 0 | 0 | _____
[12 empty] | _____ |  | 0% | 0 | 0 | _____
[12 empty] | _____ |  | 0% | 0 | 0 | _____
[12 empty] | _____ |  | 0% | 0 | 0 | _____
[12 empty] | _____ |  | 0% | 0 | 0 | _____
[12 empty] | _____ |  | 0% | 0 | 0 | _____
[12 empty] | _____ |  | 0% | 0 | 0 | _____
[12 empty] | _____ |  | 0% | 0 | 0 | _____
[12 empty] | _____ |  | 0% | 0 | 0 | _____
[12 empty] | _____ |  | 0% | 0 | 0 | _____
[12 empty] | _____ |  | 0% | 0 | 0 | _____
[12 empty] | _____ |  | 0% | 0 | 0 | _____
[12 empty] | _____ |  | 0% | 0 | 0 | _____
[12 empty] | _____ |  | 0% | 0 | 0 | _____
[12 empty] | _____ |  | 0% | 0 | 0 | _____
[12 empty] | _____ |  | 0% | 0 | 0 | _____
[12 empty] | _____ |  | 0% | 0 | 0 | _____
[12 empty] | _____ |  | 0% | 0 | 0 | _____
[12 empty] | _____ |  | 0% | 0 | 0 | _____
[12 empty] | _____ |  | 0% | 0 | 0 | _____
[12 empty] | _____ |  | 0% | 0 | 0 | _____
[12 empty] | _____ |  | 0% | 0 | 0 | _____
[12 empty] | _____ |  | 0% | 0 | 0 | _____
[12 empty] | _____ |  | 0% | 0 | 0 | _____
[12 empty] | _____ |  | 0% | 0 | 0 | _____
[12 empty] | _____ |  | 0% | 0 | 0 | _____
[12 empty] | _____ |  | 0% | 0 | 0 | _____
[12 empty] | _____ |  | 0% | 0 | 0 | _____
[12 empty] | _____ |  | 0% | 0 | 0 | _____
[12 empty] | _____ |  | 0% | 0 | 0 | _____
[12 empty] | _____ |  | 0% | 0 | 0 | _____
[12 empty] | _____ |  | 0% | 0 | 0 | _____
[12 empty] | _____ |  | 0% | 0 | 0 | _____
[12 empty] | _____ |  | 0% | 0 | 0 | _____
[12 empty] | _____ |  | 0% | 0 | 0 | _____
[12 empty] | _____ |  | 0% | 0 | 0 | _____
[12 empty] | _____ |  | 0% | 0 | 0 | _____
[12 empty] | _____ |  | 0% | 0 | 0 | _____
[12 empty] | _____ |  | 0% | 0 | 0 | _____
[12 empty] | _____ |  | 0% | 0 | 0 | _____
[12 empty] | _____ |  | 0% | 0 | 0 | _____
[12 empty] | _____ |  | 0% | 0 | 0 | _____
[12 empty] | _____ |  | 0% | 0 | 0 | _____
[12 empty] | _____ |  | 0% | 0 | 0 | _____
[12 empty] | _____ |  | 0% | 0 | 0 | _____
[12 empty] | _____ |  | 0% | 0 | 0 | _____
[12 empty] | _____ |  | 0% | 0 | 0 | _____
[12 empty] | _____ |  | 0% | 0 | 0 | _____
[12 empty] | _____ |  | 0% | 0 | 0 | _____
[12 empty] | _____ |  | 0% | 0 | 0 | _____
[12 empty] | _____ |  | 0% | 0 | 0 | _____
[12 empty] | _____ |  | 0% | 0 | 0 | _____
[12 empty] | _____ |  | 0% | 0 | 0 | _____
[12 empty] | _____ |  | 0% | 0 | 0 | _____
[12 empty] | _____ |  | 0% | 0 | 0 | _____
[12 empty] | _____ |  | 0% | 0 | 0 | _____
[12 empty] | _____ |  | 0% | 0 | 0 | _____
[12 empty] | _____ |  | 0% | 0 | 0 | _____
[12 empty] | _____ |  | 0% | 0 | 0 | _____
[12 empty] | _____ |  | 0% | 0 | 0 | _____
[12 empty] | _____ |  | 0% | 0 | 0 | _____
[12 empty] | _____ |  | 0% | 0 | 0 | _____
[12 empty] | _____ |  | 0% | 0 | 0 | _____
[12 empty] | _____ |  | 0% | 0 | 0 | _____
[12 empty] | _____ |  | 0% | 0 | 0 | _____
[12 empty] | _____ |  | 0% | 0 | 0 | _____
[12 empty] | _____ |  | 0% | 0 | 0 | _____
[12 empty] | _____ |  | 0% | 0 | 0 | _____
[12 empty] | _____ |  | 0% | 0 | 0 | _____
[12 empty] | _____ |  | 0% | 0 | 0 | _____
[12 empty] | _____ |  | 0% | 0 | 0 | _____
[12 empty] | _____ |  | 0% | 0 | 0 | _____
[12 empty] | _____ |  | 0% | 0 | 0 | _____
[12 empty] | _____ |  | 0% | 0 | 0 | _____
[12 empty] | _____ |  | 0% | 0 | 0 | _____
[12 empty] | _____ |  | 0% | 0 | 0 | _____
[12 empty] | _____ |  | 0% | 0 | 0 | _____
[12 empty] | _____ |  | 0% | 0 | 0 | _____
[12 empty] | _____ |  | 0% | 0 | 0 | _____
[12 empty] | _____ |  | 0% | 0 | 0 | _____
[12 empty] | _____ |  | 0% | 0 | 0 | _____
[12 empty] | _____ |  | 0% | 0 | 0 | _____
[12 empty] | _____ |  | 0% | 0 | 0 | _____
[12 empty] | _____ |  | 0% | 0 | 0 | _____
[12 empty] | _____ |  | 0% | 0 | 0 | _____
[12 empty] | _____ |  | 0% | 0 | 0 | _____
[12 empty] | _____ |  | 0% | 0 | 0 | _____
[12 empty] | _____ |  | 0% | 0 | 0 | _____
[12 empty] | _____ |  | 0% | 0 | 0 | _____
[12 empty] | _____ |  | 0% | 0 | 0 | _____
[12 empty] | _____ |  | 0% | 0 | 0 | _____
[12 empty] | _____ |  | 0% | 0 | 0 | _____
[12 empty] | _____ |  | 0% | 0 | 0 | _____
[12 empty] | _____ |  | 0% | 0 | 0 | _____
[12 empty] | _____ |  | 0% | 0 | 0 | _____
[12 empty] | _____ |  | 0% | 0 | 0 | _____
[12 empty] | _____ |  | 0% | 0 | 0 | _____
[12 empty] | _____ |  | 0% | 0 | 0 | _____
[12 empty] | _____ |  | 0% | 0 | 0 | _____
[12 empty] | _____ |  | 0% | 0 | 0 | _____
[12 empty] | _____ |  | 0% | 0 | 0 | _____
[12 empty] | _____ |  | 0% | 0 | 0 | _____
[12 empty] | _____ |  | 0% | 0 | 0 | _____
[12 empty] | _____ |  | 0% | 0 | 0 | _____
[12 empty] | _____ |  | 0% | 0 | 0 | _____
[12 empty] | _____ |  | 0% | 0 | 0 | _____
[12 empty] | _____ |  | 0% | 0 | 0 | _____
[12 empty] | _____ |  | 0% | 0 | 0 | _____
[12 empty] | _____ |  | 0% | 0 | 0 | _____
[12 empty] | _____ |  | 0% | 0 | 0 | _____
[12 empty] | _____ |  | 0% | 0 | 0 | _____
[12 empty] | _____ |  | 0% | 0 | 0 | _____
[12 empty] | _____ |  | 0% | 0 | 0 | _____
[12 empty] | _____ |  | 0% | 0 | 0 | _____
[12 empty] | _____ |  | 0% | 0 | 0 | _____
[12 empty] | _____ |  | 0% | 0 | 0 | _____
[12 empty] | _____ |  | 0% | 0 | 0 | _____
[12 empty] | _____ |  | 0% | 0 | 0 | _____
[12 empty] | _____ |  | 0% | 0 | 0 | _____
[12 empty] | _____ |  | 0% | 0 | 0 | _____
[12 empty] | _____ |  | 0% | 0 | 0 | _____
[12 empty] | _____ |  | 0% | 0 | 0 | _____
[12 empty] | _____ |  | 0% | 0 | 0 | _____
[12 empty] | _____ |  | 0% | 0 | 0 | _____
[12 empty] | _____ |  | 0% | 0 | 0 | _____
[12 empty] | _____ |  | 0% | 0 | 0 | _____
[12 empty] | _____ |  | 0% | 0 | 0 | _____
[12 empty] | _____ |  | 0% | 0 | 0 | _____
[12 empty] | _____ |  | 0% | 0 | 0 | _____
[12 empty] | _____ |  | 0% | 0 | 0 | _____
[12 empty] | _____ |  | 0% | 0 | 0 | _____
[12 empty] | _____ |  | 0% | 0 | 0 | _____
[12 empty] | _____ |  | 0% | 0 | 0 | _____
[12 empty] | _____ |  | 0% | 0 | 0 | _____
[12 empty] | _____ |  | 0% | 0 | 0 | _____
[12 empty] | _____ |  | 0% | 0 | 0 | _____
[12 empty] | _____ |  | 0% | 0 | 0 | _____
[12 empty] | _____ |  | 0% | 0 | 0 | _____
[12 empty] | _____ |  | 0% | 0 | 0 | _____
[12 empty] | _____ |  | 0% | 0 | 0 | _____
[12 empty] | _____ |  | 0% | 0 | 0 | _____
[12 empty] | _____ |  | 0% | 0 | 0 | _____
[12 empty] | _____ |  | 0% | 0 | 0 | _____
[12 empty] | _____ |  | 0% | 0 | 0 | _____
[12 empty] | _____ |  | 0% | 0 | 0 | _____
[12 empty] | _____ |  | 0% | 0 | 0 | _____
[12 empty] | _____ |  | 0% | 0 | 0 | _____
[12 empty] | _____ |  | 0% | 0 | 0 | _____
[12 empty] | _____ |  | 0% | 0 | 0 | _____
[12 empty] | _____ |  | 0% | 0 | 0 | _____
[12 empty] | _____ |  | 0% | 0 | 0 | _____
[12 empty] | _____ |  | 0% | 0 | 0 | _____
[12 empty] | _____ |  | 0% | 0 | 0 | _____
[12 empty] | _____ |  | 0% | 0 | 0 | _____
[12 empty] | _____ |  | 0% | 0 | 0 | _____
[12 empty] | _____ |  | 0% | 0 | 0 | _____
[12 empty] | _____ |  | 0% | 0 | 0 | _____
[12 empty] | _____ |  | 0% | 0 | 0 | _____
[12 empty] | _____ |  | 0% | 0 | 0 | _____
[12 empty] | _____ |  | 0% | 0 | 0 | _____
[12 empty] | _____ |  | 0% | 0 | 0 | _____
[12 empty] | _____ |  | 0% | 0 | 0 | _____
[12 empty] | _____ |  | 0% | 0 | 0 | _____
[12 empty] | _____ |  | 0% | 0 | 0 | _____
[12 empty] | _____ |  | 0% | 0 | 0 | _____
[12 empty] | _____ |  | 0% | 0 | 0 | _____
[12 empty] | _____ |  | 0% | 0 | 0 | _____
[12 empty] | _____ |  | 0% | 0 | 0 | _____
[12 empty] | _____ |  | 0% | 0 | 0 | _____
[12 empty] | _____ |  | 0% | 0 | 0 | _____
[12 empty] | _____ |  | 0% | 0 | 0 | _____
[12 empty] | _____ |  | 0% | 0 | 0 | _____
[12 empty] | _____ |  | 0% | 0 | 0 | _____
[12 empty] | _____ |  | 0% | 0 | 0 | _____
[12 empty] | _____ |  | 0% | 0 | 0 | _____
[12 empty] | _____ |  | 0% | 0 | 0 | _____
[12 empty] | _____ |  | 0% | 0 | 0 | _____
[12 empty] | _____ |  | 0% | 0 | 0 | _____
[12 empty] | _____ |  | 0% | 0 | 0 | _____
[12 empty] | _____ |  | 0% | 0 | 0 | _____
[12 empty] | _____ |  | 0% | 0 | 0 | _____
[12 empty] | _____ |  | 0% | 0 | 0 | _____
[12 empty] | _____ |  | 0% | 0 | 0 | _____
[12 empty] | _____ |  | 0% | 0 | 0 | _____
[12 empty] | _____ |  | 0% | 0 | 0 | _____
[12 empty] | _____ |  | 0% | 0 | 0 | _____
[12 empty] | _____ |  | 0% | 0 | 0 | _____
[12 empty] | _____ |  | 0% | 0 | 0 | _____
[12 empty] | _____ |  | 0% | 0 | 0 | _____
[12 empty] | _____ |  | 0% | 0 | 0 | _____
[12 empty] | _____ |  | 0% | 0 | 0 | _____
[12 empty] | _____ |  | 0% | 0 | 0 | _____
[12 empty] | _____ |  | 0% | 0 | 0 | _____
[12 empty] | _____ |  | 0% | 0 | 0 | _____
[12 empty] | _____ |  | 0% | 0 | 0 | _____
[12 empty] | _____ |  | 0% | 0 | 0 | _____
[12 empty] | _____ |  | 0% | 0 | 0 | _____
[12 empty] | _____ |  | 0% | 0 | 0 | _____
[12 empty] | _____ |  | 0% | 0 | 0 | _____
[12 empty] | _____ |  | 0% | 0 | 0 | _____
[12 empty] | _____ |  | 0% | 0 | 0 | _____
[12 empty] | _____ |  | 0% | 0 | 0 | _____
[12 empty] | _____ |  | 0% | 0 | 0 | _____
[12 empty] | _____ |  | 0% | 0 | 0 | _____
[12 empty] | _____ |  | 0% | 0 | 0 | _____
[12 empty] | _____ |  | 0% | 0 | 0 | _____
[12 empty] | _____ |  | 0% | 0 | 0 | _____
[12 empty] | _____ |  | 0% | 0 | 0 | _____
[12 empty] | _____ |  | 0% | 0 | 0 | _____
[12 empty] | _____ |  | 0% | 0 | 0 | _____
[12 empty] | _____ |  | 0% | 0 | 0 | _____
[12 empty] | _____ |  | 0% | 0 | 0 | _____
[12 empty] | _____ |  | 0% | 0 | 0 | _____
[12 empty] | _____ |  | 0% | 0 | 0 | _____
[12 empty] | _____ |  | 0% | 0 | 0 | _____
[12 empty] | _____ |  | 0% | 0 | 0 | _____
[12 empty] | _____ |  | 0% | 0 | 0 | _____
[12 empty] | _____ |  | 0% | 0 | 0 | _____
[12 empty] | _____ |  | 0% | 0 | 0 | _____
[12 empty] | _____ |  | 0% | 0 | 0 | _____
[12 empty] | _____ |  | 0% | 0 | 0 | _____
[12 empty] | _____ |  | 0% | 0 | 0 | _____
[12 empty] | _____ |  | 0% | 0 | 0 | _____
[12 empty] | _____ |  | 0% | 0 | 0 | _____
[12 empty] | _____ |  | 0% | 0 | 0 | _____
[12 empty] | _____ |  | 0% | 0 | 0 | _____
[12 empty] | _____ |  | 0% | 0 | 0 | _____
[12 empty] | _____ |  | 0% | 0 | 0 | _____
[12 empty] | _____ |  | 0% | 0 | 0 | _____
[12 empty] | _____ |  | 0% | 0 | 0 | _____
[12 empty] | _____ |  | 0% | 0 | 0 | _____
[12 empty] | _____ |  | 0% | 0 | 0 | _____
[12 empty] | _____ |  | 0% | 0 | 0 | _____
[12 empty] | _____ |  | 0% | 0 | 0 | _____
[12 empty] | _____ |  | 0% | 0 | 0 | _____
[12 empty] | _____ |  | 0% | 0 | 0 | _____
[12 empty] | _____ |  | 0% | 0 | 0 | _____
[12 empty] | _____ |  | 0% | 0 | 0 | _____
[12 empty] | _____ |  | 0% | 0 | 0 | _____
[12 empty] | _____ |  | 0% | 0 | 0 | _____
[12 empty] | _____ |  | 0% | 0 | 0 | _____
[12 empty] | _____ |  | 0% | 0 | 0 | _____
[12 empty] | _____ |  | 0% | 0 | 0 | _____
[12 empty] | _____ |  | 0% | 0 | 0 | _____
[12 empty] | _____ |  | 0% | 0 | 0 | _____
[12 empty] | _____ |  | 0% | 0 | 0 | _____
[12 empty] | _____ |  | 0% | 0 | 0 | _____
[12 empty] | _____ |  | 0% | 0 | 0 | _____
[12 empty] | _____ |  | 0% | 0 | 0 | _____
[12 empty] | _____ |  | 0% | 0 | 0 | _____
[12 empty] | _____ |  | 0% | 0 | 0 | _____
[12 empty] | _____ |  | 0% | 0 | 0 | _____
[12 empty] | _____ |  | 0% | 0 | 0 | _____
[12 empty] | _____ |  | 0% | 0 | 0 | _____
[12 empty] | _____ |  | 0% | 0 | 0 | _____
[12 empty] | _____ |  | 0% | 0 | 0 | _____
[12 empty] | _____ |  | 0% | 0 | 0 | _____
[12 empty] | _____ |  | 0% | 0 | 0 | _____
[12 empty] | _____ |  | 0% | 0 | 0 | _____
[12 empty] | _____ |  | 0% | 0 | 0 | _____
[12 empty] | _____ |  | 0% | 0 | 0 | _____
[12 empty] | _____ |  | 0% | 0 | 0 | _____
[12 empty] | _____ |  | 0% | 0 | 0 | _____
[12 empty] | _____ |  | 0% | 0 | 0 | _____
[12 empty] | _____ |  | 0% | 0 | 0 | _____
[12 empty] | _____ |  | 0% | 0 | 0 | _____
[12 empty] | _____ |  | 0% | 0 | 0 | _____
[12 empty] | _____ |  | 0% | 0 | 0 | _____
[12 empty] | _____ |  | 0% | 0 | 0 | _____
[12 empty] | _____ |  | 0% | 0 | 0 | _____
[12 empty] | _____ |  | 0% | 0 | 0 | _____
[12 empty] | _____ |  | 0% | 0 | 0 | _____
[12 empty] | _____ |  | 0% | 0 | 0 | _____
[12 empty] | _____ |  | 0% | 0 | 0 | _____
[12 empty] | _____ |  | 0% | 0 | 0 | _____
[12 empty] | _____ |  | 0% | 0 | 0 | _____
[12 empty] | _____ |  | 0% | 0 | 0 | _____
[12 empty] | _____ |  | 0% | 0 | 0 | _____
[12 empty] | _____ |  | 0% | 0 | 0 | _____
[12 empty] | _____ |  | 0% | 0 | 0 | _____
[12 empty] | _____ |  | 0% | 0 | 0 | _____
[12 empty] | _____ |  | 0% | 0 | 0 | _____
[12 empty] | _____ |  | 0% | 0 | 0 | _____
[12 empty] | _____ |  | 0% | 0 | 0 | _____
[12 empty] | _____ |  | 0% | 0 | 0 | _____
[12 empty] | _____ |  | 0% | 0 | 0 | _____
[12 empty] | _____ |  | 0% | 0 | 0 | _____
[12 empty] | _____ |  | 0% | 0 | 0 | _____
[12 empty] | _____ |  | 0% | 0 | 0 | _____
[12 empty] | _____ |  | 0% | 0 | 0 | _____
[12 empty] | _____ |  | 0% | 0 | 0 | _____
[12 empty] | _____ |  | 0% | 0 | 0 | _____
[12 empty] | _____ |  | 0% | 0 | 0 | _____
[12 empty] | _____ |  | 0% | 0 | 0 | _____
[12 empty] | _____ |  | 0% | 0 | 0 | _____
[12 empty] | _____ |  | 0% | 0 | 0 | _____
[12 empty] | _____ |  | 0% | 0 | 0 | _____
[12 empty] | _____ |  | 0% | 0 | 0 | _____
[12 empty] | _____ |  | 0% | 0 | 0 | _____
[12 empty] | _____ |  | 0% | 0 | 0 | _____
[12 empty] | _____ |  | 0% | 0 | 0 | _____
[12 empty] | _____ |  | 0% | 0 | 0 | _____
[12 empty] | _____ |  | 0% | 0 | 0 | _____
[12 empty] | _____ |  | 0% | 0 | 0 | _____
[12 empty] | _____ |  | 0% | 0 | 0 | _____
[12 empty] | _____ |  | 0% | 0 | 0 | _____
[12 empty] | _____ |  | 0% | 0 | 0 | _____
[12 empty] | _____ |  | 0% | 0 | 0 | _____
[12 empty] | _____ |  | 0% | 0 | 0 | _____
[12 empty] | _____ |  | 0% | 0 | 0 | _____
[12 empty] | _____ |  | 0% | 0 | 0 | _____
[12 empty] | _____ |  | 0% | 0 | 0 | _____
[12 empty] | _____ |  | 0% | 0 | 0 | _____
[12 empty] | _____ |  | 0% | 0 | 0 | _____
[12 empty] | _____ |  | 0% | 0 | 0 | _____
[12 empty] | _____ |  | 0% | 0 | 0 | _____
[12 empty] | _____ |  | 0% | 0 | 0 | _____
[12 empty] | _____ |  | 0% | 0 | 0 | _____
[12 empty] | _____ |  | 0% | 0 | 0 | _____
[12 empty] | _____ |  | 0% | 0 | 0 | _____
[12 empty] | _____ |  | 0% | 0 | 0 | _____
[12 empty] | _____ |  | 0% | 0 | 0 | _____
[12 empty] | _____ |  | 0% | 0 | 0 | _____
[12 empty] | _____ |  | 0% | 0 | 0 | _____
[12 empty] | _____ |  | 0% | 0 | 0 | _____
[12 empty] | _____ |  | 0% | 0 | 0 | _____
[12 empty] | _____ |  | 0% | 0 | 0 | _____
[12 empty] | _____ |  | 0% | 0 | 0 | _____
[12 empty] | _____ |  | 0% | 0 | 0 | _____
[12 empty] | _____ |  | 0% | 0 | 0 | _____
[12 empty] | _____ |  | 0% | 0 | 0 | _____
[12 empty] | _____ |  | 0% | 0 | 0 | _____
[12 empty] | _____ |  | 0% | 0 | 0 | _____
[12 empty] | _____ |  | 0% | 0 | 0 | _____
[12 empty] | _____ |  | 0% | 0 | 0 | _____
[12 empty] | _____ |  | 0% | 0 | 0 | _____
[12 empty] | _____ |  | 0% | 0 | 0 | _____
[12 empty] | _____ |  | 0% | 0 | 0 | _____
[12 empty] | _____ |  | 0% | 0 | 0 | _____
[12 empty] | _____ |  | 0% | 0 | 0 | _____
[12 empty] | _____ |  | 0% | 0 | 0 | _____
[12 empty] | _____ |  | 0% | 0 | 0 | _____
[12 empty] | _____ |  | 0% | 0 | 0 | _____
[12 empty] | _____ |  | 0% | 0 | 0 | _____
[12 empty] | _____ |  | 0% | 0 | 0 | _____
[12 empty] | _____ |  | 0% | 0 | 0 | _____
[12 empty] | _____ |  | 0% | 0 | 0 | _____
[12 empty] | _____ |  | 0% | 0 | 0 | _____
[12 empty] | _____ |  | 0% | 0 | 0 | _____
[12 empty] | _____ |  | 0% | 0 | 0 | _____
[12 empty] | _____ |  | 0% | 0 | 0 | _____
[12 empty] | _____ |  | 0% | 0 | 0 | _____
[12 empty] | _____ |  | 0% | 0 | 0 | _____
[12 empty] | _____ |  | 0% | 0 | 0 | _____
[12 empty] | _____ |  | 0% | 0 | 0 | _____
[12 empty] | _____ |  | 0% | 0 | 0 | _____
[12 empty] | _____ |  | 0% | 0 | 0 | _____
[12 empty] | _____ |  | 0% | 0 | 0 | _____
[12 empty] | _____ |  | 0% | 0 | 0 | _____
[12 empty] | _____ |  | 0% | 0 | 0 | _____
[12 empty] | _____ |  | 0% | 0 | 0 | _____
[12 empty] | _____ |  | 0% | 0 | 0 | _____
[12 empty] | _____ |  | 0% | 0 | 0 | _____
[12 empty] | _____ |  | 0% | 0 | 0 | _____
[12 empty] | _____ |  | 0% | 0 | 0 | _____
[12 empty] | _____ |  | 0% | 0 | 0 | _____
[12 empty] | _____ |  | 0% | 0 | 0 | _____
[12 empty] | _____ |  | 0% | 0 | 0 | _____
[12 empty] | _____ |  | 0% | 0 | 0 | _____
[12 empty] | _____ |  | 0% | 0 | 0 | _____
[12 empty] | _____ |  | 0% | 0 | 0 | _____
[12 empty] | _____ |  | 0% | 0 | 0 | _____
[12 empty] | _____ |  | 0% | 0 | 0 | _____
[12 empty] | _____ |  | 0% | 0 | 0 | _____
[12 empty] | _____ |  | 0% | 0 | 0 | _____
[12 empty] | _____ |  | 0% | 0 | 0 | _____
[12 empty] | _____ |  | 0% | 0 | 0 | _____
[12 empty] | _____ |  | 0% | 0 | 0 | _____
[12 empty] | _____ |  | 0% | 0 | 0 | _____
[12 empty] | _____ |  | 0% | 0 | 0 | _____
[12 empty] | _____ |  | 0% | 0 | 0 | _____
[12 empty] | _____ |  | 0% | 0 | 0 | _____
[12 empty] | _____ |  | 0% | 0 | 0 | _____
[12 empty] | _____ |  | 0% | 0 | 0 | _____
[12 empty] | _____ |  | 0% | 0 | 0 | _____
[12 empty] | _____ |  | 0% | 0 | 0 | _____
[12 empty] | _____ |  | 0% | 0 | 0 | _____
[12 empty] | _____ |  | 0% | 0 | 0 | _____
[12 empty] | _____ |  | 0% | 0 | 0 | _____
[12 empty] | _____ |  | 0% | 0 | 0 | _____
[12 empty] | _____ |  | 0% | 0 | 0 | _____
[12 empty] | _____ |  | 0% | 0 | 0 | _____
[12 empty] | _____ |  | 0% | 0 | 0 | _____
[12 empty] | _____ |  | 0% | 0 | 0 | _____
[12 empty] | _____ |  | 0% | 0 | 0 | _____
[12 empty] | _____ |  | 0% | 0 | 0 | _____
[12 empty] | _____ |  | 0% | 0 | 0 | _____
[12 empty] | _____ |  | 0% | 0 | 0 | _____
[12 empty] | _____ |  | 0% | 0 | 0 | _____
[12 empty] | _____ |  | 0% | 0 | 0 | _____
[12 empty] | _____ |  | 0% | 0 | 0 | _____
[12 empty] | _____ |  | 0% | 0 | 0 | _____
[12 empty] | _____ |  | 0% | 0 | 0 | _____
[12 empty] | _____ |  | 0% | 0 | 0 | _____
[12 empty] | _____ |  | 0% | 0 | 0 | _____
[12 empty] | _____ |  | 0% | 0 | 0 | _____
[12 empty] | _____ |  | 0% | 0 | 0 | _____
[12 empty] | _____ |  | 0% | 0 | 0 | _____
[12 empty] | _____ |  | 0% | 0 | 0 | _____
[12 empty] | _____ |  | 0% | 0 | 0 | _____
[12 empty] | _____ |  | 0% | 0 | 0 | _____
[12 empty] | _____ |  | 0% | 0 | 0 | _____
[12 empty] | _____ |  | 0% | 0 | 0 | _____
[12 empty] | _____ |  | 0% | 0 | 0 | _____
[12 empty] | _____ |  | 0% | 0 | 0 | _____
[12 empty] | _____ |  | 0% | 0 | 0 | _____
[12 empty] | _____ |  | 0% | 0 | 0 | _____
[12 empty] | _____ |  | 0% | 0 | 0 | _____
[12 empty] | _____ |  | 0% | 0 | 0 | _____
[12 empty] | _____ |  | 0% | 0 | 0 | _____
[12 empty] | _____ |  | 0% | 0 | 0 | _____
[12 empty] | _____ |  | 0% | 0 | 0 | _____
[12 empty] | _____ |  | 0% | 0 | 0 | _____
[12 empty] | _____ |  | 0% | 0 | 0 | _____
[12 empty] | _____ |  | 0% | 0 | 0 | _____
[12 empty] | _____ |  | 0% | 0 | 0 | _____
[12 empty] | _____ |  | 0% | 0 | 0 | _____
[12 empty] | _____ |  | 0% | 0 | 0 | _____
[12 empty] | _____ |  | 0% | 0 | 0 | _____
[12 empty] | _____ |  | 0% | 0 | 0 | _____
[12 empty] | _____ |  | 0% | 0 | 0 | _____
[12 empty] | _____ |  | 0% | 0 | 0 | _____
[12 empty] | _____ |  | 0% | 0 | 0 | _____
[12 empty] | _____ |  | 0% | 0 | 0 | _____
[12 empty] | _____ |  | 0% | 0 | 0 | _____
[12 empty] | _____ |  | 0% | 0 | 0 | _____
[12 empty] | _____ |  | 0% | 0 | 0 | _____
[12 empty] | _____ |  | 0% | 0 | 0 | _____
[12 empty] | _____ |  | 0% | 0 | 0 | _____
[12 empty] | _____ |  | 0% | 0 | 0 | _____
[12 empty] | _____ |  | 0% | 0 | 0 | _____
[12 empty] | _____ |  | 0% | 0 | 0 | _____
[12 empty] | _____ |  | 0% | 0 | 0 | _____
[12 empty] | _____ |  | 0% | 0 | 0 | _____
[12 empty] | _____ |  | 0% | 0 | 0 | _____
[12 empty] | _____ |  | 0% | 0 | 0 | _____
[12 empty] | _____ |  | 0% | 0 | 0 | _____
[12 empty] | _____ |  | 0% | 0 | 0 | _____
[12 empty] | _____ |  | 0% | 0 | 0 | _____
[12 empty] | _____ |  | 0% | 0 | 0 | _____
[12 empty] | _____ |  | 0% | 0 | 0 | _____
[12 empty] | _____ |  | 0% | 0 | 0 | _____
[12 empty] | _____ |  | 0% | 0 | 0 | _____
[12 empty] | _____ |  | 0% | 0 | 0 | _____
[12 empty] | _____ |  | 0% | 0 | 0 | _____
[12 empty] | _____ |  | 0% | 0 | 0 | _____
[12 empty] | _____ |  | 0% | 0 | 0 | _____
[12 empty] | _____ |  | 0% | 0 | 0 | _____
[12 empty] | _____ |  | 0% | 0 | 0 | _____
[12 empty] | _____ |  | 0% | 0 | 0 | _____
[12 empty] | _____ |  | 0% | 0 | 0 | _____
[12 empty] | _____ |  | 0% | 0 | 0 | _____
[12 empty] | _____ |  | 0% | 0 | 0 | _____
[12 empty] | _____ |  | 0% | 0 | 0 | _____
[12 empty] | _____ |  | 0% | 0 | 0 | _____
[12 empty] | _____ |  | 0% | 0 | 0 | _____
[12 empty] | _____ |  | 0% | 0 | 0 | _____
[12 empty] | _____ |  | 0% | 0 | 0 | _____
[12 empty] | _____ |  | 0% | 0 | 0 | _____
[12 empty] | _____ |  | 0% | 0 | 0 | _____
[12 empty] | _____ |  | 0% | 0 | 0 | _____
[12 empty] | _____ |  | 0% | 0 | 0 | _____
[12 empty] | _____ |  | 0% | 0 | 0 | _____
[12 empty] | _____ |  | 0% | 0 | 0 | _____
[12 empty] | _____ |  | 0% | 0 | 0 | _____
[12 empty] | _____ |  | 0% | 0 | 0 | _____
[12 empty] | _____ |  | 0% | 0 | 0 | _____
[12 empty] | _____ |  | 0% | 0 | 0 | _____
[12 empty] | _____ |  | 0% | 0 | 0 | _____
[12 empty] | _____ |  | 0% | 0 | 0 | _____
[12 empty] | _____ |  | 0% | 0 | 0 | _____
[12 empty] | _____ |  | 0% | 0 | 0 | _____
[12 empty] | _____ |  | 0% | 0 | 0 | _____
[12 empty] | _____ |  | 0% | 0 | 0 | _____
[12 empty] | _____ |  | 0% | 0 | 0 | _____
[12 empty] | _____ |  | 0% | 0 | 0 | _____
[12 empty] | _____ |  | 0% | 0 | 0 | _____
[12 empty] | _____ |  | 0% | 0 | 0 | _____
[12 empty] | _____ |  | 0% | 0 | 0 | _____
[12 empty] | _____ |  | 0% | 0 | 0 | _____
[12 empty] | _____ |  | 0% | 0 | 0 | _____
[12 empty] | _____ |  | 0% | 0 | 0 | _____
[12 empty] | _____ |  | 0% | 0 | 0 | _____
[12 empty] | _____ |  | 0% | 0 | 0 | _____
[12 empty] | _____ |  | 0% | 0 | 0 | _____
[12 empty] | _____ |  | 0% | 0 | 0 | _____
[12 empty] | _____ |  | 0% | 0 | 0 | _____
[12 empty] | _____ |  | 0% | 0 | 0 | _____
[12 empty] | _____ |  | 0% | 0 | 0 | _____
[12 empty] | _____ |  | 0% | 0 | 0 | _____
[12 empty] | _____ |  | 0% | 0 | 0 | _____
[12 empty] | _____ |  | 0% | 0 | 0 | _____
[12 empty] | _____ |  | 0% | 0 | 0 | _____
[12 empty] | _____ |  | 0% | 0 | 0 | _____
[12 empty] | _____ |  | 0% | 0 | 0 | _____
[12 empty] | _____ |  | 0% | 0 | 0 | _____
[12 empty] | _____ |  | 0% | 0 | 0 | _____
[12 empty] | _____ |  | 0% | 0 | 0 | _____
[12 empty] | _____ |  | 0% | 0 | 0 | _____
[12 empty] | _____ |  | 0% | 0 | 0 | _____
[12 empty] | _____ |  | 0% | 0 | 0 | _____
[12 empty] | _____ |  | 0% | 0 | 0 | _____
[12 empty] | _____ |  | 0% | 0 | 0 | _____
[12 empty] | _____ |  | 0% | 0 | 0 | _____
[12 empty] | _____ |  | 0% | 0 | 0 | _____
[12 empty] | _____ |  | 0% | 0 | 0 | _____
[12 empty] | _____ |  | 0% | 0 | 0 | _____
[12 empty] | _____ |  | 0% | 0 | 0 | _____
[12 empty] | _____ |  | 0% | 0 | 0 | _____
[12 empty] | _____ |  | 0% | 0 | 0 | _____
[12 empty] | _____ |  | 0% | 0 | 0 | _____
[12 empty] | _____ |  | 0% | 0 | 0 | _____
[12 empty] | _____ |  | 0% | 0 | 0 | _____
[12 empty] | _____ |  | 0% | 0 | 0 | _____
[12 empty] | _____ |  | 0% | 0 | 0 | _____
[12 empty] | _____ |  | 0% | 0 | 0 | _____
[12 empty] | _____ |  | 0% | 0 | 0 | _____
[12 empty] | _____ |  | 0% | 0 | 0 | _____
[12 empty] | _____ |  | 0% | 0 | 0 | _____
[12 empty] | _____ |  | 0% | 0 | 0 | _____
[12 empty] | _____ |  | 0% | 0 | 0 | _____
[12 empty] | _____ |  | 0% | 0 | 0 | _____
[12 empty] | _____ |  | 0% | 0 | 0 | _____
[12 empty] | _____ |  | 0% | 0 | 0 | _____
[12 empty] | _____ |  | 0% | 0 | 0 | _____
[12 empty] | _____ |  | 0% | 0 | 0 | _____
[12 empty] | _____ |  | 0% | 0 | 0 | _____
[12 empty] | _____ |  | 0% | 0 | 0 | _____
[12 empty] | _____ |  | 0% | 0 | 0 | _____
[12 empty] | _____ |  | 0% | 0 | 0 | _____
[12 empty] | _____ |  | 0% | 0 | 0 | _____
[12 empty] | _____ |  | 0% | 0 | 0 | _____
[12 empty] | _____ |  | 0% | 0 | 0 | _____
[12 empty] | _____ |  | 0% | 0 | 0 | _____
[12 empty] | _____ |  | 0% | 0 | 0 | _____
[12 empty] | _____ |  | 0% | 0 | 0 | _____
[12 empty] | _____ |  | 0% | 0 | 0 | _____
[12 empty] | _____ |  | 0% | 0 | 0 | _____
[12 empty] | _____ |  | 0% | 0 | 0 | _____
[12 empty] | _____ |  | 0% | 0 | 0 | _____
[12 empty] | _____ |  | 0% | 0 | 0 | _____
[12 empty] | _____ |  | 0% | 0 | 0 | _____
[12 empty] | _____ |  | 0% | 0 | 0 | _____
[12 empty] | _____ |  | 0% | 0 | 0 | _____
[12 empty] | _____ |  | 0% | 0 | 0 | _____
[12 empty] | _____ |  | 0% | 0 | 0 | _____
[12 empty] | _____ |  | 0% | 0 | 0 | _____
[12 empty] | _____ |  | 0% | 0 | 0 | _____
[12 empty] | _____ |  | 0% | 0 | 0 | _____
[12 empty] | _____ |  | 0% | 0 | 0 | _____
[12 empty] | _____ |  | 0% | 0 | 0 | _____
[12 empty] | _____ |  | 0% | 0 | 0 | _____
[12 empty] | _____ |  | 0% | 0 | 0 | _____
[12 empty] | _____ |  | 0% | 0 | 0 | _____
[12 empty] | _____ |  | 0% | 0 | 0 | _____
[12 empty] | _____ |  | 0% | 0 | 0 | _____
[12 empty] | _____ |  | 0% | 0 | 0 | _____
[12 empty] | _____ |  | 0% | 0 | 0 | _____
[12 empty] | _____ |  | 0% | 0 | 0 | _____
[12 empty] | _____ |  | 0% | 0 | 0 | _____
[12 empty] | _____ |  | 0% | 0 | 0 | _____
[12 empty] | _____ |  | 0% | 0 | 0 | _____
[12 empty] | _____ |  | 0% | 0 | 0 | _____
[12 empty] | _____ |  | 0% | 0 | 0 | _____
[12 empty] | _____ |  | 0% | 0 | 0 | _____
[12 empty] | _____ |  | 0% | 0 | 0 | _____
[12 empty] | _____ |  | 0% | 0 | 0 | _____
[12 empty] | _____ |  | 0% | 0 | 0 | _____
[12 empty] | _____ |  | 0% | 0 | 0 | _____
[12 empty] | _____ |  | 0% | 0 | 0 | _____
[12 empty] | _____ |  | 0% | 0 | 0 | _____
[12 empty] | _____ |  | 0% | 0 | 0 | _____
[12 empty] | _____ |  | 0% | 0 | 0 | _____
[12 empty] | _____ |  | 0% | 0 | 0 | _____
[12 empty] | _____ |  | 0% | 0 | 0 | _____
[12 empty] | _____ |  | 0% | 0 | 0 | _____
[12 empty] | _____ |  | 0% | 0 | 0 | _____
[12 empty] | _____ |  | 0% | 0 | 0 | _____
[12 empty] | _____ |  | 0% | 0 | 0 | _____
[12 empty] | _____ |  | 0% | 0 | 0 | _____
[12 empty] | _____ |  | 0% | 0 | 0 | _____
[12 empty] | _____ |  | 0% | 0 | 0 | _____
[12 empty] | _____ |  | 0% | 0 | 0 | _____
[12 empty] | _____ |  | 0% | 0 | 0 | _____
[12 empty] | _____ |  | 0% | 0 | 0 | _____
[12 empty] | _____ |  | 0% | 0 | 0 | _____
[12 empty] | _____ |  | 0% | 0 | 0 | _____
[12 empty] | _____ |  | 0% | 0 | 0 | _____
[12 empty] | _____ |  | 0% | 0 | 0 | _____
[12 empty] | _____ |  | 0% | 0 | 0 | _____
[12 empty] | _____ |  | 0% | 0 | 0 | _____
[12 empty] | _____ |  | 0% | 0 | 0 | _____
[12 empty] | _____ |  | 0% | 0 | 0 | _____
[12 empty] | _____ |  | 0% | 0 | 0 | _____
[12 empty] | _____ |  | 0% | 0 | 0 | _____
[12 empty] | _____ |  | 0% | 0 | 0 | _____
[12 empty] | _____ |  | 0% | 0 | 0 | _____
[12 empty] | _____ |  | 0% | 0 | 0 | _____
[12 empty] | _____ |  | 0% | 0 | 0 | _____
[12 empty] | _____ |  | 0% | 0 | 0 | _____
[12 empty] | _____ |  | 0% | 0 | 0 | _____
[12 empty] | _____ |  | 0% | 0 | 0 | _____
[12 empty] | _____ |  | 0% | 0 | 0 | _____
[12 empty] | _____ |  | 0% | 0 | 0 | _____
[12 empty] | _____ |  | 0% | 0 | 0 | _____
[12 empty] | _____ |  | 0% | 0 | 0 | _____
[12 empty] | _____ |  | 0% | 0 | 0 | _____
[12 empty] | _____ |  | 0% | 0 | 0 | _____
[12 empty] | _____ |  | 0% | 0 | 0 | _____
[12 empty] | _____ |  | 0% | 0 | 0 | _____
[12 empty] | _____ |  | 0% | 0 | 0 | _____
[12 empty] | _____ |  | 0% | 0 | 0 | _____
[12 empty] | _____ |  | 0% | 0 | 0 | _____
[12 empty] | _____ |  | 0% | 0 | 0 | _____
[12 empty] | _____ |  | 0% | 0 | 0 | _____
[12 empty] | _____ |  | 0% | 0 | 0 | _____
[12 empty] | _____ |  | 0% | 0 | 0 | _____
[12 empty] | _____ |  | 0% | 0 | 0 | _____
[12 empty] | _____ |  | 0% | 0 | 0 | _____
[12 empty] | _____ |  | 0% | 0 | 0 | _____
[12 empty] | _____ |  | 0% | 0 | 0 | _____
[12 empty] | _____ |  | 0% | 0 | 0 | _____
[12 empty] | _____ |  | 0% | 0 | 0 | _____
[12 empty] | _____ |  | 0% | 0 | 0 | _____
[12 empty] | _____ |  | 0% | 0 | 0 | _____
[12 empty] | _____ |  | 0% | 0 | 0 | _____
[12 empty] | _____ |  | 0% | 0 | 0 | _____
[12 empty] | _____ |  | 0% | 0 | 0 | _____
[12 empty] | _____ |  | 0% | 0 | 0 | _____
[12 empty] | _____ |  | 0% | 0 | 0 | _____
[12 empty] | _____ |  | 0% | 0 | 0 | _____
[12 empty] | _____ |  | 0% | 0 | 0 | _____
[12 empty] | _____ |  | 0% | 0 | 0 | _____
[12 empty] | _____ |  | 0% | 0 | 0 | _____
[12 empty] | _____ |  | 0% | 0 | 0 | _____
[12 empty] | _____ |  | 0% | 0 | 0 | _____
[12 empty] | _____ |  | 0% | 0 | 0 | _____
[12 empty] | _____ |  | 0% | 0 | 0 | _____
[12 empty] | _____ |  | 0% | 0 | 0 | _____
[12 empty] | _____ |  | 0% | 0 | 0 | _____
[12 empty] | _____ |  | 0% | 0 | 0 | _____
[12 empty] | _____ |  | 0% | 0 | 0 | _____
[12 empty] | _____ |  | 0% | 0 | 0 | _____
[12 empty] | _____ |  | 0% | 0 | 0 | _____
[12 empty] | _____ |  | 0% | 0 | 0 | _____
[12 empty] | _____ |  | 0% | 0 | 0 | _____
[12 empty] | _____ |  | 0% | 0 | 0 | _____
[12 empty] | _____ |  | 0% | 0 | 0 | _____
[12 empty] | _____ |  | 0% | 0 | 0 | _____
[12 empty] | _____ |  | 0% | 0 | 0 | _____
[12 empty] | _____ |  | 0% | 0 | 0 | _____
[12 empty] | _____ |  | 0% | 0 | 0 | _____
[12 empty] | _____ |  | 0% | 0 | 0 | _____
[12 empty] | _____ |  | 0% | 0 | 0 | _____
[12 empty] | _____ |  | 0% | 0 | 0 | _____
[12 empty] | _____ |  | 0% | 0 | 0 | _____
[12 empty] | _____ |  | 0% | 0 | 0 | _____
[12 empty] | _____ |  | 0% | 0 | 0 | _____
[12 empty] | _____ |  | 0% | 0 | 0 | _____
[12 empty] | _____ |  | 0% | 0 | 0 | _____
[12 empty] | _____ |  | 0% | 0 | 0 | _____
[12 empty] | _____ |  | 0% | 0 | 0 | _____
[12 empty] | _____ |  | 0% | 0 | 0 | _____
[12 empty] | _____ |  | 0% | 0 | 0 | _____
[12 empty] | _____ |  | 0% | 0 | 0 | _____
[12 empty] | _____ |  | 0% | 0 | 0 | _____
[12 empty] | _____ |  | 0% | 0 | 0 | _____
[12 empty] | _____ |  | 0% | 0 | 0 | _____
[12 empty] | _____ |  | 0% | 0 | 0 | _____
[12 empty] | _____ |  | 0% | 0 | 0 | _____
[12 empty] | _____ |  | 0% | 0 | 0 | _____
[12 empty] | _____ |  | 0% | 0 | 0 | _____
[12 empty] | _____ |  | 0% | 0 | 0 | _____
[12 empty] | _____ |  | 0% | 0 | 0 | _____
[12 empty] | _____ |  | 0% | 0 | 0 | _____
[12 empty] | _____ |  | 0% | 0 | 0 | _____
[12 empty] | _____ |  | 0% | 0 | 0 | _____
[12 empty] | _____ |  | 0% | 0 | 0 | _____
[12 empty] | _____ |  | 0% | 0 | 0 | _____
[12 empty] | _____ |  | 0% | 0 | 0 | _____
[12 empty] | _____ |  | 0% | 0 | 0 | _____
[12 empty] | _____ |  | 0% | 0 | 0 | _____
[12 empty] | _____ |  | 0% | 0 | 0 | _____
[12 empty] | _____ |  | 0% | 0 | 0 | _____
[12 empty] | _____ |  | 0% | 0 | 0 | _____
[12 empty] | _____ |  | 0% | 0 | 0 | _____
[12 empty] | _____ |  | 0% | 0 | 0 | _____
[12 empty] | _____ |  | 0% | 0 | 0 | _____
[12 empty] | _____ |  | 0% | 0 | 0 | _____
[12 empty] | _____ |  | 0% | 0 | 0 | _____
[12 empty] | _____ |  | 0% | 0 | 0 | _____
[12 empty] | _____ |  | 0% | 0 | 0 | _____
[12 empty] | _____ |  | 0% | 0 | 0 | _____
[12 empty] | _____ |  | 0% | 0 | 0 | _____
[12 empty] | _____ |  | 0% | 0 | 0 | _____
[12 empty] | _____ |  | 0% | 0 | 0 | _____
[12 empty] | _____ |  | 0% | 0 | 0 | _____
[12 empty] | _____ |  | 0% | 0 | 0 | _____
[12 empty] | _____ |  | 0% | 0 | 0 | _____
[12 empty] | _____ |  | 0% | 0 | 0 | _____
[12 empty] | _____ |  | 0% | 0 | 0 | _____
[12 empty] | _____ |  | 0% | 0 | 0 | _____
[12 empty] | _____ |  | 0% | 0 | 0 | _____
[12 empty] | _____ |  | 0% | 0 | 0 | _____
[12 empty] | _____ |  | 0% | 0 | 0 | _____
[12 empty] | _____ |  | 0% | 0 | 0 | _____
[12 empty] | _____ |  | 0% | 0 | 0 | _____
[12 empty] | _____ |  | 0% | 0 | 0 | _____
[12 empty] | _____ |  | 0% | 0 | 0 | _____
[12 empty] | _____ |  | 0% | 0 | 0 | _____
[12 empty] | _____ |  | 0% | 0 | 0 | _____
[12 empty] | _____ |  | 0% | 0 | 0 | _____
[12 empty] | _____ |  | 0% | 0 | 0 | _____
[12 empty] | _____ |  | 0% | 0 | 0 | _____
[12 empty] | _____ |  | 0% | 0 | 0 | _____
[12 empty] | _____ |  | 0% | 0 | 0 | _____
[12 empty] | _____ |  | 0% | 0 | 0 | _____
[12 empty] | _____ |  | 0% | 0 | 0 | _____
[12 empty] | _____ |  | 0% | 0 | 0 | _____
[12 empty] | _____ |  | 0% | 0 | 0 | _____
[12 empty] | _____ |  | 0% | 0 | 0 | _____
[12 empty] | _____ |  | 0% | 0 | 0 | _____
[12 empty] | _____ |  | 0% | 0 | 0 | _____
[12 empty] | _____ |  | 0% | 0 | 0 | _____
[12 empty] | _____ |  | 0% | 0 | 0 | _____
[12 empty] | _____ |  | 0% | 0 | 0 | _____
[12 empty] | _____ |  | 0% | 0 | 0 | _____
[12 empty] | _____ |  | 0% | 0 | 0 | _____
[12 empty] | _____ |  | 0% | 0 | 0 | _____
[12 empty] | _____ |  | 0% | 0 | 0 | _____
[12 empty] | _____ |  | 0% | 0 | 0 | _____
[12 empty] | _____ |  | 0% | 0 | 0 | _____
[12 empty] | _____ |  | 0% | 0 | 0 | _____
[12 empty] | _____ |  | 0% | 0 | 0 | _____
[12 empty] | _____ |  | 0% | 0 | 0 | _____
[12 empty] | _____ |  | 0% | 0 | 0 | _____
[12 empty] | _____ |  | 0% | 0 | 0 | _____
[12 empty] | _____ |  | 0% | 0 | 0 | _____
[12 empty] | _____ |  | 0% | 0 | 0 | _____
[12 empty] | _____ |  | 0% | 0 | 0 | _____
[12 empty] | _____ |  | 0% | 0 | 0 | _____
[12 empty] | _____ |  | 0% | 0 | 0 | _____
[12 empty] | _____ |  | 0% | 0 | 0 | _____
[12 empty] | _____ |  | 0% | 0 | 0 | _____
[12 empty] | _____ |  | 0% | 0 | 0 | _____
[12 empty] | _____ |  | 0% | 0 | 0 | _____
[12 empty] | _____ |  | 0% | 0 | 0 | _____
[12 empty] | _____ |  | 0% | 0 | 0 | _____
[12 empty] | _____ |  | 0% | 0 | 0 | _____
[12 empty] | _____ |  | 0% | 0 | 0 | _____
[12 empty] | _____ |  | 0% | 0 | 0 | _____
[12 empty] | _____ |  | 0% | 0 | 0 | _____
[12 empty] | _____ |  | 0% | 0 | 0 | _____
[12 empty] | _____ |  | 0% | 0 | 0 | _____
[12 empty] | _____ |  | 0% | 0 | 0 | _____
[12 empty] | _____ |  | 0% | 0 | 0 | _____
[12 empty] | _____ |  | 0% | 0 | 0 | _____
[12 empty] | _____ |  | 0% | 0 | 0 | _____
[12 empty] | _____ |  | 0% | 0 | 0 | _____
[12 empty] | _____ |  | 0% | 0 | 0 | _____
[12 empty] | _____ |  | 0% | 0 | 0 | _____
[12 empty] | _____ |  | 0% | 0 | 0 | _____
[12 empty] | _____ |  | 0% | 0 | 0 | _____
[12 empty] | _____ |  | 0% | 0 | 0 | _____
[12 empty] | _____ |  | 0% | 0 | 0 | _____
[12 empty] | _____ |  | 0% | 0 | 0 | _____
[12 empty] | _____ |  | 0% | 0 | 0 | _____
[12 empty] | _____ |  | 0% | 0 | 0 | _____
[12 empty] | _____ |  | 0% | 0 | 0 | _____
[12 empty] | _____ |  | 0% | 0 | 0 | _____
[12 empty] | _____ |  | 0% | 0 | 0 | _____
[12 empty] | _____ |  | 0% | 0 | 0 | _____
[12 empty] | _____ |  | 0% | 0 | 0 | _____
[12 empty] | _____ |  | 0% | 0 | 0 | _____
[12 empty] | _____ |  | 0% | 0 | 0 | _____
[12 empty] | _____ |  | 0% | 0 | 0 | _____
[12 empty] | _____ |  | 0% | 0 | 0 | _____
[12 empty] | _____ |  | 0% | 0 | 0 | _____
[12 empty] | _____ |  | 0% | 0 | 0 | _____
[12 empty] | _____ |  | 0% | 0 | 0 | _____
[12 empty] | _____ |  | 0% | 0 | 0 | _____
[12 empty] | _____ |  | 0% | 0 | 0 | _____
[12 empty] | _____ |  | 0% | 0 | 0 | _____
[12 empty] | _____ |  | 0% | 0 | 0 | _____
[12 empty] | _____ |  | 0% | 0 | 0 | _____
[12 empty] | _____ |  | 0% | 0 | 0 | _____
[12 empty] | _____ |  | 0% | 0 | 0 | _____
[12 empty] | _____ |  | 0% | 0 | 0 | _____
[12 empty] | _____ |  | 0% | 0 | 0 | _____
[12 empty] | _____ |  | 0% | 0 | 0 | _____
[12 empty] | _____ |  | 0% | 0 | 0 | _____
[12 empty] | _____ |  | 0% | 0 | 0 | _____
[12 empty] | _____ |  | 0% | 0 | 0 | _____
[12 empty] | _____ |  | 0% | 0 | 0 | _____
[12 empty] | _____ |  | 0% | 0 | 0 | _____
[12 empty] | _____ |  | 0% | 0 | 0 | _____
[12 empty] | _____ |  | 0% | 0 | 0 | _____
[12 empty] | _____ |  | 0% | 0 | 0 | _____
[12 empty] | _____ |  | 0% | 0 | 0 | _____
[12 empty] | _____ |  | 0% | 0 | 0 | _____
[12 empty] | _____ |  | 0% | 0 | 0 | _____
[12 empty] | _____ |  | 0% | 0 | 0 | _____
[12 empty] | _____ |  | 0% | 0 | 0 | _____
[12 empty] | _____ |  | 0% | 0 | 0 | _____
[12 empty] | _____ |  | 0% | 0 | 0 | _____
[12 empty] | _____ |  | 0% | 0 | 0 | _____
[12 empty] | _____ |  | 0% | 0 | 0 | _____
[12 empty] | _____ |  | 0% | 0 | 0 | _____
[12 empty] | _____ |  | 0% | 0 | 0 | _____
[12 empty] | _____ |  | 0% | 0 | 0 | _____
[12 empty] | _____ |  | 0% | 0 | 0 | _____
[12 empty] | _____ |  | 0% | 0 | 0 | _____
[12 empty] | _____ |  | 0% | 0 | 0 | _____
[12 empty] | _____ |  | 0% | 0 | 0 | _____
[12 empty] | _____ |  | 0% | 0 | 0 | _____
[12 empty] | _____ |  | 0% | 0 | 0 | _____
[12 empty] | _____ |  | 0% | 0 | 0 | _____
[12 empty] | _____ |  | 0% | 0 | 0 | _____
[12 empty] | _____ |  | 0% | 0 | 0 | _____
[12 empty] | _____ |  | 0% | 0 | 0 | _____
[12 empty] | _____ |  | 0% | 0 | 0 | _____
[12 empty] | _____ |  | 0% | 0 | 0 | _____
[12 empty] | _____ |  | 0% | 0 | 0 | _____
[12 empty] | _____ |  | 0% | 0 | 0 | _____
[12 empty] | _____ |  | 0% | 0 | 0 | _____
[12 empty] | _____ |  | 0% | 0 | 0 | _____
[12 empty] | _____ |  | 0% | 0 | 0 | _____
[12 empty] | _____ |  | 0% | 0 | 0 | _____
[12 empty] | _____ |  | 0% | 0 | 0 | _____
[12 empty] | _____ |  | 0% | 0 | 0 | _____
[12 empty] | _____ |  | 0% | 0 | 0 | _____
[12 empty] | _____ |  | 0% | 0 | 0 | _____
[12 empty] | _____ |  | 0% | 0 | 0 | _____
[12 empty] | _____ |  | 0% | 0 | 0 | _____
[12 empty] | _____ |  | 0% | 0 | 0 | _____
[12 empty] | _____ |  | 0% | 0 | 0 | _____
[12 empty] | _____ |  | 0% | 0 | 0 | _____
[12 empty] | _____ |  | 0% | 0 | 0 | _____
[12 empty] | _____ |  | 0% | 0 | 0 | _____
[12 empty] | _____ |  | 0% | 0 | 0 | _____
[12 empty] | _____ |  | 0% | 0 | 0 | _____
[12 empty] | _____ |  | 0% | 0 | 0 | _____
[12 empty] | _____ |  | 0% | 0 | 0 | _____
[12 empty] | _____ |  | 0% | 0 | 0 | _____
[12 empty] | _____ |  | 0% | 0 | 0 | _____
[12 empty] | _____ |  | 0% | 0 | 0 | _____
[12 empty] | _____ |  | 0% | 0 | 0 | _____
[12 empty] | _____ |  | 0% | 0 | 0 | _____
[12 empty] | _____ |  | 0% | 0 | 0 | _____
[12 empty] | _____ |  | 0% | 0 | 0 | _____
[12 empty] | _____ |  | 0% | 0 | 0 | _____
[12 empty] | _____ |  | 0% | 0 | 0 | _____
[12 empty] | _____ |  | 0% | 0 | 0 | _____
[12 empty] | _____ |  | 0% | 0 | 0 | _____
[12 empty] | _____ |  | 0% | 0 | 0 | _____
[12 empty] | _____ |  | 0% | 0 | 0 | _____
[12 empty] | _____ |  | 0% | 0 | 0 | _____
[12 empty] | _____ |  | 0% | 0 | 0 | _____
[12 empty] | _____ |  | 0% | 0 | 0 | _____
[12 empty] | _____ |  | 0% | 0 | 0 | _____
[12 empty] | _____ |  | 0% | 0 | 0 | _____
[12 empty] | _____ |  | 0% | 0 | 0 | _____
[12 empty] | _____ |  | 0% | 0 | 0 | _____
[12 empty] | _____ |  | 0% | 0 | 0 | _____
[12 empty] | _____ |  | 0% | 0 | 0 | _____
[12 empty] | _____ |  | 0% | 0 | 0 | _____
[12 empty] | _____ |  | 0% | 0 | 0 | _____
[12 empty] | _____ |  | 0% | 0 | 0 | _____
[12 empty] | _____ |  | 0% | 0 | 0 | _____
[12 empty] | _____ |  | 0% | 0 | 0 | _____
[12 empty] | _____ |  | 0% | 0 | 0 | _____
[12 empty] | _____ |  | 0% | 0 | 0 | _____
[12 empty] | _____ |  | 0% | 0 | 0 | _____
[12 empty] | _____ |  | 0% | 0 | 0 | _____
[12 empty] | _____ |  | 0% | 0 | 0 | _____
[12 empty] | _____ |  | 0% | 0 | 0 | _____
[12 empty] | _____ |  | 0% | 0 | 0 | _____
[12 empty] | _____ |  | 0% | 0 | 0 | _____
[12 empty] | _____ |  | 0% | 0 | 0 | _____
[12 empty] | _____ |  | 0% | 0 | 0 | _____
[12 empty] | _____ |  | 0% | 0 | 0 | _____
[12 empty] | _____ |  | 0% | 0 | 0 | _____
[12 empty] | _____ |  | 0% | 0 | 0 | _____
[12 empty] | _____ |  | 0% | 0 | 0 | _____
[12 empty] | _____ |  | 0% | 0 | 0 | _____
[12 empty] | _____ |  | 0% | 0 | 0 | _____
[12 empty] | _____ |  | 0% | 0 | 0 | _____
[12 empty] | _____ |  | 0% | 0 | 0 | _____
[12 empty] | _____ |  | 0% | 0 | 0 | _____
[12 empty] | _____ |  | 0% | 0 | 0 | _____
[12 empty] | _____ |  | 0% | 0 | 0 | _____
[12 empty] | _____ |  | 0% | 0 | 0 | _____
[12 empty] | _____ |  | 0% | 0 | 0 | _____
[12 empty] | _____ |  | 0% | 0 | 0 | _____
[12 empty] | _____ |  | 0% | 0 | 0 | _____
[12 empty] | _____ |  | 0% | 0 | 0 | _____
[12 empty] | _____ |  | 0% | 0 | 0 | _____
[12 empty] | _____ |  | 0% | 0 | 0 | _____
[12 empty] | _____ |  | 0% | 0 | 0 | _____
[12 empty] | _____ |  | 0% | 0 | 0 | _____
[12 empty] | _____ |  | 0% | 0 | 0 | _____
[12 empty] | _____ |  | 0% | 0 | 0 | _____
[12 empty] | _____ |  | 0% | 0 | 0 | _____
[12 empty] | _____ |  | 0% | 0 | 0 | _____
[12 empty] | _____ |  | 0% | 0 | 0 | _____
[12 empty] | _____ |  | 0% | 0 | 0 | _____
[12 empty] | _____ |  | 0% | 0 | 0 | _____
[12 empty] | _____ |  | 0% | 0 | 0 | _____
[12 empty] | _____ |  | 0% | 0 | 0 | _____
[12 empty] | _____ |  | 0% | 0 | 0 | _____
[12 empty] | _____ |  | 0% | 0 | 0 | _____
[12 empty] | _____ |  | 0% | 0 | 0 | _____
[12 empty] | _____ |  | 0% | 0 | 0 | _____
[12 empty] | _____ |  | 0% | 0 | 0 | _____
[12 empty] | _____ |  | 0% | 0 | 0 | _____
[12 empty] | _____ |  | 0% | 0 | 0 | _____
[12 empty] | _____ |  | 0% | 0 | 0 | _____
[12 empty] | _____ |  | 0% | 0 | 0 | _____
[12 empty] | _____ |  | 0% | 0 | 0 | _____
[12 empty] | _____ |  | 0% | 0 | 0 | _____
[12 empty] | _____ |  | 0% | 0 | 0 | _____
[12 empty] | _____ |  | 0% | 0 | 0 | _____
[12 empty] | _____ |  | 0% | 0 | 0 | _____
[12 empty] | _____ |  | 0% | 0 | 0 | _____
[12 empty] | _____ |  | 0% | 0 | 0 | _____
[12 empty] | _____ |  | 0% | 0 | 0 | _____
[12 empty] | _____ |  | 0% | 0 | 0 | _____
[12 empty] | _____ |  | 0% | 0 | 0 | _____
[12 empty] | _____ |  | 0% | 0 | 0 | _____
[12 empty] | _____ |  | 0% | 0 | 0 | _____
[12 empty] | _____ |  | 0% | 0 | 0 | _____
[12 empty] | _____ |  | 0% | 0 | 0 | _____
[12 empty] | _____ |  | 0% | 0 | 0 | _____
[12 empty] | _____ |  | 0% | 0 | 0 | _____
[12 empty] | _____ |  | 0% | 0 | 0 | _____
[12 empty] | _____ |  | 0% | 0 | 0 | _____
[12 empty] | _____ |  | 0% | 0 | 0 | _____
[12 empty] | _____ |  | 0% | 0 | 0 | _____
[12 empty] | _____ |  | 0% | 0 | 0 | _____
[12 empty] | _____ |  | 0% | 0 | 0 | _____
[12 empty] | _____ |  | 0% | 0 | 0 | _____
[12 empty] | _____ |  | 0% | 0 | 0 | _____
[12 empty] | _____ |  | 0% | 0 | 0 | _____
[12 empty] | _____ |  | 0% | 0 | 0 | _____
[12 empty] | _____ |  | 0% | 0 | 0 | _____
[12 empty] | _____ |  | 0% | 0 | 0 | _____
[12 empty] | _____ |  | 0% | 0 | 0 | _____
[12 empty] | _____ |  | 0% | 0 | 0 | _____
[12 empty] | _____ |  | 0% | 0 | 0 | _____
[12 empty] | _____ |  | 0% | 0 | 0 | _____
[12 empty] | _____ |  | 0% | 0 | 0 | _____
[12 empty] | _____ |  | 0% | 0 | 0 | _____
[12 empty] | _____ |  | 0% | 0 | 0 | _____
[12 empty] | _____ |  | 0% | 0 | 0 | _____
[12 empty] | _____ |  | 0% | 0 | 0 | _____
[12 empty] | _____ |  | 0% | 0 | 0 | _____
[12 empty] | _____ |  | 0% | 0 | 0 | _____
[12 empty] | _____ |  | 0% | 0 | 0 | _____
[12 empty] | _____ |  | 0% | 0 | 0 | _____
[12 empty] | _____ |  | 0% | 0 | 0 | _____
[12 empty] | _____ |  | 0% | 0 | 0 | _____
[12 empty] | _____ |  | 0% | 0 | 0 | _____
[12 empty] | _____ |  | 0% | 0 | 0 | _____
[12 empty] | _____ |  | 0% | 0 | 0 | _____
[12 empty] | _____ |  | 0% | 0 | 0 | _____
[12 empty] | _____ |  | 0% | 0 | 0 | _____
[12 empty] | _____ |  | 0% | 0 | 0 | _____
[12 empty] | _____ |  | 0% | 0 | 0 | _____
[12 empty] | _____ |  | 0% | 0 | 0 | _____
[12 empty] | _____ |  | 0% | 0 | 0 | _____
[12 empty] | _____ |  | 0% | 0 | 0 | _____
[12 empty] | _____ |  | 0% | 0 | 0 | _____
[12 empty] | _____ |  | 0% | 0 | 0 | _____
[12 empty] | _____ |  | 0% | 0 | 0 | _____
[12 empty] | _____ |  | 0% | 0 | 0 | _____
[12 empty] | _____ |  | 0% | 0 | 0 | _____
[12 empty] | _____ |  | 0% | 0 | 0 | _____
[12 empty] | _____ |  | 0% | 0 | 0 | _____
[12 empty] | _____ |  | 0% | 0 | 0 | _____
[12 empty] | _____ |  | 0% | 0 | 0 | _____
[12 empty] | _____ |  | 0% | 0 | 0 | _____
[12 empty] | _____ |  | 0% | 0 | 0 | _____
[12 empty] | _____ |  | 0% | 0 | 0 | _____
[12 empty] | _____ |  | 0% | 0 | 0 | _____
[12 empty] | _____ |  | 0% | 0 | 0 | _____
[12 empty] | _____ |  | 0% | 0 | 0 | _____
[12 empty] | _____ |  | 0% | 0 | 0 | _____
[12 empty] | _____ |  | 0% | 0 | 0 | _____
[12 empty] | _____ |  | 0% | 0 | 0 | _____
[12 empty] | _____ |  | 0% | 0 | 0 | _____
[12 empty] | _____ |  | 0% | 0 | 0 | _____
[12 empty] | _____ |  | 0% | 0 | 0 | _____
[12 empty] | _____ |  | 0% | 0 | 0 | _____
[12 empty] | _____ |  | 0% | 0 | 0 | _____
[12 empty] | _____ |  | 0% | 0 | 0 | _____
[12 empty] | _____ |  | 0% | 0 | 0 | _____
[12 empty] | _____ |  | 0% | 0 | 0 | _____
[12 empty] | _____ |  | 0% | 0 | 0 | _____
[12 empty] | _____ |  | 0% | 0 | 0 | _____
[12 empty] | _____ |  | 0% | 0 | 0 | _____
[12 empty] | _____ |  | 0% | 0 | 0 | _____
[12 empty] | _____ |  | 0% | 0 | 0 | _____
[12 empty] | _____ |  | 0% | 0 | 0 | _____
[12 empty] | _____ |  | 0% | 0 | 0 | _____
[12 empty] | _____ |  | 0% | 0 | 0 | _____
[12 empty] | _____ |  | 0% | 0 | 0 | _____
[12 empty] | _____ |  | 0% | 0 | 0 | _____
[12 empty] | _____ |  | 0% | 0 | 0 | _____
[12 empty] | _____ |  | 0% | 0 | 0 | _____
[12 empty] | _____ |  | 0% | 0 | 0 | _____
[12 empty] | _____ |  | 0% | 0 | 0 | _____
[12 empty] | _____ |  | 0% | 0 | 0 | _____
[12 empty] | _____ |  | 0% | 0 | 0 | _____
[12 empty] | _____ |  | 0% | 0 | 0 | _____
[12 empty] | _____ |  | 0% | 0 | 0 | _____
[12 empty] | _____ |  | 0% | 0 | 0 | _____
[12 empty] | _____ |  | 0% | 0 | 0 | _____
[12 empty] | _____ |  | 0% | 0 | 0 | _____
[12 empty] | _____ |  | 0% | 0 | 0 | _____
[12 empty] | _____ |  | 0% | 0 | 0 | _____
[12 empty] | _____ |  | 0% | 0 | 0 | _____
[12 empty] | _____ |  | 0% | 0 | 0 | _____
[12 empty] | _____ |  | 0% | 0 | 0 | _____
[12 empty] | _____ |  | 0% | 0 | 0 | _____
[12 empty] | _____ |  | 0% | 0 | 0 | _____
[12 empty] | _____ |  | 0% | 0 | 0 | _____
[12 empty] | _____ |  | 0% | 0 | 0 | _____
[12 empty] | _____ |  | 0% | 0 | 0 | _____
[12 empty] | _____ |  | 0% | 0 | 0 | _____
[12 empty] | _____ |  | 0% | 0 | 0 | _____
[12 empty] | _____ |  | 0% | 0 | 0 | _____
[12 empty] | _____ |  | 0% | 0 | 0 | _____
[12 empty] | _____ |  | 0% | 0 | 0 | _____
[12 empty] | _____ |  | 0% | 0 | 0 | _____
[12 empty] | _____ |  | 0% | 0 | 0 | _____
[12 empty] | _____ |  | 0% | 0 | 0 | _____
[12 empty] | _____ |  | 0% | 0 | 0 | _____
[12 empty] | _____ |  | 0% | 0 | 0 | _____
[12 empty] | _____ |  | 0% | 0 | 0 | _____
[12 empty] | _____ |  | 0% | 0 | 0 | _____
[12 empty] | _____ |  | 0% | 0 | 0 | _____
[12 empty] | _____ |  | 0% | 0 | 0 | _____
[12 empty] | _____ |  | 0% | 0 | 0 | _____
[12 empty] | _____ |  | 0% | 0 | 0 | _____
[12 empty] | _____ |  | 0% | 0 | 0 | _____
[12 empty] | _____ |  | 0% | 0 | 0 | _____
[12 empty] | _____ |  | 0% | 0 | 0 | _____
[12 empty] | _____ |  | 0% | 0 | 0 | _____
[12 empty] | _____ |  | 0% | 0 | 0 | _____
[12 empty] | _____ |  | 0% | 0 | 0 | _____
[12 empty] | _____ |  | 0% | 0 | 0 | _____
[12 empty] | _____ |  | 0% | 0 | 0 | _____
[12 empty] | _____ |  | 0% | 0 | 0 | _____
[12 empty] | _____ |  | 0% | 0 | 0 | _____
[12 empty] | _____ |  | 0% | 0 | 0 | _____
[12 empty] | _____ |  | 0% | 0 | 0 | _____
[12 empty] | _____ |  | 0% | 0 | 0 | _____
[12 empty] | _____ |  | 0% | 0 | 0 | _____
[12 empty] | _____ |  | 0% | 0 | 0 | _____
[12 empty] | _____ |  | 0% | 0 | 0 | _____
[12 empty] | _____ |  | 0% | 0 | 0 | _____
[12 empty] | _____ |  | 0% | 0 | 0 | _____
[12 empty] | _____ |  | 0% | 0 | 0 | _____
[12 empty] | _____ |  | 0% | 0 | 0 | _____
[12 empty] | _____ |  | 0% | 0 | 0 | _____
[12 empty] | _____ |  | 0% | 0 | 0 | _____
[12 empty] | _____ |  | 0% | 0 | 0 | _____
[12 empty] | _____ |  | 0% | 0 | 0 | _____
[12 empty] | _____ |  | 0% | 0 | 0 | _____
[12 empty] | _____ |  | 0% | 0 | 0 | _____
[12 empty] | _____ |  | 0% | 0 | 0 | _____
[12 empty] | _____ |  | 0% | 0 | 0 | _____
[12 empty] | _____ |  | 0% | 0 | 0 | _____
[12 empty] | _____ |  | 0% | 0 | 0 | _____
[12 empty] | _____ |  | 0% | 0 | 0 | _____
[12 empty] | _____ |  | 0% | 0 | 0 | _____
[12 empty] | _____ |  | 0% | 0 | 0 | _____
[12 empty] | _____ |  | 0% | 0 | 0 | _____
[12 empty] | _____ |  | 0% | 0 | 0 | _____
[12 empty] | _____ |  | 0% | 0 | 0 | _____
[12 empty] | _____ |  | 0% | 0 | 0 | _____
[12 empty] | _____ |  | 0% | 0 | 0 | _____
[12 empty] | _____ |  | 0% | 0 | 0 | _____
[12 empty] | _____ |  | 0% | 0 | 0 | _____
[12 empty] | _____ |  | 0% | 0 | 0 | _____
[12 empty] | _____ |  | 0% | 0 | 0 | _____
[12 empty] | _____ |  | 0% | 0 | 0 | _____
[12 empty] | _____ |  | 0% | 0 | 0 | _____
[12 empty] | _____ |  | 0% | 0 | 0 | _____
[12 empty] | _____ |  | 0% | 0 | 0 | _____
[12 empty] | _____ |  | 0% | 0 | 0 | _____
[12 empty] | _____ |  | 0% | 0 | 0 | _____
[12 empty] | _____ |  | 0% | 0 | 0 | _____
[12 empty] | _____ |  | 0% | 0 | 0 | _____
[12 empty] | _____ |  | 0% | 0 | 0 | _____
[12 empty] | _____ |  | 0% | 0 | 0 | _____
[12 empty] | _____ |  | 0% | 0 | 0 | _____
[12 empty] | _____ |  | 0% | 0 | 0 | _____
[12 empty] | _____ |  | 0% | 0 | 0 | _____
[12 empty] | _____ |  | 0% | 0 | 0 | _____
[12 empty] | _____ |  | 0% | 0 | 0 | _____
[12 empty] | _____ |  | 0% | 0 | 0 | _____
[12 empty] | _____ |  | 0% | 0 | 0 | _____
[12 empty] | _____ |  | 0% | 0 | 0 | _____
[12 empty] | _____ |  | 0% | 0 | 0 | _____
[12 empty] | _____ |  | 0% | 0 | 0 | _____
[12 empty] | _____ |  | 0% | 0 | 0 | _____
[12 empty] | _____ |  | 0% | 0 | 0 | _____
[12 empty] | _____ |  | 0% | 0 | 0 | _____
[12 empty] | _____ |  | 0% | 0 | 0 | _____
[12 empty] | _____ |  | 0% | 0 | 0 | _____
[12 empty] | _____ |  | 0% | 0 | 0 | _____
[12 empty] | _____ |  | 0% | 0 | 0 | _____
[12 empty] | _____ |  | 0% | 0 | 0 | _____
[12 empty] | _____ |  | 0% | 0 | 0 | _____
[12 empty] | _____ |  | 0% | 0 | 0 | _____
[12 empty] | _____ |  | 0% | 0 | 0 | _____
[12 empty] | _____ |  | 0% | 0 | 0 | _____
[12 empty] | _____ |  | 0% | 0 | 0 | _____
[12 empty] | _____ |  | 0% | 0 | 0 | _____
[12 empty] | _____ |  | 0% | 0 | 0 | _____
[12 empty] | _____ |  | 0% | 0 | 0 | _____
[12 empty] | _____ |  | 0% | 0 | 0 | _____
[12 empty] | _____ |  | 0% | 0 | 0 | _____
[12 empty] | _____ |  | 0% | 0 | 0 | _____
[12 empty] | _____ |  | 0% | 0 | 0 | _____
[12 empty] | _____ |  | 0% | 0 | 0 | _____
[12 empty] | _____ |  | 0% | 0 | 0 | _____
[12 empty] | _____ |  | 0% | 0 | 0 | _____
[12 empty] | _____ |  | 0% | 0 | 0 | _____
[12 empty] | _____ |  | 0% | 0 | 0 | _____
[12 empty] | _____ |  | 0% | 0 | 0 | _____
[12 empty] | _____ |  | 0% | 0 | 0 | _____
[12 empty] | _____ |  | 0% | 0 | 0 | _____
[12 empty] | _____ |  | 0% | 0 | 0 | _____
[12 empty] | _____ |  | 0% | 0 | 0 | _____
[12 empty] | _____ |  | 0% | 0 | 0 | _____
[12 empty] | _____ |  | 0% | 0 | 0 | _____
[12 empty] | _____ |  | 0% | 0 | 0 | _____
[12 empty] | _____ |  | 0% | 0 | 0 | _____
[12 empty] | _____ |  | 0% | 0 | 0 | _____
[12 empty] | _____ |  | 0% | 0 | 0 | _____
[12 empty] | _____ |  | 0% | 0 | 0 | _____
[12 empty] | _____ |  | 0% | 0 | 0 | _____
[12 empty] | _____ |  | 0% | 0 | 0 | _____
[12 empty] | _____ |  | 0% | 0 | 0 | _____
[12 empty] | _____ |  | 0% | 0 | 0 | _____
[12 empty] | _____ |  | 0% | 0 | 0 | _____
[12 empty] | _____ |  | 0% | 0 | 0 | _____
[12 empty] | _____ |  | 0% | 0 | 0 | _____
[12 empty] | _____ |  | 0% | 0 | 0 | _____
[12 empty] | _____ |  | 0% | 0 | 0 | _____
[12 empty] | _____ |  | 0% | 0 | 0 | _____
[12 empty] | _____ |  | 0% | 0 | 0 | _____
[12 empty] | _____ |  | 0% | 0 | 0 | _____
[12 empty] | _____ |  | 0% | 0 | 0 | _____
[12 empty] | _____ |  | 0% | 0 | 0 | _____
[12 empty] | _____ |  | 0% | 0 | 0 | _____
[12 empty] | _____ |  | 0% | 0 | 0 | _____
[12 empty] | _____ |  | 0% | 0 | 0 | _____
[12 empty] | _____ |  | 0% | 0 | 0 | _____
[12 empty] | _____ |  | 0% | 0 | 0 | _____
[12 empty] | _____ |  | 0% | 0 | 0 | _____
[12 empty] | _____ |  | 0% | 0 | 0 | _____
[12 empty] | _____ |  | 0% | 0 | 0 | _____
[12 empty] | _____ |  | 0% | 0 | 0 | _____
[12 empty] | _____ |  | 0% | 0 | 0 | _____
[12 empty] | _____ |  | 0% | 0 | 0 | _____
[12 empty] | _____ |  | 0% | 0 | 0 | _____
[12 empty] | _____ |  | 0% | 0 | 0 | _____
[12 empty] | _____ |  | 0% | 0 | 0 | _____
[12 empty] | _____ |  | 0% | 0 | 0 | _____
[12 empty] | _____ |  | 0% | 0 | 0 | _____
[12 empty] | _____ |  | 0% | 0 | 0 | _____
[12 empty] | _____ |  | 0% | 0 | 0 | _____
[12 empty] | _____ |  | 0% | 0 | 0 | _____
[12 empty] | _____ |  | 0% | 0 | 0 | _____
[12 empty] | _____ |  | 0% | 0 | 0 | _____
[12 empty] | _____ |  | 0% | 0 | 0 | _____
[12 empty] | _____ |  | 0% | 0 | 0 | _____
[12 empty] | _____ |  | 0% | 0 | 0 | _____
[12 empty] | _____ |  | 0% | 0 | 0 | _____
[12 empty] | _____ |  | 0% | 0 | 0 | _____
[12 empty] | _____ |  | 0% | 0 | 0 | _____
[12 empty] | _____ |  | 0% | 0 | 0 | _____
[12 empty] | _____ |  | 0% | 0 | 0 | _____
[12 empty] | _____ |  | 0% | 0 | 0 | _____
[12 empty] | _____ |  | 0% | 0 | 0 | _____
[12 empty] | _____ |  | 0% | 0 | 0 | _____
[12 empty] | _____ |  | 0% | 0 | 0 | _____
[12 empty] | _____ |  | 0% | 0 | 0 | _____
[12 empty] | _____ |  | 0% | 0 | 0 | _____
[12 empty] | _____ |  | 0% | 0 | 0 | _____
[12 empty] | _____ |  | 0% | 0 | 0 | _____
[12 empty] | _____ |  | 0% | 0 | 0 | _____
[12 empty] | _____ |  | 0% | 0 | 0 | _____
[12 empty] | _____ |  | 0% | 0 | 0 | _____
[12 empty] | _____ |  | 0% | 0 | 0 | _____
[12 empty] | _____ |  | 0% | 0 | 0 | _____
[12 empty] | _____ |  | 0% | 0 | 0 | _____
[12 empty] | _____ |  | 0% | 0 | 0 | _____
[12 empty] | _____ |  | 0% | 0 | 0 | _____
[12 empty] | _____ |  | 0% | 0 | 0 | _____
[12 empty] | _____ |  | 0% | 0 | 0 | _____
[12 empty] | _____ |  | 0% | 0 | 0 | _____
[12 empty] | _____ |  | 0% | 0 | 0 | _____
[12 empty] | _____ |  | 0% | 0 | 0 | _____
[12 empty] | _____ |  | 0% | 0 | 0 | _____
[12 empty] | _____ |  | 0% | 0 | 0 | _____
[12 empty] | _____ |  | 0% | 0 | 0 | _____
[12 empty] | _____ |  | 0% | 0 | 0 | _____
[12 empty] | _____ |  | 0% | 0 | 0 | _____
[12 empty] | _____ |  | 0% | 0 | 0 | _____
[12 empty] | _____ |  | 0% | 0 | 0 | _____
[12 empty] | _____ |  | 0% | 0 | 0 | _____
[12 empty] | _____ |  | 0% | 0 | 0 | _____
[12 empty] | _____ |  | 0% | 0 | 0 | _____
[12 empty] | _____ |  | 0% | 0 | 0 | _____
[12 empty] | _____ |  | 0% | 0 | 0 | _____
[12 empty] | _____ |  | 0% | 0 | 0 | _____
[12 empty] | _____ |  | 0% | 0 | 0 | _____
[12 empty] | _____ |  | 0% | 0 | 0 | _____
[12 empty] | _____ |  | 0% | 0 | 0 | _____
[12 empty] | _____ |  | 0% | 0 | 0 | _____
[12 empty] | _____ |  | 0% | 0 | 0 | _____
[12 empty] | _____ |  | 0% | 0 | 0 | _____
[12 empty] | _____ |  | 0% | 0 | 0 | _____
[12 empty] | _____ |  | 0% | 0 | 0 | _____
[12 empty] | _____ |  | 0% | 0 | 0 | _____
[12 empty] | _____ |  | 0% | 0 | 0 | _____
[12 empty] | _____ |  | 0% | 0 | 0 | _____
[12 empty] | _____ |  | 0% | 0 | 0 | _____
[12 empty] | _____ |  | 0% | 0 | 0 | _____
[12 empty] | _____ |  | 0% | 0 | 0 | _____
[12 empty] | _____ |  | 0% | 0 | 0 | _____
[12 empty] | _____ |  | 0% | 0 | 0 | _____
[12 empty] | _____ |  | 0% | 0 | 0 | _____
[12 empty] | _____ |  | 0% | 0 | 0 | _____
[12 empty] | _____ |  | 0% | 0 | 0 | _____
[12 empty] | _____ |  | 0% | 0 | 0 | _____
[12 empty] | _____ |  | 0% | 0 | 0 | _____
[12 empty] | _____ |  | 0% | 0 | 0 | _____
[12 empty] | _____ |  | 0% | 0 | 0 | _____
[12 empty] | _____ |  | 0% | 0 | 0 | _____
[12 empty] | _____ |  | 0% | 0 | 0 | _____
[12 empty] | _____ |  | 0% | 0 | 0 | _____
[12 empty] | _____ |  | 0% | 0 | 0 | _____
[12 empty] | _____ |  | 0% | 0 | 0 | _____
[12 empty] | _____ |  | 0% | 0 | 0 | _____
[12 empty] | _____ |  | 0% | 0 | 0 | _____
[12 empty] | _____ |  | 0% | 0 | 0 | _____
[12 empty] | _____ |  | 0% | 0 | 0 | _____
[12 empty] | _____ |  | 0% | 0 | 0 | _____
[12 empty] | _____ |  | 0% | 0 | 0 | _____
[12 empty] | _____ |  | 0% | 0 | 0 | _____
[12 empty] | _____ |  | 0% | 0 | 0 | _____
[12 empty] | _____ |  | 0% | 0 | 0 | _____
[12 empty] | _____ |  | 0% | 0 | 0 | _____
[12 empty] | _____ |  | 0% | 0 | 0 | _____
[12 empty] | _____ |  | 0% | 0 | 0 | _____
[12 empty] | _____ |  | 0% | 0 | 0 | _____
[12 empty] | _____ |  | 0% | 0 | 0 | _____
[12 empty] | _____ |  | 0% | 0 | 0 | _____
[12 empty] | _____ |  | 0% | 0 | 0 | _____
[12 empty] | _____ |  | 0% | 0 | 0 | _____
[12 empty] | _____ |  | 0% | 0 | 0 | _____
[12 empty] | _____ |  | 0% | 0 | 0 | _____
[12 empty] | _____ |  | 0% | 0 | 0 | _____
[12 empty] | _____ |  | 0% | 0 | 0 | _____
[12 empty] | _____ |  | 0% | 0 | 0 | _____
[12 empty] | _____ |  | 0% | 0 | 0 | _____
[12 empty] | _____ |  | 0% | 0 | 0 | _____
[12 empty] | _____ |  | 0% | 0 | 0 | _____
[12 empty] | _____ |  | 0% | 0 | 0 | _____
[12 empty] | _____ |  | 0% | 0 | 0 | _____
[12 empty] | _____ |  | 0% | 0 | 0 | _____
[12 empty] | _____ |  | 0% | 0 | 0 | _____
[12 empty] | _____ |  | 0% | 0 | 0 | _____
[12 empty] | _____ |  | 0% | 0 | 0 | _____
[12 empty] | _____ |  | 0% | 0 | 0 | _____
[12 empty] | _____ |  | 0% | 0 | 0 | _____
[12 empty] | _____ |  | 0% | 0 | 0 | _____
[12 empty] | _____ |  | 0% | 0 | 0 | _____
[12 empty] | _____ |  | 0% | 0 | 0 | _____
[12 empty] | _____ |  | 0% | 0 | 0 | _____
[12 empty] | _____ |  | 0% | 0 | 0 | _____
[12 empty] | _____ |  | 0% | 0 | 0 | _____
[12 empty] | _____ |  | 0% | 0 | 0 | _____
[12 empty] | _____ |  | 0% | 0 | 0 | _____
[12 empty] | _____ |  | 0% | 0 | 0 | _____
[12 empty] | _____ |  | 0% | 0 | 0 | _____
[12 empty] | _____ |  | 0% | 0 | 0 | _____
[12 empty] | _____ |  | 0% | 0 | 0 | _____
[12 empty] | _____ |  | 0% | 0 | 0 | _____
[12 empty] | _____ |  | 0% | 0 | 0 | _____
[12 empty] | _____ |  | 0% | 0 | 0 | _____
[12 empty] | _____ |  | 0% | 0 | 0 | _____
[12 empty] | _____ |  | 0% | 0 | 0 | _____
[12 empty] | _____ |  | 0% | 0 | 0 | _____
[12 empty] | _____ |  | 0% | 0 | 0 | _____
[12 empty] | _____ |  | 0% | 0 | 0 | _____
[12 empty] | _____ |  | 0% | 0 | 0 | _____
[12 empty] | _____ |  | 0% | 0 | 0 | _____
[12 empty] | _____ |  | 0% | 0 | 0 | _____
[12 empty] | _____ |  | 0% | 0 | 0 | _____
[12 empty] | _____ |  | 0% | 0 | 0 | _____
[12 empty] | _____ |  | 0% | 0 | 0 | _____
[12 empty] | _____ |  | 0% | 0 | 0 | _____
[12 empty] | _____ |  | 0% | 0 | 0 | _____
[12 empty] | _____ |  | 0% | 0 | 0 | _____
[12 empty] | _____ |  | 0% | 0 | 0 | _____
[12 empty] | _____ |  | 0% | 0 | 0 | _____
[12 empty] | _____ |  | 0% | 0 | 0 | _____
[12 empty] | _____ |  | 0% | 0 | 0 | _____
[12 empty] | _____ |  | 0% | 0 | 0 | _____
[12 empty] | _____ |  | 0% | 0 | 0 | _____
[12 empty] | _____ |  | 0% | 0 | 0 | _____
[12 empty] | _____ |  | 0% | 0 | 0 | _____
[12 empty] | _____ |  | 0% | 0 | 0 | _____
[12 empty] | _____ |  | 0% | 0 | 0 | _____
[12 empty] | _____ |  | 0% | 0 | 0 | _____
[12 empty] | _____ |  | 0% | 0 | 0 | _____
[12 empty] | _____ |  | 0% | 0 | 0 | _____
[12 empty] | _____ |  | 0% | 0 | 0 | _____
[12 empty] | _____ |  | 0% | 0 | 0 | _____
[12 empty] | _____ |  | 0% | 0 | 0 | _____
[12 empty] | _____ |  | 0% | 0 | 0 | _____
[12 empty] | _____ |  | 0% | 0 | 0 | _____
[12 empty] | _____ |  | 0% | 0 | 0 | _____
[12 empty] | _____ |  | 0% | 0 | 0 | _____
[12 empty] | _____ |  | 0% | 0 | 0 | _____
[12 empty] | _____ |  | 0% | 0 | 0 | _____
[12 empty] | _____ |  | 0% | 0 | 0 | _____
[12 empty] | _____ |  | 0% | 0 | 0 | _____
[12 empty] | _____ |  | 0% | 0 | 0 | _____
[12 empty] | _____ |  | 0% | 0 | 0 | _____
[12 empty] | _____ |  | 0% | 0 | 0 | _____
[12 empty] | _____ |  | 0% | 0 | 0 | _____
[12 empty] | _____ |  | 0% | 0 | 0 | _____
[12 empty] | _____ |  | 0% | 0 | 0 | _____
[12 empty] | _____ |  | 0% | 0 | 0 | _____
[12 empty] | _____ |  | 0% | 0 | 0 | _____
[12 empty] | _____ |  | 0% | 0 | 0 | _____
[12 empty] | _____ |  | 0% | 0 | 0 | _____
[12 empty] | _____ |  | 0% | 0 | 0 | _____
[12 empty] | _____ |  | 0% | 0 | 0 | _____
[12 empty] | _____ |  | 0% | 0 | 0 | _____
[12 empty] | _____ |  | 0% | 0 | 0 | _____
[12 empty] | _____ |  | 0% | 0 | 0 | _____
[12 empty] | _____ |  | 0% | 0 | 0 | _____
[12 empty] | _____ |  | 0% | 0 | 0 | _____
[12 empty] | _____ |  | 0% | 0 | 0 | _____
[12 empty] | _____ |  | 0% | 0 | 0 | _____
[12 empty] | _____ |  | 0% | 0 | 0 | _____
[12 empty] | _____ |  | 0% | 0 | 0 | _____
[12 empty] | _____ |  | 0% | 0 | 0 | _____
[12 empty] | _____ |  | 0% | 0 | 0 | _____
[12 empty] | _____ |  | 0% | 0 | 0 | _____
[12 empty] | _____ |  | 0% | 0 | 0 | _____
[12 empty] | _____ |  | 0% | 0 | 0 | _____
[12 empty] | _____ |  | 0% | 0 | 0 | _____
[12 empty] | _____ |  | 0% | 0 | 0 | _____
[12 empty] | _____ |  | 0% | 0 | 0 | _____
[12 empty] | _____ |  | 0% | 0 | 0 | _____
[12 empty] | _____ |  | 0% | 0 | 0 | _____
[12 empty] | _____ |  | 0% | 0 | 0 | _____
[12 empty] | _____ |  | 0% | 0 | 0 | _____
[12 empty] | _____ |  | 0% | 0 | 0 | _____
[12 empty] | _____ |  | 0% | 0 | 0 | _____
[12 empty] | _____ |  | 0% | 0 | 0 | _____
[12 empty] | _____ |  | 0% | 0 | 0 | _____
[12 empty] | _____ |  | 0% | 0 | 0 | _____
[12 empty] | _____ |  | 0% | 0 | 0 | _____
[12 empty] | _____ |  | 0% | 0 | 0 | _____
[12 empty] | _____ |  | 0% | 0 | 0 | _____
[12 empty] | _____ |  | 0% | 0 | 0 | _____
[12 empty] | _____ |  | 0% | 0 | 0 | _____
[12 empty] | _____ |  | 0% | 0 | 0 | _____
[12 empty] | _____ |  | 0% | 0 | 0 | _____
[12 empty] | _____ |  | 0% | 0 | 0 | _____
[12 empty] | _____ |  | 0% | 0 | 0 | _____
[12 empty] | _____ |  | 0% | 0 | 0 | _____
[12 empty] | _____ |  | 0% | 0 | 0 | _____
[12 empty] | _____ |  | 0% | 0 | 0 | _____
[12 empty] | _____ |  | 0% | 0 | 0 | _____
[12 empty] | _____ |  | 0% | 0 | 0 | _____
[12 empty] | _____ |  | 0% | 0 | 0 | _____
[12 empty] | _____ |  | 0% | 0 | 0 | _____
[12 empty] | _____ |  | 0% | 0 | 0 | _____
[12 empty] | _____ |  | 0% | 0 | 0 | _____
[12 empty] | _____ |  | 0% | 0 | 0 | _____
[12 empty] | _____ |  | 0% | 0 | 0 | _____
[12 empty] | _____ |  | 0% | 0 | 0 | _____
[12 empty] | _____ |  | 0% | 0 | 0 | _____
[12 empty] | _____ |  | 0% | 0 | 0 | _____
[12 empty] | _____ |  | 0% | 0 | 0 | _____
[12 empty] | _____ |  | 0% | 0 | 0 | _____
[12 empty] | _____ |  | 0% | 0 | 0 | _____
[12 empty] | _____ |  | 0% | 0 | 0 | _____
[12 empty] | _____ |  | 0% | 0 | 0 | _____
[12 empty] | _____ |  | 0% | 0 | 0 | _____
[12 empty] | _____ |  | 0% | 0 | 0 | _____
[12 empty] | _____ |  | 0% | 0 | 0 | _____
[12 empty] | _____ |  | 0% | 0 | 0 | _____
[12 empty] | _____ |  | 0% | 0 | 0 | _____
[12 empty] | _____ |  | 0% | 0 | 0 | _____
[12 empty] | _____ |  | 0% | 0 | 0 | _____
[12 empty] | _____ |  | 0% | 0 | 0 | _____
[12 empty] | _____ |  | 0% | 0 | 0 | _____
[12 empty] | _____ |  | 0% | 0 | 0 | _____
[12 empty] | _____ |  | 0% | 0 | 0 | _____
[12 empty] | _____ |  | 0% | 0 | 0 | _____
[12 empty] | _____ |  | 0% | 0 | 0 | _____
[12 empty] | _____ |  | 0% | 0 | 0 | _____
[12 empty] | _____ |  | 0% | 0 | 0 | _____
[12 empty] | _____ |  | 0% | 0 | 0 | _____
[12 empty] | _____ |  | 0% | 0 | 0 | _____
[12 empty] | _____ |  | 0% | 0 | 0 | _____
[12 empty] | _____ |  | 0% | 0 | 0 | _____
[12 empty] | _____ |  | 0% | 0 | 0 | _____
[12 empty] | _____ |  | 0% | 0 | 0 | _____
[12 empty] | _____ |  | 0% | 0 | 0 | _____
[12 empty] | _____ |  | 0% | 0 | 0 | _____
[12 empty] | _____ |  | 0% | 0 | 0 | _____
[12 empty] | _____ |  | 0% | 0 | 0 | _____
[12 empty] | _____ |  | 0% | 0 | 0 | _____
[12 empty] | _____ |  | 0% | 0 | 0 | _____
[12 empty] | _____ |  | 0% | 0 | 0 | _____
[12 empty] | _____ |  | 0% | 0 | 0 | _____
[12 empty] | _____ |  | 0% | 0 | 0 | _____
[12 empty] | _____ |  | 0% | 0 | 0 | _____
[12 empty] | _____ |  | 0% | 0 | 0 | _____
[12 empty] | _____ |  | 0% | 0 | 0 | _____
[12 empty] | _____ |  | 0% | 0 | 0 | _____
[12 empty] | _____ |  | 0% | 0 | 0 | _____
[12 empty] | _____ |  | 0% | 0 | 0 | _____
[12 empty] | _____ |  | 0% | 0 | 0 | _____
[12 empty] | _____ |  | 0% | 0 | 0 | _____
[12 empty] | _____ |  | 0% | 0 | 0 | _____
[12 empty] | _____ |  | 0% | 0 | 0 | _____
[12 empty] | _____ |  | 0% | 0 | 0 | _____
[12 empty] | _____ |  | 0% | 0 | 0 | _____
[12 empty] | _____ |  | 0% | 0 | 0 | _____
[12 empty] | _____ |  | 0% | 0 | 0 | _____
[12 empty] | _____ |  | 0% | 0 | 0 | _____
[12 empty] | _____ |  | 0% | 0 | 0 | _____
[12 empty] | _____ |  | 0% | 0 | 0 | _____
[12 empty] | _____ |  | 0% | 0 | 0 | _____
[12 empty] | _____ |  | 0% | 0 | 0 | _____
[12 empty] | _____ |  | 0% | 0 | 0 | _____
[12 empty] | _____ |  | 0% | 0 | 0 | _____
[12 empty] | _____ |  | 0% | 0 | 0 | _____
[12 empty] | _____ |  | 0% | 0 | 0 | _____
[12 empty] | _____ |  | 0% | 0 | 0 | _____
[12 empty] | _____ |  | 0% | 0 | 0 | _____
[12 empty] | _____ |  | 0% | 0 | 0 | _____
[12 empty] | _____ |  | 0% | 0 | 0 | _____
[12 empty] | _____ |  | 0% | 0 | 0 | _____
[12 empty] | _____ |  | 0% | 0 | 0 | _____
[12 empty] | _____ |  | 0% | 0 | 0 | _____
[12 empty] | _____ |  | 0% | 0 | 0 | _____
[12 empty] | _____ |  | 0% | 0 | 0 | _____
[12 empty] | _____ |  | 0% | 0 | 0 | _____
[12 empty] | _____ |  | 0% | 0 | 0 | _____
[12 empty] | _____ |  | 0% | 0 | 0 | _____
[12 empty] | _____ |  | 0% | 0 | 0 | _____
[12 empty] | _____ |  | 0% | 0 | 0 | _____
[12 empty] | _____ |  | 0% | 0 | 0 | _____
[12 empty] | _____ |  | 0% | 0 | 0 | _____
[12 empty] | _____ |  | 0% | 0 | 0 | _____
[12 empty] | _____ |  | 0% | 0 | 0 | _____
[12 empty] | _____ |  | 0% | 0 | 0 | _____
[12 empty] | _____ |  | 0% | 0 | 0 | _____
[12 empty] | _____ |  | 0% | 0 | 0 | _____
[12 empty] | _____ |  | 0% | 0 | 0 | _____
[12 empty] | _____ |  | 0% | 0 | 0 | _____
[12 empty] | _____ |  | 0% | 0 | 0 | _____
[12 empty] | _____ |  | 0% | 0 | 0 | _____
[12 empty] | _____ |  | 0% | 0 | 0 | _____
[12 empty] | _____ |  | 0% | 0 | 0 | _____
[12 empty] | _____ |  | 0% | 0 | 0 | _____
[12 empty] | _____ |  | 0% | 0 | 0 | _____
[12 empty] | _____ |  | 0% | 0 | 0 | _____
[12 empty] | _____ |  | 0% | 0 | 0 | _____
[12 empty] | _____ |  | 0% | 0 | 0 | _____
[12 empty] | _____ |  | 0% | 0 | 0 | _____
[12 empty] | _____ |  | 0% | 0 | 0 | _____
[12 empty] | _____ |  | 0% | 0 | 0 | _____
[12 empty] | _____ |  | 0% | 0 | 0 | _____
[12 empty] | _____ |  | 0% | 0 | 0 | _____
[12 empty] | _____ |  | 0% | 0 | 0 | _____
[12 empty] | _____ |  | 0% | 0 | 0 | _____
[12 empty] | _____ |  | 0% | 0 | 0 | _____
[12 empty] | _____ |  | 0% | 0 | 0 | _____
[12 empty] | _____ |  | 0% | 0 | 0 | _____
[12 empty] | _____ |  | 0% | 0 | 0 | _____
[12 empty] | _____ |  | 0% | 0 | 0 | _____
[12 empty] | _____ |  | 0% | 0 | 0 | _____
[12 empty] | _____ |  | 0% | 0 | 0 | _____
[12 empty] | _____ |  | 0% | 0 | 0 | _____
[12 empty] | _____ |  | 0% | 0 | 0 | _____
[12 empty] | _____ |  | 0% | 0 | 0 | _____
[12 empty] | _____ |  | 0% | 0 | 0 | _____
[12 empty] | _____ |  | 0% | 0 | 0 | _____
[12 empty] | _____ |  | 0% | 0 | 0 | _____
[12 empty] | _____ |  | 0% | 0 | 0 | _____
[12 empty] | _____ |  | 0% | 0 | 0 | _____
[12 empty] | _____ |  | 0% | 0 | 0 | _____
[12 empty] | _____ |  | 0% | 0 | 0 | _____
[12 empty] | _____ |  | 0% | 0 | 0 | _____
[12 empty] | _____ |  | 0% | 0 | 0 | _____
[12 empty] | _____ |  | 0% | 0 | 0 | _____
[12 empty] | _____ |  | 0% | 0 | 0 | _____
[12 empty] | _____ |  | 0% | 0 | 0 | _____
[12 empty] | _____ |  | 0% | 0 | 0 | _____
[12 empty] | _____ |  | 0% | 0 | 0 | _____
[12 empty] | _____ |  | 0% | 0 | 0 | _____
[12 empty] | _____ |  | 0% | 0 | 0 | _____
[12 empty] | _____ |  | 0% | 0 | 0 | _____
[12 empty] | _____ |  | 0% | 0 | 0 | _____
[12 empty] | _____ |  | 0% | 0 | 0 | _____
[12 empty] | _____ |  | 0% | 0 | 0 | _____
[12 empty] | _____ |  | 0% | 0 | 0 | _____
[12 empty] | _____ |  | 0% | 0 | 0 | _____
[12 empty] | _____ |  | 0% | 0 | 0 | _____
[12 empty] | _____ |  | 0% | 0 | 0 | _____
[12 empty] | _____ |  | 0% | 0 | 0 | _____
[12 empty] | _____ |  | 0% | 0 | 0 | _____
[12 empty] | _____ |  | 0% | 0 | 0 | _____
[12 empty] | _____ |  | 0% | 0 | 0 | _____
[12 empty] | _____ |  | 0% | 0 | 0 | _____
[12 empty] | _____ |  | 0% | 0 | 0 | _____
[12 empty] | _____ |  | 0% | 0 | 0 | _____
[12 empty] | _____ |  | 0% | 0 | 0 | _____
[12 empty] | _____ |  | 0% | 0 | 0 | _____
[12 empty] | _____ |  | 0% | 0 | 0 | _____
[12 empty] | _____ |  | 0% | 0 | 0 | _____
[12 empty] | _____ |  | 0% | 0 | 0 | _____
[12 empty] | _____ |  | 0% | 0 | 0 | _____
[12 empty] | _____ |  | 0% | 0 | 0 | _____
[12 empty] | _____ |  | 0% | 0 | 0 | _____
[12 empty] | _____ |  | 0% | 0 | 0 | _____
[12 empty] | _____ |  | 0% | 0 | 0 | _____
[12 empty] | _____ |  | 0% | 0 | 0 | _____
[12 empty] | _____ |  | 0% | 0 | 0 | _____
[12 empty] | _____ |  | 0% | 0 | 0 | _____
[12 empty] | _____ |  | 0% | 0 | 0 | _____
[12 empty] | _____ |  | 0% | 0 | 0 | _____
[12 empty] | _____ |  | 0% | 0 | 0 | _____
[12 empty] | _____ |  | 0% | 0 | 0 | _____
[12 empty] | _____ |  | 0% | 0 | 0 | _____
[12 empty] | _____ |  | 0% | 0 | 0 | _____
[12 empty] | _____ |  | 0% | 0 | 0 | _____
[12 empty] | _____ |  | 0% | 0 | 0 | _____
[12 empty] | _____ |  | 0% | 0 | 0 | _____
[12 empty] | _____ |  | 0% | 0 | 0 | _____
[12 empty] | _____ |  | 0% | 0 | 0 | _____
[12 empty] | _____ |  | 0% | 0 | 0 | _____
[12 empty] | _____ |  | 0% | 0 | 0 | _____
[12 empty] | _____ |  | 0% | 0 | 0 | _____
[12 empty] | _____ |  | 0% | 0 | 0 | _____
[12 empty] | _____ |  | 0% | 0 | 0 | _____
[12 empty] | _____ |  | 0% | 0 | 0 | _____
[12 empty] | _____ |  | 0% | 0 | 0 | _____
[12 empty] | _____ |  | 0% | 0 | 0 | _____
[12 empty] | _____ |  | 0% | 0 | 0 | _____
[12 empty] | _____ |  | 0% | 0 | 0 | _____
[12 empty] | _____ |  | 0% | 0 | 0 | _____
[12 empty] | _____ |  | 0% | 0 | 0 | _____
[12 empty] | _____ |  | 0% | 0 | 0 | _____
[12 empty] | _____ |  | 0% | 0 | 0 | _____
[12 empty] | _____ |  | 0% | 0 | 0 | _____
[12 empty] | _____ |  | 0% | 0 | 0 | _____
[12 empty] | _____ |  | 0% | 0 | 0 | _____
[12 empty] | _____ |  | 0% | 0 | 0 | _____
[12 empty] | _____ |  | 0% | 0 | 0 | _____
[12 empty] | _____ |  | 0% | 0 | 0 | _____
[12 empty] | _____ |  | 0% | 0 | 0 | _____
[12 empty] | _____ |  | 0% | 0 | 0 | _____
[12 empty] | _____ |  | 0% | 0 | 0 | _____
[12 empty] | _____ |  | 0% | 0 | 0 | _____
[12 empty] | _____ |  | 0% | 0 | 0 | _____
[12 empty] | _____ |  | 0% | 0 | 0 | _____
[12 empty] | _____ |  | 0% | 0 | 0 | _____
[12 empty] | _____ |  | 0% | 0 | 0 | _____
[12 empty] | _____ |  | 0% | 0 | 0 | _____
[12 empty] | _____ |  | 0% | 0 | 0 | _____
[12 empty] | _____ |  | 0% | 0 | 0 | _____
[12 empty] | _____ |  | 0% | 0 | 0 | _____
[12 empty] | _____ |  | 0% | 0 | 0 | _____
[12 empty] | _____ |  | 0% | 0 | 0 | _____
[12 empty] | _____ |  | 0% | 0 | 0 | _____
[12 empty] | _____ |  | 0% | 0 | 0 | _____
[12 empty] | _____ |  | 0% | 0 | 0 | _____
[12 empty] | _____ |  | 0% | 0 | 0 | _____
[12 empty] | _____ |  | 0% | 0 | 0 | _____
[12 empty] | _____ |  | 0% | 0 | 0 | _____
[12 empty] | _____ |  | 0% | 0 | 0 | _____
[12 empty] | _____ |  | 0% | 0 | 0 | _____
[12 empty] | _____ |  | 0% | 0 | 0 | _____
[12 empty] | _____ |  | 0% | 0 | 0 | _____
[12 empty] | _____ |  | 0% | 0 | 0 | _____
[12 empty] | _____ |  | 0% | 0 | 0 | _____
[12 empty] | _____ |  | 0% | 0 | 0 | _____
[12 empty] | _____ |  | 0% | 0 | 0 | _____
[12 empty] | _____ |  | 0% | 0 | 0 | _____
[12 empty] | _____ |  | 0% | 0 | 0 | _____
[12 empty] | _____ |  | 0% | 0 | 0 | _____
[12 empty] | _____ |  | 0% | 0 | 0 | _____
[12 empty] | _____ |  | 0% | 0 | 0 | _____
[12 empty] | _____ |  | 0% | 0 | 0 | _____
[12 empty] | _____ |  | 0% | 0 | 0 | _____
[12 empty] | _____ |  | 0% | 0 | 0 | _____
[12 empty] | _____ |  | 0% | 0 | 0 | _____
[12 empty] | _____ |  | 0% | 0 | 0 | _____
[12 empty] | _____ |  | 0% | 0 | 0 | _____
[12 empty] | _____ |  | 0% | 0 | 0 | _____
[12 empty] | _____ |  | 0% | 0 | 0 | _____
[12 empty] | _____ |  | 0% | 0 | 0 | _____
[12 empty] | _____ |  | 0% | 0 | 0 | _____
[12 empty] | _____ |  | 0% | 0 | 0 | _____
[12 empty] | _____ |  | 0% | 0 | 0 | _____
[12 empty] | _____ |  | 0% | 0 | 0 | _____
[12 empty] | _____ |  | 0% | 0 | 0 | _____
[12 empty] | _____ |  | 0% | 0 | 0 | _____
[12 empty] | _____ |  | 0% | 0 | 0 | _____
[12 empty] | _____ |  | 0% | 0 | 0 | _____
[12 empty] | _____ |  | 0% | 0 | 0 | _____
[12 empty] | _____ |  | 0% | 0 | 0 | _____
[12 empty] | _____ |  | 0% | 0 | 0 | _____
[12 empty] | _____ |  | 0% | 0 | 0 | _____
[12 empty] | _____ |  | 0% | 0 | 0 | _____
[12 empty] | _____ |  | 0% | 0 | 0 | _____
[12 empty] | _____ |  | 0% | 0 | 0 | _____
[12 empty] | _____ |  | 0% | 0 | 0 | _____
[12 empty] | _____ |  | 0% | 0 | 0 | _____
[12 empty] | _____ |  | 0% | 0 | 0 | _____
[12 empty] | _____ |  | 0% | 0 | 0 | _____
[12 empty] | _____ |  | 0% | 0 | 0 | _____
[12 empty] | _____ |  | 0% | 0 | 0 | _____
[12 empty] | _____ |  | 0% | 0 | 0 | _____
[12 empty] | _____ |  | 0% | 0 | 0 | _____
[12 empty] | _____ |  | 0% | 0 | 0 | _____
[12 empty] | _____ |  | 0% | 0 | 0 | _____
[12 empty] | _____ |  | 0% | 0 | 0 | _____
[12 empty] | _____ |  | 0% | 0 | 0 | _____
[12 empty] | _____ |  | 0% | 0 | 0 | _____
[12 empty] | _____ |  | 0% | 0 | 0 | _____
[12 empty] | _____ |  | 0% | 0 | 0 | _____
[12 empty] | _____ |  | 0% | 0 | 0 | _____
[12 empty] | _____ |  | 0% | 0 | 0 | _____
[12 empty] | _____ |  | 0% | 0 | 0 | _____
[12 empty] | _____ |  | 0% | 0 | 0 | _____
[12 empty] | _____ |  | 0% | 0 | 0 | _____
[12 empty] | _____ |  | 0% | 0 | 0 | _____
[12 empty] | _____ |  | 0% | 0 | 0 | _____
[12 empty] | _____ |  | 0% | 0 | 0 | _____
[12 empty] | _____ |  | 0% | 0 | 0 | _____
[12 empty] | _____ |  | 0% | 0 | 0 | _____
[12 empty] | _____ |  | 0% | 0 | 0 | _____
[12 empty] | _____ |  | 0% | 0 | 0 | _____
[12 empty] | _____ |  | 0% | 0 | 0 | _____
[12 empty] | _____ |  | 0% | 0 | 0 | _____
[12 empty] | _____ |  | 0% | 0 | 0 | _____
[12 empty] | _____ |  | 0% | 0 | 0 | _____
[12 empty] | _____ |  | 0% | 0 | 0 | _____
[12 empty] | _____ |  | 0% | 0 | 0 | _____
[12 empty] | _____ |  | 0% | 0 | 0 | _____
[12 empty] | _____ |  | 0% | 0 | 0 | _____
[12 empty] | _____ |  | 0% | 0 | 0 | _____
[12 empty] | _____ |  | 0% | 0 | 0 | _____
[12 empty] | _____ |  | 0% | 0 | 0 | _____
[12 empty] | _____ |  | 0% | 0 | 0 | _____
[12 empty] | _____ |  | 0% | 0 | 0 | _____
[12 empty] | _____ |  | 0% | 0 | 0 | _____
[12 empty] | _____ |  | 0% | 0 | 0 | _____
[12 empty] | _____ |  | 0% | 0 | 0 | _____
[12 empty] | _____ |  | 0% | 0 | 0 | _____
[12 empty] | _____ |  | 0% | 0 | 0 | _____
[12 empty] | _____ |  | 0% | 0 | 0 | _____
[12 empty] | _____ |  | 0% | 0 | 0 | _____
[12 empty] | _____ |  | 0% | 0 | 0 | _____
[12 empty] | _____ |  | 0% | 0 | 0 | _____
[12 empty] | _____ |  | 0% | 0 | 0 | _____
[12 empty] | _____ |  | 0% | 0 | 0 | _____
[12 empty] | _____ |  | 0% | 0 | 0 | _____
[12 empty] | _____ |  | 0% | 0 | 0 | _____
[12 empty] | _____ |  | 0% | 0 | 0 | _____
[12 empty] | _____ |  | 0% | 0 | 0 | _____
[12 empty] | _____ |  | 0% | 0 | 0 | _____
[12 empty] | _____ |  | 0% | 0 | 0 | _____
[12 empty] | _____ |  | 0% | 0 | 0 | _____
[12 empty] | _____ |  | 0% | 0 | 0 | _____
[12 empty] | _____ |  | 0% | 0 | 0 | _____
[12 empty] | _____ |  | 0% | 0 | 0 | _____
[12 empty] | _____ |  | 0% | 0 | 0 | _____
[12 empty] | _____ |  | 0% | 0 | 0 | _____
[12 empty] | _____ |  | 0% | 0 | 0 | _____
[12 empty] | _____ |  | 0% | 0 | 0 | _____
[12 empty] | _____ |  | 0% | 0 | 0 | _____
[12 empty] | _____ |  | 0% | 0 | 0 | _____
[12 empty] | _____ |  | 0% | 0 | 0 | _____
[12 empty] | _____ |  | 0% | 0 | 0 | _____
[12 empty] | _____ |  | 0% | 0 | 0 | _____
[12 empty] | _____ |  | 0% | 0 | 0 | _____
[12 empty] | _____ |  | 0% | 0 | 0 | _____
[12 empty] | _____ |  | 0% | 0 | 0 | _____
[12 empty] | _____ |  | 0% | 0 | 0 | _____
[12 empty] | _____ |  | 0% | 0 | 0 | _____
[12 empty] | _____ |  | 0% | 0 | 0 | _____
[12 empty] | _____ |  | 0% | 0 | 0 | _____
[12 empty] | _____ |  | 0% | 0 | 0 | _____
[12 empty] | _____ |  | 0% | 0 | 0 | _____
[12 empty] | _____ |  | 0% | 0 | 0 | _____
[12 empty] | _____ |  | 0% | 0 | 0 | _____
[12 empty] | _____ |  | 0% | 0 | 0 | _____
[12 empty] | _____ |  | 0% | 0 | 0 | _____
[12 empty] | _____ |  | 0% | 0 | 0 | _____
[12 empty] | _____ |  | 0% | 0 | 0 | _____
[12 empty] | _____ |  | 0% | 0 | 0 | _____
[12 empty] | _____ |  | 0% | 0 | 0 | _____
[12 empty] | _____ |  | 0% | 0 | 0 | _____
[12 empty] | _____ |  | 0% | 0 | 0 | _____
[12 empty] | _____ |  | 0% | 0 | 0 | _____
[12 empty] | _____ |  | 0% | 0 | 0 | _____
[12 empty] | _____ |  | 0% | 0 | 0 | _____
[12 empty] | _____ |  | 0% | 0 | 0 | _____
[12 empty] | _____ |  | 0% | 0 | 0 | _____
[12 empty] | _____ |  | 0% | 0 | 0 | _____
[12 empty] | _____ |  | 0% | 0 | 0 | _____
[12 empty] | _____ |  | 0% | 0 | 0 | _____
[12 empty] | _____ |  | 0% | 0 | 0 | _____
[12 empty] | _____ |  | 0% | 0 | 0 | _____
[12 empty] | _____ |  | 0% | 0 | 0 | _____
[12 empty] | _____ |  | 0% | 0 | 0 | _____
[12 empty] | _____ |  | 0% | 0 | 0 | _____
[12 empty] | _____ |  | 0% | 0 | 0 | _____
[12 empty] | _____ |  | 0% | 0 | 0 | _____
[12 empty] | _____ |  | 0% | 0 | 0 | _____
[12 empty] | _____ |  | 0% | 0 | 0 | _____
[12 empty] | _____ |  | 0% | 0 | 0 | _____
[12 empty] | _____ |  | 0% | 0 | 0 | _____
[12 empty] | _____ |  | 0% | 0 | 0 | _____
[12 empty] | _____ |  | 0% | 0 | 0 | _____
[12 empty] | _____ |  | 0% | 0 | 0 | _____
[12 empty] | _____ |  | 0% | 0 | 0 | _____
[12 empty] | _____ |  | 0% | 0 | 0 | _____
[12 empty] | _____ |  | 0% | 0 | 0 | _____
[12 empty] | _____ |  | 0% | 0 | 0 | _____
[12 empty] | _____ |  | 0% | 0 | 0 | _____
[12 empty] | _____ |  | 0% | 0 | 0 | _____
[12 empty] | _____ |  | 0% | 0 | 0 | _____
[12 empty] | _____ |  | 0% | 0 | 0 | _____
[12 empty] | _____ |  | 0% | 0 | 0 | _____
[12 empty] | _____ |  | 0% | 0 | 0 | _____
[12 empty] | _____ |  | 0% | 0 | 0 | _____
[12 empty] | _____ |  | 0% | 0 | 0 | _____
[12 empty] | _____ |  | 0% | 0 | 0 | _____
[12 empty] | _____ |  | 0% | 0 | 0 | _____
[12 empty] | _____ |  | 0% | 0 | 0 | _____
[12 empty] | _____ |  | 0% | 0 | 0 | _____
[12 empty] | _____ |  | 0% | 0 | 0 | _____
[12 empty] | _____ |  | 0% | 0 | 0 | _____
[12 empty] | _____ |  | 0% | 0 | 0 | _____
[12 empty] | _____ |  | 0% | 0 | 0 | _____
[12 empty] | _____ |  | 0% | 0 | 0 | _____
[12 empty] | _____ |  | 0% | 0 | 0 | _____
[12 empty] | _____ |  | 0% | 0 | 0 | _____
[12 empty] | _____ |  | 0% | 0 | 0 | _____
[12 empty] | _____ |  | 0% | 0 | 0 | _____
[12 empty] | _____ |  | 0% | 0 | 0 | _____
[12 empty] | _____ |  | 0% | 0 | 0 | _____
[12 empty] | _____ |  | 0% | 0 | 0 | _____
[12 empty] | _____ |  | 0% | 0 | 0 | _____
[12 empty] | _____ |  | 0% | 0 | 0 | _____
[12 empty] | _____ |  | 0% | 0 | 0 | _____
[12 empty] | _____ |  | 0% | 0 | 0 | _____
[12 empty] | _____ |  | 0% | 0 | 0 | _____
[12 empty] | _____ |  | 0% | 0 | 0 | _____
[12 empty] | _____ |  | 0% | 0 | 0 | _____
[12 empty] | _____ |  | 0% | 0 | 0 | _____
[12 empty] | _____ |  | 0% | 0 | 0 | _____
[12 empty] | _____ |  | 0% | 0 | 0 | _____
[12 empty] | _____ |  | 0% | 0 | 0 | _____
[12 empty] | _____ |  | 0% | 0 | 0 | _____
[12 empty] | _____ |  | 0% | 0 | 0 | _____
[12 empty] | _____ |  | 0% | 0 | 0 | _____
[12 empty] | _____ |  | 0% | 0 | 0 | _____
[12 empty] | _____ |  | 0% | 0 | 0 | _____
[12 empty] | _____ |  | 0% | 0 | 0 | _____
[12 empty] | _____ |  | 0% | 0 | 0 | _____
[12 empty] | _____ |  | 0% | 0 | 0 | _____
[12 empty] | _____ |  | 0% | 0 | 0 | _____
[12 empty] | _____ |  | 0% | 0 | 0 | _____
[12 empty] | _____ |  | 0% | 0 | 0 | _____
[12 empty] | _____ |  | 0% | 0 | 0 | _____
[12 empty] | _____ |  | 0% | 0 | 0 | _____
[12 empty] | _____ |  | 0% | 0 | 0 | _____
[12 empty] | _____ |  | 0% | 0 | 0 | _____
[12 empty] | _____ |  | 0% | 0 | 0 | _____
[12 empty] | _____ |  | 0% | 0 | 0 | _____
[12 empty] | _____ |  | 0% | 0 | 0 | _____
[12 empty] | _____ |  | 0% | 0 | 0 | _____
[12 empty] | _____ |  | 0% | 0 | 0 | _____
[12 empty] | _____ |  | 0% | 0 | 0 | _____
[12 empty] | _____ |  | 0% | 0 | 0 | _____
[12 empty] | _____ |  | 0% | 0 | 0 | _____
[12 empty] | _____ |  | 0% | 0 | 0 | _____
[12 empty] | _____ |  | 0% | 0 | 0 | _____
[12 empty] | _____ |  | 0% | 0 | 0 | _____
[12 empty] | _____ |  | 0% | 0 | 0 | _____
[12 empty] | _____ |  | 0% | 0 | 0 | _____
[12 empty] | _____ |  | 0% | 0 | 0 | _____
[12 empty] | _____ |  | 0% | 0 | 0 | _____
[12 empty] | _____ |  | 0% | 0 | 0 | _____
[12 empty] | _____ |  | 0% | 0 | 0 | _____
[12 empty] | _____ |  | 0% | 0 | 0 | _____
[12 empty] | _____ |  | 0% | 0 | 0 | _____
[12 empty] | _____ |  | 0% | 0 | 0 | _____
[12 empty] | _____ |  | 0% | 0 | 0 | _____
[12 empty] | _____ |  | 0% | 0 | 0 | _____
[12 empty] | _____ |  | 0% | 0 | 0 | _____
[12 empty] | _____ |  | 0% | 0 | 0 | _____
[12 empty] | _____ |  | 0% | 0 | 0 | _____
[12 empty] | _____ |  | 0% | 0 | 0 | _____
[12 empty] | _____ |  | 0% | 0 | 0 | _____
[12 empty] | _____ |  | 0% | 0 | 0 | _____
[12 empty] | _____ |  | 0% | 0 | 0 | _____
[12 empty] | _____ |  | 0% | 0 | 0 | _____
[12 empty] | _____ |  | 0% | 0 | 0 | _____
[12 empty] | _____ |  | 0% | 0 | 0 | _____
[12 empty] | _____ |  | 0% | 0 | 0 | _____
[12 empty] | _____ |  | 0% | 0 | 0 | _____
[12 empty] | _____ |  | 0% | 0 | 0 | _____
[12 empty] | _____ |  | 0% | 0 | 0 | _____
[12 empty] | _____ |  | 0% | 0 | 0 | _____
[12 empty] | _____ |  | 0% | 0 | 0 | _____
[12 empty] | _____ |  | 0% | 0 | 0 | _____
[12 empty] | _____ |  | 0% | 0 | 0 | _____
[12 empty] | _____ |  | 0% | 0 | 0 | _____
[12 empty] | _____ |  | 0% | 0 | 0 | _____
[12 empty] | _____ |  | 0% | 0 | 0 | _____
[12 empty] | _____ |  | 0% | 0 | 0 | _____
[12 empty] | _____ |  | 0% | 0 | 0 | _____
[12 empty] | _____ |  | 0% | 0 | 0 | _____
[12 empty] | _____ |  | 0% | 0 | 0 | _____
[12 empty] | _____ |  | 0% | 0 | 0 | _____
[12 empty] | _____ |  | 0% | 0 | 0 | _____
[12 empty] | _____ |  | 0% | 0 | 0 | _____
[12 empty] | _____ |  | 0% | 0 | 0 | _____
[12 empty] | _____ |  | 0% | 0 | 0 | _____
[12 empty] | _____ |  | 0% | 0 | 0 | _____
[12 empty] | _____ |  | 0% | 0 | 0 | _____
[12 empty] | _____ |  | 0% | 0 | 0 | _____
[12 empty] | _____ |  | 0% | 0 | 0 | _____
[12 empty] | _____ |  | 0% | 0 | 0 | _____
[12 empty] | _____ |  | 0% | 0 | 0 | _____
[12 empty] | _____ |  | 0% | 0 | 0 | _____
[12 empty] | _____ |  | 0% | 0 | 0 | _____
[12 empty] | _____ |  | 0% | 0 | 0 | _____
[12 empty] | _____ |  | 0% | 0 | 0 | _____
[12 empty] | _____ |  | 0% | 0 | 0 | _____
[12 empty] | _____ |  | 0% | 0 | 0 | _____
[12 empty] | _____ |  | 0% | 0 | 0 | _____
[12 empty] | _____ |  | 0% | 0 | 0 | _____
[12 empty] | _____ |  | 0% | 0 | 0 | _____
[12 empty] | _____ |  | 0% | 0 | 0 | _____
[12 empty] | _____ |  | 0% | 0 | 0 | _____
[12 empty] | _____ |  | 0% | 0 | 0 | _____
[12 empty] | _____ |  | 0% | 0 | 0 | _____
[12 empty] | _____ |  | 0% | 0 | 0 | _____
[12 empty] | _____ |  | 0% | 0 | 0 | _____
[12 empty] | _____ |  | 0% | 0 | 0 | _____
[12 empty] | _____ |  | 0% | 0 | 0 | _____
[12 empty] | _____ |  | 0% | 0 | 0 | _____
[12 empty] | _____ |  | 0% | 0 | 0 | _____
[12 empty] | _____ |  | 0% | 0 | 0 | _____
[12 empty] | _____ |  | 0% | 0 | 0 | _____
[12 empty] | _____ |  | 0% | 0 | 0 | _____
[12 empty] | _____ |  | 0% | 0 | 0 | _____
[12 empty] | _____ |  | 0% | 0 | 0 | _____
[12 empty] | _____ |  | 0% | 0 | 0 | _____
[12 empty] | _____ |  | 0% | 0 | 0 | _____
[12 empty] | _____ |  | 0% | 0 | 0 | _____
[12 empty] | _____ |  | 0% | 0 | 0 | _____
[12 empty] | _____ |  | 0% | 0 | 0 | _____
[12 empty] | _____ |  | 0% | 0 | 0 | _____
[12 empty] | _____ |  | 0% | 0 | 0 | _____
[12 empty] | _____ |  | 0% | 0 | 0 | _____
[12 empty] | _____ |  | 0% | 0 | 0 | _____
[12 empty] | _____ |  | 0% | 0 | 0 | _____
[12 empty] | _____ |  | 0% | 0 | 0 | _____
[12 empty] | _____ |  | 0% | 0 | 0 | _____
[12 empty] | _____ |  | 0% | 0 | 0 | _____
[12 empty] | _____ |  | 0% | 0 | 0 | _____
[12 empty] | _____ |  | 0% | 0 | 0 | _____
[12 empty] | _____ |  | 0% | 0 | 0 | _____
[12 empty] | _____ |  | 0% | 0 | 0 | _____
[12 empty] | _____ |  | 0% | 0 | 0 | _____
[12 empty] | _____ |  | 0% | 0 | 0 | _____
[12 empty] | _____ |  | 0% | 0 | 0 | _____
[12 empty] | _____ |  | 0% | 0 | 0 | _____
[12 empty] | _____ |  | 0% | 0 | 0 | _____
[12 empty] | _____ |  | 0% | 0 | 0 | _____
[12 empty] | _____ |  | 0% | 0 | 0 | _____
[12 empty] | _____ |  | 0% | 0 | 0 | _____
[12 empty] | _____ |  | 0% | 0 | 0 | _____
[12 empty] | _____ |  | 0% | 0 | 0 | _____
[12 empty] | _____ |  | 0% | 0 | 0 | _____
[12 empty] | _____ |  | 0% | 0 | 0 | _____
[12 empty] | _____ |  | 0% | 0 | 0 | _____
[12 empty] | _____ |  | 0% | 0 | 0 | _____
[12 empty] | _____ |  | 0% | 0 | 0 | _____
[12 empty] | _____ |  | 0% | 0 | 0 | _____
[12 empty] | _____ |  | 0% | 0 | 0 | _____
[12 empty] | _____ |  | 0% | 0 | 0 | _____
[12 empty] | _____ |  | 0% | 0 | 0 | _____
[12 empty] | _____ |  | 0% | 0 | 0 | _____
[12 empty] | _____ |  | 0% | 0 | 0 | _____
[12 empty] | _____ |  | 0% | 0 | 0 | _____
[12 empty] | _____ |  | 0% | 0 | 0 | _____
[12 empty] | _____ |  | 0% | 0 | 0 | _____
[12 empty] | _____ |  | 0% | 0 | 0 | _____
[12 empty] | _____ |  | 0% | 0 | 0 | _____
[12 empty] | _____ |  | 0% | 0 | 0 | _____
[12 empty] | _____ |  | 0% | 0 | 0 | _____
[12 empty] | _____ |  | 0% | 0 | 0 | _____
[12 empty] | _____ |  | 0% | 0 | 0 | _____
[12 empty] | _____ |  | 0% | 0 | 0 | _____
[12 empty] | _____ |  | 0% | 0 | 0 | _____
[12 empty] | _____ |  | 0% | 0 | 0 | _____
[12 empty] | _____ |  | 0% | 0 | 0 | _____
[12 empty] | _____ |  | 0% | 0 | 0 | _____
[12 empty] | _____ |  | 0% | 0 | 0 | _____
[12 empty] | _____ |  | 0% | 0 | 0 | _____
[12 empty] | _____ |  | 0% | 0 | 0 | _____
[12 empty] | _____ |  | 0% | 0 | 0 | _____
[12 empty] | _____ |  | 0% | 0 | 0 | _____
[12 empty] | _____ |  | 0% | 0 | 0 | _____
[12 empty] | _____ |  | 0% | 0 | 0 | _____
[12 empty] | _____ |  | 0% | 0 | 0 | _____
[12 empty] | _____ |  | 0% | 0 | 0 | _____
[12 empty] | _____ |  | 0% | 0 | 0 | _____
[12 empty] | _____ |  | 0% | 0 | 0 | _____
[12 empty] | _____ |  | 0% | 0 | 0 | _____
[12 empty] | _____ |  | 0% | 0 | 0 | _____
[12 empty] | _____ |  | 0% | 0 | 0 | _____
[12 empty] | _____ |  | 0% | 0 | 0 | _____
[12 empty] | _____ |  | 0% | 0 | 0 | _____
[12 empty] | _____ |  | 0% | 0 | 0 | _____
[12 empty] | _____ |  | 0% | 0 | 0 | _____
[12 empty] | _____ |  | 0% | 0 | 0 | _____
[12 empty] | _____ |  | 0% | 0 | 0 | _____
[12 empty] | _____ |  | 0% | 0 | 0 | _____
[12 empty] | _____ |  | 0% | 0 | 0 | _____
[12 empty] | _____ |  | 0% | 0 | 0 | _____
[12 empty] | _____ |  | 0% | 0 | 0 | _____
[12 empty] | _____ |  | 0% | 0 | 0 | _____
[12 empty] | _____ |  | 0% | 0 | 0 | _____
[12 empty] | _____ |  | 0% | 0 | 0 | _____
[12 empty] | _____ |  | 0% | 0 | 0 | _____
[12 empty] | _____ |  | 0% | 0 | 0 | _____
[12 empty] | _____ |  | 0% | 0 | 0 | _____
[12 empty] | _____ |  | 0% | 0 | 0 | _____
[12 empty] | _____ |  | 0% | 0 | 0 | _____
[12 empty] | _____ |  | 0% | 0 | 0 | _____
[12 empty] | _____ |  | 0% | 0 | 0 | _____
[12 empty] | _____ |  | 0% | 0 | 0 | _____
[12 empty] | _____ |  | 0% | 0 | 0 | _____
[12 empty] | _____ |  | 0% | 0 | 0 | _____
[12 empty] | _____ |  | 0% | 0 | 0 | _____
[12 empty] | _____ |  | 0% | 0 | 0 | _____
[12 empty] | _____ |  | 0% | 0 | 0 | _____
[12 empty] | _____ |  | 0% | 0 | 0 | _____
[12 empty] | _____ |  | 0% | 0 | 0 | _____
[12 empty] | _____ |  | 0% | 0 | 0 | _____
[12 empty] | _____ |  | 0% | 0 | 0 | _____
[12 empty] | _____ |  | 0% | 0 | 0 | _____
[12 empty] | _____ |  | 0% | 0 | 0 | _____
[12 empty] | _____ |  | 0% | 0 | 0 | _____
[12 empty] | _____ |  | 0% | 0 | 0 | _____
[12 empty] | _____ |  | 0% | 0 | 0 | _____
[12 empty] | _____ |  | 0% | 0 | 0 | _____
[12 empty] | _____ |  | 0% | 0 | 0 | _____
[12 empty] | _____ |  | 0% | 0 | 0 | _____
[12 empty] | _____ |  | 0% | 0 | 0 | _____
[12 empty] | _____ |  | 0% | 0 | 0 | _____
[12 empty] | _____ |  | 0% | 0 | 0 | _____
[12 empty] | _____ |  | 0% | 0 | 0 | _____
[12 empty] | _____ |  | 0% | 0 | 0 | _____
[12 empty] | _____ |  | 0% | 0 | 0 | _____
[12 empty] | _____ |  | 0% | 0 | 0 | _____
[12 empty] | _____ |  | 0% | 0 | 0 | _____
[12 empty] | _____ |  | 0% | 0 | 0 | _____
[12 empty] | _____ |  | 0% | 0 | 0 | _____
[12 empty] | _____ |  | 0% | 0 | 0 | _____
[12 empty] | _____ |  | 0% | 0 | 0 | _____
[12 empty] | _____ |  | 0% | 0 | 0 | _____
[12 empty] | _____ |  | 0% | 0 | 0 | _____
[12 empty] | _____ |  | 0% | 0 | 0 | _____
[12 empty] | _____ |  | 0% | 0 | 0 | _____
[12 empty] | _____ |  | 0% | 0 | 0 | _____
[12 empty] | _____ |  | 0% | 0 | 0 | _____
[12 empty] | _____ |  | 0% | 0 | 0 | _____
[12 empty] | _____ |  | 0% | 0 | 0 | _____
[12 empty] | _____ |  | 0% | 0 | 0 | _____
[12 empty] | _____ |  | 0% | 0 | 0 | _____
[12 empty] | _____ |  | 0% | 0 | 0 | _____
[12 empty] | _____ |  | 0% | 0 | 0 | _____
[12 empty] | _____ |  | 0% | 0 | 0 | _____
[12 empty] | _____ |  | 0% | 0 | 0 | _____
[12 empty] | _____ |  | 0% | 0 | 0 | _____
[12 empty] | _____ |  | 0% | 0 | 0 | _____
[12 empty] | _____ |  | 0% | 0 | 0 | _____
[12 empty] | _____ |  | 0% | 0 | 0 | _____
[12 empty] | _____ |  | 0% | 0 | 0 | _____
[12 empty] | _____ |  | 0% | 0 | 0 | _____
[12 empty] | _____ |  | 0% | 0 | 0 | _____
[12 empty] | _____ |  | 0% | 0 | 0 | _____
[12 empty] | _____ |  | 0% | 0 | 0 | _____
[12 empty] | _____ |  | 0% | 0 | 0 | _____
[12 empty] | _____ |  | 0% | 0 | 0 | _____
[12 empty] | _____ |  | 0% | 0 | 0 | _____
[12 empty] | _____ |  | 0% | 0 | 0 | _____
[12 empty] | _____ |  | 0% | 0 | 0 | _____
[12 empty] | _____ |  | 0% | 0 | 0 | _____
[12 empty] | _____ |  | 0% | 0 | 0 | _____
[12 empty] | _____ |  | 0% | 0 | 0 | _____
[12 empty] | _____ |  | 0% | 0 | 0 | _____
[12 empty] | _____ |  | 0% | 0 | 0 | _____
[12 empty] | _____ |  | 0% | 0 | 0 | _____
[12 empty] | _____ |  | 0% | 0 | 0 | _____
[12 empty] | _____ |  | 0% | 0 | 0 | _____
[12 empty] | _____ |  | 0% | 0 | 0 | _____
[12 empty] | _____ |  | 0% | 0 | 0 | _____
[12 empty] | _____ |  | 0% | 0 | 0 | _____
[12 empty] | _____ |  | 0% | 0 | 0 | _____
[12 empty] | _____ |  | 0% | 0 | 0 | _____
[12 empty] | _____ |  | 0% | 0 | 0 | _____
[12 empty] | _____ |  | 0% | 0 | 0 | _____
[12 empty] | _____ |  | 0% | 0 | 0 | _____
[12 empty] | _____ |  | 0% | 0 | 0 | _____
[12 empty] | _____ |  | 0% | 0 | 0 | _____
[12 empty] | _____ |  | 0% | 0 | 0 | _____
[12 empty] | _____ |  | 0% | 0 | 0 | _____
[12 empty] | _____ |  | 0% | 0 | 0 | _____
[12 empty] | _____ |  | 0% | 0 | 0 | _____
[12 empty] | _____ |  | 0% | 0 | 0 | _____
[12 empty] | _____ |  | 0% | 0 | 0 | _____
[12 empty] | _____ |  | 0% | 0 | 0 | _____
[12 empty] | _____ |  | 0% | 0 | 0 | _____
[12 empty] | _____ |  | 0% | 0 | 0 | _____
[12 empty] | _____ |  | 0% | 0 | 0 | _____
[12 empty] | _____ |  | 0% | 0 | 0 | _____
[12 empty] | _____ |  | 0% | 0 | 0 | _____
[12 empty] | _____ |  | 0% | 0 | 0 | _____
[12 empty] | _____ |  | 0% | 0 | 0 | _____
[12 empty] | _____ |  | 0% | 0 | 0 | _____
[12 empty] | _____ |  | 0% | 0 | 0 | _____
[12 empty] | _____ |  | 0% | 0 | 0 | _____
[12 empty] | _____ |  | 0% | 0 | 0 | _____
[12 empty] | _____ |  | 0% | 0 | 0 | _____
[12 empty] | _____ |  | 0% | 0 | 0 | _____
[12 empty] | _____ |  | 0% | 0 | 0 | _____
[12 empty] | _____ |  | 0% | 0 | 0 | _____
[12 empty] | _____ |  | 0% | 0 | 0 | _____
[12 empty] | _____ |  | 0% | 0 | 0 | _____
[12 empty] | _____ |  | 0% | 0 | 0 | _____
[12 empty] | _____ |  | 0% | 0 | 0 | _____
[12 empty] | _____ |  | 0% | 0 | 0 | _____
[12 empty] | _____ |  | 0% | 0 | 0 | _____
[12 empty] | _____ |  | 0% | 0 | 0 | _____
[12 empty] | _____ |  | 0% | 0 | 0 | _____
[12 empty] | _____ |  | 0% | 0 | 0 | _____
[12 empty] | _____ |  | 0% | 0 | 0 | _____
[12 empty] | _____ |  | 0% | 0 | 0 | _____
[12 empty] | _____ |  | 0% | 0 | 0 | _____
[12 empty] | _____ |  | 0% | 0 | 0 | _____
[12 empty] | _____ |  | 0% | 0 | 0 | _____
[12 empty] | _____ |  | 0% | 0 | 0 | _____
[12 empty] | _____ |  | 0% | 0 | 0 | _____
[12 empty] | _____ |  | 0% | 0 | 0 | _____
[12 empty] | _____ |  | 0% | 0 | 0 | _____
[12 empty] | _____ |  | 0% | 0 | 0 | _____
[12 empty] | _____ |  | 0% | 0 | 0 | _____
[12 empty] | _____ |  | 0% | 0 | 0 | _____
[12 empty] | _____ |  | 0% | 0 | 0 | _____
[12 empty] | _____ |  | 0% | 0 | 0 | _____
[12 empty] | _____ |  | 0% | 0 | 0 | _____
[12 empty] | _____ |  | 0% | 0 | 0 | _____
[12 empty] | _____ |  | 0% | 0 | 0 | _____
[12 empty] | _____ |  | 0% | 0 | 0 | _____
[12 empty] | _____ |  | 0% | 0 | 0 | _____
[12 empty] | _____ |  | 0% | 0 | 0 | _____
[12 empty] | _____ |  | 0% | 0 | 0 | _____
[12 empty] | _____ |  | 0% | 0 | 0 | _____
[12 empty] | _____ |  | 0% | 0 | 0 | _____
[12 empty] | _____ |  | 0% | 0 | 0 | _____
[12 empty] | _____ |  | 0% | 0 | 0 | _____
[12 empty] | _____ |  | 0% | 0 | 0 | _____
[12 empty] | _____ |  | 0% | 0 | 0 | _____
[12 empty] | _____ |  | 0% | 0 | 0 | _____
[12 empty] | _____ |  | 0% | 0 | 0 | _____
[12 empty] | _____ |  | 0% | 0 | 0 | _____
[12 empty] | _____ |  | 0% | 0 | 0 | _____
[12 empty] | _____ |  | 0% | 0 | 0 | _____
[12 empty] | _____ |  | 0% | 0 | 0 | _____
[12 empty] | _____ |  | 0% | 0 | 0 | _____
[12 empty] | _____ |  | 0% | 0 | 0 | _____
[12 empty] | _____ |  | 0% | 0 | 0 | _____
[12 empty] | _____ |  | 0% | 0 | 0 | _____
[12 empty] | _____ |  | 0% | 0 | 0 | _____
[12 empty] | _____ |  | 0% | 0 | 0 | _____
[12 empty] | _____ |  | 0% | 0 | 0 | _____
[12 empty] | _____ |  | 0% | 0 | 0 | _____
[12 empty] | _____ |  | 0% | 0 | 0 | _____
[12 empty] | _____ |  | 0% | 0 | 0 | _____
[12 empty] | _____ |  | 0% | 0 | 0 | _____
[12 empty] | _____ |  | 0% | 0 | 0 | _____
[12 empty] | _____ |  | 0% | 0 | 0 | _____
[12 empty] | _____ |  | 0% | 0 | 0 | _____
[12 empty] | _____ |  | 0% | 0 | 0 | _____
[12 empty] | _____ |  | 0% | 0 | 0 | _____
[12 empty] | _____ |  | 0% | 0 | 0 | _____
[12 empty] | _____ |  | 0% | 0 | 0 | _____
[12 empty] | _____ |  | 0% | 0 | 0 | _____
[12 empty] | _____ |  | 0% | 0 | 0 | _____
[12 empty] | _____ |  | 0% | 0 | 0 | _____
[12 empty] | _____ |  | 0% | 0 | 0 | _____
[12 empty] | _____ |  | 0% | 0 | 0 | _____
[12 empty] | _____ |  | 0% | 0 | 0 | _____
[12 empty] | _____ |  | 0% | 0 | 0 | _____
[12 empty] | _____ |  | 0% | 0 | 0 | _____
[12 empty] | _____ |  | 0% | 0 | 0 | _____
[12 empty] | _____ |  | 0% | 0 | 0 | _____
[12 empty] | _____ |  | 0% | 0 | 0 | _____
[12 empty] | _____ |  | 0% | 0 | 0 | _____
[12 empty] | _____ |  | 0% | 0 | 0 | _____
[12 empty] | _____ |  | 0% | 0 | 0 | _____
[12 empty] | _____ |  | 0% | 0 | 0 | _____
[12 empty] | _____ |  | 0% | 0 | 0 | _____
[12 empty] | _____ |  | 0% | 0 | 0 | _____
[12 empty] | _____ |  | 0% | 0 | 0 | _____
[12 empty] | _____ |  | 0% | 0 | 0 | _____
[12 empty] | _____ |  | 0% | 0 | 0 | _____
[12 empty] | _____ |  | 0% | 0 | 0 | _____
[12 empty] | _____ |  | 0% | 0 | 0 | _____
[12 empty] | _____ |  | 0% | 0 | 0 | _____
[12 empty] | _____ |  | 0% | 0 | 0 | _____
[12 empty] | _____ |  | 0% | 0 | 0 | _____
[12 empty] | _____ |  | 0% | 0 | 0 | _____
[12 empty] | _____ |  | 0% | 0 | 0 | _____
[12 empty] | _____ |  | 0% | 0 | 0 | _____
[12 empty] | _____ |  | 0% | 0 | 0 | _____
[12 empty] | _____ |  | 0% | 0 | 0 | _____
[12 empty] | _____ |  | 0% | 0 | 0 | _____
[12 empty] | _____ |  | 0% | 0 | 0 | _____
[12 empty] | _____ |  | 0% | 0 | 0 | _____
[12 empty] | _____ |  | 0% | 0 | 0 | _____
[12 empty] | _____ |  | 0% | 0 | 0 | _____
[12 empty] | _____ |  | 0% | 0 | 0 | _____
[12 empty] | _____ |  | 0% | 0 | 0 | _____
[12 empty] | _____ |  | 0% | 0 | 0 | _____
[12 empty] | _____ |  | 0% | 0 | 0 | _____
[12 empty] | _____ |  | 0% | 0 | 0 | _____
[12 empty] | _____ |  | 0% | 0 | 0 | _____
[12 empty] | _____ |  | 0% | 0 | 0 | _____
[12 empty] | _____ |  | 0% | 0 | 0 | _____
[12 empty] | _____ |  | 0% | 0 | 0 | _____
[12 empty] | _____ |  | 0% | 0 | 0 | _____
[12 empty] | _____ |  | 0% | 0 | 0 | _____
[12 empty] | _____ |  | 0% | 0 | 0 | _____
[12 empty] | _____ |  | 0% | 0 | 0 | _____
[12 empty] | _____ |  | 0% | 0 | 0 | _____
[12 empty] | _____ |  | 0% | 0 | 0 | _____
[12 empty] | _____ |  | 0% | 0 | 0 | _____
[12 empty] | _____ |  | 0% | 0 | 0 | _____
[12 empty] | _____ |  | 0% | 0 | 0 | _____
[12 empty] | _____ |  | 0% | 0 | 0 | _____
[12 empty] | _____ |  | 0% | 0 | 0 | _____
[12 empty] | _____ |  | 0% | 0 | 0 | _____
[12 empty] | _____ |  | 0% | 0 | 0 | _____
[12 empty] | _____ |  | 0% | 0 | 0 | _____
[12 empty] | _____ |  | 0% | 0 | 0 | _____
[12 empty] | _____ |  | 0% | 0 | 0 | _____
[12 empty] | _____ |  | 0% | 0 | 0 | _____
[12 empty] | _____ |  | 0% | 0 | 0 | _____
[12 empty] | _____ |  | 0% | 0 | 0 | _____
[12 empty] | _____ |  | 0% | 0 | 0 | _____
[12 empty] | _____ |  | 0% | 0 | 0 | _____
[12 empty] | _____ |  | 0% | 0 | 0 | _____
[12 empty] | _____ |  | 0% | 0 | 0 | _____
[12 empty] | _____ |  | 0% | 0 | 0 | _____
[12 empty] | _____ |  | 0% | 0 | 0 | _____
[12 empty] | _____ |  | 0% | 0 | 0 | _____
[12 empty] | _____ |  | 0% | 0 | 0 | _____
[12 empty] | _____ |  | 0% | 0 | 0 | _____
[12 empty] | _____ |  | 0% | 0 | 0 | _____
[12 empty] | _____ |  | 0% | 0 | 0 | _____
[12 empty] | _____ |  | 0% | 0 | 0 | _____
[12 empty] | _____ |  | 0% | 0 | 0 | _____
[12 empty] | _____ |  | 0% | 0 | 0 | _____
[12 empty] | _____ |  | 0% | 0 | 0 | _____
[12 empty] | _____ |  | 0% | 0 | 0 | _____
[12 empty] | _____ |  | 0% | 0 | 0 | _____
[12 empty] | _____ |  | 0% | 0 | 0 | _____
[12 empty] | _____ |  | 0% | 0 | 0 | _____
[12 empty] | _____ |  | 0% | 0 | 0 | _____
[12 empty] | _____ |  | 0% | 0 | 0 | _____
[12 empty] | _____ |  | 0% | 0 | 0 | _____
[12 empty] | _____ |  | 0% | 0 | 0 | _____
[12 empty] | _____ |  | 0% | 0 | 0 | _____
[12 empty] | _____ |  | 0% | 0 | 0 | _____
[12 empty] | _____ |  | 0% | 0 | 0 | _____
[12 empty] | _____ |  | 0% | 0 | 0 | _____
[12 empty] | _____ |  | 0% | 0 | 0 | _____
[12 empty] | _____ |  | 0% | 0 | 0 | _____
[12 empty] | _____ |  | 0% | 0 | 0 | _____
[12 empty] | _____ |  | 0% | 0 | 0 | _____
[12 empty] | _____ |  | 0% | 0 | 0 | _____
[12 empty] | _____ |  | 0% | 0 | 0 | _____
[12 empty] | _____ |  | 0% | 0 | 0 | _____
[12 empty] | _____ |  | 0% | 0 | 0 | _____
[12 empty] | _____ |  | 0% | 0 | 0 | _____
[12 empty] | _____ |  | 0% | 0 | 0 | _____
[12 empty] | _____ |  | 0% | 0 | 0 | _____
[12 empty] | _____ |  | 0% | 0 | 0 | _____
[12 empty] | _____ |  | 0% | 0 | 0 | _____
[12 empty] | _____ |  | 0% | 0 | 0 | _____
[12 empty] | _____ |  | 0% | 0 | 0 | _____
[12 empty] | _____ |  | 0% | 0 | 0 | _____
[12 empty] | _____ |  | 0% | 0 | 0 | _____
[12 empty] | _____ |  | 0% | 0 | 0 | _____
[12 empty] | _____ |  | 0% | 0 | 0 | _____
[12 empty] | _____ |  | 0% | 0 | 0 | _____
[12 empty] | _____ |  | 0% | 0 | 0 | _____
[12 empty] | _____ |  | 0% | 0 | 0 | _____
[12 empty] | _____ |  | 0% | 0 | 0 | _____
[12 empty] | _____ |  | 0% | 0 | 0 | _____
[12 empty] | _____ |  | 0% | 0 | 0 | _____
[12 empty] | _____ |  | 0% | 0 | 0 | _____
[12 empty] | _____ |  | 0% | 0 | 0 | _____
[12 empty] | _____ |  | 0% | 0 | 0 | _____
[12 empty] | _____ |  | 0% | 0 | 0 | _____
[12 empty] | _____ |  | 0% | 0 | 0 | _____
[12 empty] | _____ |  | 0% | 0 | 0 | _____
[12 empty] | _____ |  | 0% | 0 | 0 | _____
[12 empty] | _____ |  | 0% | 0 | 0 | _____
[12 empty] | _____ |  | 0% | 0 | 0 | _____
[12 empty] | _____ |  | 0% | 0 | 0 | _____
[12 empty] | _____ |  | 0% | 0 | 0 | _____
[12 empty] | _____ |  | 0% | 0 | 0 | _____
[12 empty] | _____ |  | 0% | 0 | 0 | _____
[12 empty] | _____ |  | 0% | 0 | 0 | _____
[12 empty] | _____ |  | 0% | 0 | 0 | _____
[12 empty] | _____ |  | 0% | 0 | 0 | _____
[12 empty] | _____ |  | 0% | 0 | 0 | _____
[12 empty] | _____ |  | 0% | 0 | 0 | _____
[12 empty] | _____ |  | 0% | 0 | 0 | _____
[12 empty] | _____ |  | 0% | 0 | 0 | _____
[12 empty] | _____ |  | 0% | 0 | 0 | _____
[12 empty] | _____ |  | 0% | 0 | 0 | _____
[12 empty] | _____ |  | 0% | 0 | 0 | _____
[12 empty] | _____ |  | 0% | 0 | 0 | _____
[12 empty] | _____ |  | 0% | 0 | 0 | _____
[12 empty] | _____ |  | 0% | 0 | 0 | _____
[12 empty] | _____ |  | 0% | 0 | 0 | _____
[12 empty] | _____ |  | 0% | 0 | 0 | _____
[12 empty] | _____ |  | 0% | 0 | 0 | _____
[12 empty] | _____ |  | 0% | 0 | 0 | _____
[12 empty] | _____ |  | 0% | 0 | 0 | _____
[12 empty] | _____ |  | 0% | 0 | 0 | _____
[12 empty] | _____ |  | 0% | 0 | 0 | _____
[12 empty] | _____ |  | 0% | 0 | 0 | _____
[12 empty] | _____ |  | 0% | 0 | 0 | _____
[12 empty] | _____ |  | 0% | 0 | 0 | _____
[12 empty] | _____ |  | 0% | 0 | 0 | _____
[12 empty] | _____ |  | 0% | 0 | 0 | _____
[12 empty] | _____ |  | 0% | 0 | 0 | _____
[12 empty] | _____ |  | 0% | 0 | 0 | _____
[12 empty] | _____ |  | 0% | 0 | 0 | _____
[12 empty] | _____ |  | 0% | 0 | 0 | _____
[12 empty] | _____ |  | 0% | 0 | 0 | _____
[12 empty] | _____ |  | 0% | 0 | 0 | _____
[12 empty] | _____ |  | 0% | 0 | 0 | _____
[12 empty] | _____ |  | 0% | 0 | 0 | _____
[12 empty] | _____ |  | 0% | 0 | 0 | _____
[12 empty] | _____ |  | 0% | 0 | 0 | _____
[12 empty] | _____ |  | 0% | 0 | 0 | _____
[12 empty] | _____ |  | 0% | 0 | 0 | _____
[12 empty] | _____ |  | 0% | 0 | 0 | _____
[12 empty] | _____ |  | 0% | 0 | 0 | _____
[12 empty] | _____ |  | 0% | 0 | 0 | _____
[12 empty] | _____ |  | 0% | 0 | 0 | _____
[12 empty] | _____ |  | 0% | 0 | 0 | _____
[12 empty] | _____ |  | 0% | 0 | 0 | _____
[12 empty] | _____ |  | 0% | 0 | 0 | _____
[12 empty] | _____ |  | 0% | 0 | 0 | _____
[12 empty] | _____ |  | 0% | 0 | 0 | _____
[12 empty] | _____ |  | 0% | 0 | 0 | _____
[12 empty] | _____ |  | 0% | 0 | 0 | _____
[12 empty] | _____ |  | 0% | 0 | 0 | _____
[12 empty] | _____ |  | 0% | 0 | 0 | _____
[12 empty] | _____ |  | 0% | 0 | 0 | _____
[12 empty] | _____ |  | 0% | 0 | 0 | _____
[12 empty] | _____ |  | 0% | 0 | 0 | _____
[12 empty] | _____ |  | 0% | 0 | 0 | _____
[12 empty] | _____ |  | 0% | 0 | 0 | _____
[12 empty] | _____ |  | 0% | 0 | 0 | _____
[12 empty] | _____ |  | 0% | 0 | 0 | _____
[12 empty] | _____ |  | 0% | 0 | 0 | _____
[12 empty] | _____ |  | 0% | 0 | 0 | _____
[12 empty] | _____ |  | 0% | 0 | 0 | _____
[12 empty] | _____ |  | 0% | 0 | 0 | _____
[12 empty] | _____ |  | 0% | 0 | 0 | _____
[12 empty] | _____ |  | 0% | 0 | 0 | _____
[12 empty] | _____ |  | 0% | 0 | 0 | _____
[12 empty] | _____ |  | 0% | 0 | 0 | _____
[12 empty] | _____ |  | 0% | 0 | 0 | _____
[12 empty] | _____ |  | 0% | 0 | 0 | _____
[12 empty] | _____ |  | 0% | 0 | 0 | _____
[12 empty] | _____ |  | 0% | 0 | 0 | _____
[12 empty] | _____ |  | 0% | 0 | 0 | _____
[12 empty] | _____ |  | 0% | 0 | 0 | _____
[12 empty] | _____ |  | 0% | 0 | 0 | _____
[12 empty] | _____ |  | 0% | 0 | 0 | _____
[12 empty] | _____ |  | 0% | 0 | 0 | _____
[12 empty] | _____ |  | 0% | 0 | 0 | _____
[12 empty] | _____ |  | 0% | 0 | 0 | _____
[12 empty] | _____ |  | 0% | 0 | 0 | _____
[12 empty] | _____ |  | 0% | 0 | 0 | _____
[12 empty] | _____ |  | 0% | 0 | 0 | _____
[12 empty] | _____ |  | 0% | 0 | 0 | _____
[12 empty] | _____ |  | 0% | 0 | 0 | _____
[12 empty] | _____ |  | 0% | 0 | 0 | _____
[12 empty] | _____ |  | 0% | 0 | 0 | _____
[12 empty] | _____ |  | 0% | 0 | 0 | _____
[12 empty] | _____ |  | 0% | 0 | 0 | _____
[12 empty] | _____ |  | 0% | 0 | 0 | _____
[12 empty] | _____ |  | 0% | 0 | 0 | _____
[12 empty] | _____ |  | 0% | 0 | 0 | _____
[12 empty] | _____ |  | 0% | 0 | 0 | _____
[12 empty] | _____ |  | 0% | 0 | 0 | _____
[12 empty] | _____ |  | 0% | 0 | 0 | _____
[12 empty] | _____ |  | 0% | 0 | 0 | _____
[12 empty] | _____ |  | 0% | 0 | 0 | _____
[12 empty] | _____ |  | 0% | 0 | 0 | _____
[12 empty] | _____ |  | 0% | 0 | 0 | _____
[12 empty] | _____ |  | 0% | 0 | 0 | _____
[12 empty] | _____ |  | 0% | 0 | 0 | _____
[12 empty] | _____ |  | 0% | 0 | 0 | _____
[12 empty] | _____ |  | 0% | 0 | 0 | _____
[12 empty] | _____ |  | 0% | 0 | 0 | _____
[12 empty] | _____ |  | 0% | 0 | 0 | _____
[12 empty] | _____ |  | 0% | 0 | 0 | _____
[12 empty] | _____ |  | 0% | 0 | 0 | _____
[12 empty] | _____ |  | 0% | 0 | 0 | _____
[12 empty] | _____ |  | 0% | 0 | 0 | _____
[12 empty] | _____ |  | 0% | 0 | 0 | _____
[12 empty] | _____ |  | 0% | 0 | 0 | _____
[12 empty] | _____ |  | 0% | 0 | 0 | _____
[12 empty] | _____ |  | 0% | 0 | 0 | _____
[12 empty] | _____ |  | 0% | 0 | 0 | _____
[12 empty] | _____ |  | 0% | 0 | 0 | _____
[12 empty] | _____ |  | 0% | 0 | 0 | _____
[12 empty] | _____ |  | 0% | 0 | 0 | _____
[12 empty] | _____ |  | 0% | 0 | 0 | _____
[12 empty] | _____ |  | 0% | 0 | 0 | _____
[12 empty] | _____ |  | 0% | 0 | 0 | _____
[12 empty] | _____ |  | 0% | 0 | 0 | _____
[12 empty] | _____ |  | 0% | 0 | 0 | _____
[12 empty] | _____ |  | 0% | 0 | 0 | _____
[12 empty] | _____ |  | 0% | 0 | 0 | _____
[12 empty] | _____ |  | 0% | 0 | 0 | _____
[12 empty] | _____ |  | 0% | 0 | 0 | _____
[12 empty] | _____ |  | 0% | 0 | 0 | _____
[12 empty] | _____ |  | 0% | 0 | 0 | _____
[12 empty] | _____ |  | 0% | 0 | 0 | _____
[12 empty] | _____ |  | 0% | 0 | 0 | _____
[12 empty] | _____ |  | 0% | 0 | 0 | _____
[12 empty] | _____ |  | 0% | 0 | 0 | _____
[12 empty] | _____ |  | 0% | 0 | 0 | _____
[12 empty] | _____ |  | 0% | 0 | 0 | _____
[12 empty] | _____ |  | 0% | 0 | 0 | _____
[12 empty] | _____ |  | 0% | 0 | 0 | _____
[12 empty] | _____ |  | 0% | 0 | 0 | _____
[12 empty] | _____ |  | 0% | 0 | 0 | _____
[12 empty] | _____ |  | 0% | 0 | 0 | _____
[12 empty] | _____ |  | 0% | 0 | 0 | _____
[12 empty] | _____ |  | 0% | 0 | 0 | _____
[12 empty] | _____ |  | 0% | 0 | 0 | _____
[12 empty] | _____ |  | 0% | 0 | 0 | _____
[12 empty] | _____ |  | 0% | 0 | 0 | _____
[12 empty] | _____ |  | 0% | 0 | 0 | _____
[12 empty] | _____ |  | 0% | 0 | 0 | _____
[12 empty] | _____ |  | 0% | 0 | 0 | _____
[12 empty] | _____ |  | 0% | 0 | 0 | _____
[12 empty] | _____ |  | 0% | 0 | 0 | _____
[12 empty] | _____ |  | 0% | 0 | 0 | _____
[12 empty] | _____ |  | 0% | 0 | 0 | _____
[12 empty] | _____ |  | 0% | 0 | 0 | _____
[12 empty] | _____ |  | 0% | 0 | 0 | _____
[12 empty] | _____ |  | 0% | 0 | 0 | _____
[12 empty] | _____ |  | 0% | 0 | 0 | _____
[12 empty] | _____ |  | 0% | 0 | 0 | _____
[12 empty] | _____ |  | 0% | 0 | 0 | _____
[12 empty] | _____ |  | 0% | 0 | 0 | _____
[12 empty] | _____ |  | 0% | 0 | 0 | _____
[12 empty] | _____ |  | 0% | 0 | 0 | _____
[12 empty] | _____ |  | 0% | 0 | 0 | _____
[12 empty] | _____ |  | 0% | 0 | 0 | _____
[12 empty] | _____ |  | 0% | 0 | 0 | _____
[12 empty] | _____ |  | 0% | 0 | 0 | _____
[12 empty] | _____ |  | 0% | 0 | 0 | _____
[12 empty] | _____ |  | 0% | 0 | 0 | _____
[12 empty] | _____ |  | 0% | 0 | 0 | _____
[12 empty] | _____ |  | 0% | 0 | 0 | _____
[12 empty] | _____ |  | 0% | 0 | 0 | _____
[12 empty] | _____ |  | 0% | 0 | 0 | _____
[12 empty] | _____ |  | 0% | 0 | 0 | _____
[12 empty] | _____ |  | 0% | 0 | 0 | _____
[12 empty] | _____ |  | 0% | 0 | 0 | _____
[12 empty] | _____ |  | 0% | 0 | 0 | _____
[12 empty] | _____ |  | 0% | 0 | 0 | _____
[12 empty] | _____ |  | 0% | 0 | 0 | _____
[12 empty] | _____ |  | 0% | 0 | 0 | _____
[12 empty] | _____ |  | 0% | 0 | 0 | _____
[12 empty] | _____ |  | 0% | 0 | 0 | _____
[12 empty] | _____ |  | 0% | 0 | 0 | _____
[12 empty] | _____ |  | 0% | 0 | 0 | _____
[12 empty] | _____ |  | 0% | 0 | 0 | _____
[12 empty] | _____ |  | 0% | 0 | 0 | _____
[12 empty] | _____ |  | 0% | 0 | 0 | _____
[12 empty] | _____ |  | 0% | 0 | 0 | _____
[12 empty] | _____ |  | 0% | 0 | 0 | _____
[12 empty] | _____ |  | 0% | 0 | 0 | _____
[12 empty] | _____ |  | 0% | 0 | 0 | _____
[12 empty] | _____ |  | 0% | 0 | 0 | _____
[12 empty] | _____ |  | 0% | 0 | 0 | _____
[12 empty] | _____ |  | 0% | 0 | 0 | _____
[12 empty] | _____ |  | 0% | 0 | 0 | _____
[12 empty] | _____ |  | 0% | 0 | 0 | _____
[12 empty] | _____ |  | 0% | 0 | 0 | _____
[12 empty] | _____ |  | 0% | 0 | 0 | _____
[12 empty] | _____ |  | 0% | 0 | 0 | _____
[12 empty] | _____ |  | 0% | 0 | 0 | _____
[12 empty] | _____ |  | 0% | 0 | 0 | _____
[12 empty] | _____ |  | 0% | 0 | 0 | _____
[12 empty] | _____ |  | 0% | 0 | 0 | _____
[12 empty] | _____ |  | 0% | 0 | 0 | _____
[12 empty] | _____ |  | 0% | 0 | 0 | _____
[12 empty] | _____ |  | 0% | 0 | 0 | _____
[12 empty] | _____ |  | 0% | 0 | 0 | _____
[12 empty] | _____ |  | 0% | 0 | 0 | _____
[12 empty] | _____ |  | 0% | 0 | 0 | _____
[12 empty] | _____ |  | 0% | 0 | 0 | _____
[12 empty] | _____ |  | 0% | 0 | 0 | _____
[12 empty] | _____ |  | 0% | 0 | 0 | _____
[12 empty] | _____ |  | 0% | 0 | 0 | _____
[12 empty] | _____ |  | 0% | 0 | 0 | _____
[12 empty] | _____ |  | 0% | 0 | 0 | _____
[12 empty] | _____ |  | 0% | 0 | 0 | _____
[12 empty] | _____ |  | 0% | 0 | 0 | _____
[12 empty] | _____ |  | 0% | 0 | 0 | _____
[12 empty] | _____ |  | 0% | 0 | 0 | _____
[12 empty] | _____ |  | 0% | 0 | 0 | _____
[12 empty] | _____ |  | 0% | 0 | 0 | _____
[12 empty] | _____ |  | 0% | 0 | 0 | _____
[12 empty] | _____ |  | 0% | 0 | 0 | _____
[12 empty] | _____ |  | 0% | 0 | 0 | _____
[12 empty] | _____ |  | 0% | 0 | 0 | _____
[12 empty] | _____ |  | 0% | 0 | 0 | _____
[12 empty] | _____ |  | 0% | 0 | 0 | _____
[12 empty] | _____ |  | 0% | 0 | 0 | _____
[12 empty] | _____ |  | 0% | 0 | 0 | _____
[12 empty] | _____ |  | 0% | 0 | 0 | _____
[12 empty] | _____ |  | 0% | 0 | 0 | _____
[12 empty] | _____ |  | 0% | 0 | 0 | _____
[12 empty] | _____ |  | 0% | 0 | 0 | _____
[12 empty] | _____ |  | 0% | 0 | 0 | _____
[12 empty] | _____ |  | 0% | 0 | 0 | _____
[12 empty] | _____ |  | 0% | 0 | 0 | _____
[12 empty] | _____ |  | 0% | 0 | 0 | _____
[12 empty] | _____ |  | 0% | 0 | 0 | _____
[12 empty] | _____ |  | 0% | 0 | 0 | _____
[12 empty] | _____ |  | 0% | 0 | 0 | _____
[12 empty] | _____ |  | 0% | 0 | 0 | _____
[12 empty] | _____ |  | 0% | 0 | 0 | _____
[12 empty] | _____ |  | 0% | 0 | 0 | _____
[12 empty] | _____ |  | 0% | 0 | 0 | _____
[12 empty] | _____ |  | 0% | 0 | 0 | _____
[12 empty] | _____ |  | 0% | 0 | 0 | _____
[12 empty] | _____ |  | 0% | 0 | 0 | _____
[12 empty] | _____ |  | 0% | 0 | 0 | _____
[12 empty] | _____ |  | 0% | 0 | 0 | _____
[12 empty] | _____ |  | 0% | 0 | 0 | _____
[12 empty] | _____ |  | 0% | 0 | 0 | _____
[12 empty] | _____ |  | 0% | 0 | 0 | _____
[12 empty] | _____ |  | 0% | 0 | 0 | _____
[12 empty] | _____ |  | 0% | 0 | 0 | _____
[12 empty] | _____ |  | 0% | 0 | 0 | _____
[12 empty] | _____ |  | 0% | 0 | 0 | _____
[12 empty] | _____ |  | 0% | 0 | 0 | _____
[12 empty] | _____ |  | 0% | 0 | 0 | _____
[12 empty] | _____ |  | 0% | 0 | 0 | _____
[12 empty] | _____ |  | 0% | 0 | 0 | _____
[12 empty] | _____ |  | 0% | 0 | 0 | _____
[12 empty] | _____ |  | 0% | 0 | 0 | _____
[12 empty] | _____ |  | 0% | 0 | 0 | _____
[12 empty] | _____ |  | 0% | 0 | 0 | _____
[12 empty] | _____ |  | 0% | 0 | 0 | _____
[12 empty] | _____ |  | 0% | 0 | 0 | _____
[12 empty] | _____ |  | 0% | 0 | 0 | _____
[12 empty] | _____ |  | 0% | 0 | 0 | _____
[12 empty] | _____ |  | 0% | 0 | 0 | _____
[12 empty] | _____ |  | 0% | 0 | 0 | _____
[12 empty] | _____ |  | 0% | 0 | 0 | _____
[12 empty] | _____ |  | 0% | 0 | 0 | _____
[12 empty] | _____ |  | 0% | 0 | 0 | _____
[12 empty] | _____ |  | 0% | 0 | 0 | _____
[12 empty] | _____ |  | 0% | 0 | 0 | _____
[12 empty] | _____ |  | 0% | 0 | 0 | _____
[12 empty] | _____ |  | 0% | 0 | 0 | _____
[12 empty] | _____ |  | 0% | 0 | 0 | _____
[12 empty] | _____ |  | 0% | 0 | 0 | _____
[12 empty] | _____ |  | 0% | 0 | 0 | _____
[12 empty] | _____ |  | 0% | 0 | 0 | _____
[12 empty] | _____ |  | 0% | 0 | 0 | _____
[12 empty] | _____ |  | 0% | 0 | 0 | _____
[12 empty] | _____ |  | 0% | 0 | 0 | _____
[12 empty] | _____ |  | 0% | 0 | 0 | _____
[12 empty] | _____ |  | 0% | 0 | 0 | _____
[12 empty] | _____ |  | 0% | 0 | 0 | _____
[12 empty] | _____ |  | 0% | 0 | 0 | _____
[12 empty] | _____ |  | 0% | 0 | 0 | _____
[12 empty] | _____ |  | 0% | 0 | 0 | _____
[12 empty] | _____ |  | 0% | 0 | 0 | _____
[12 empty] | _____ |  | 0% | 0 | 0 | _____
[12 empty] | _____ |  | 0% | 0 | 0 | _____
[12 empty] | _____ |  | 0% | 0 | 0 | _____
[12 empty] | _____ |  | 0% | 0 | 0 | _____
[12 empty] | _____ |  | 0% | 0 | 0 | _____
[12 empty] | _____ |  | 0% | 0 | 0 | _____
[12 empty] | _____ |  | 0% | 0 | 0 | _____
[12 empty] | _____ |  | 0% | 0 | 0 | _____
[12 empty] | _____ |  | 0% | 0 | 0 | _____
[12 empty] | _____ |  | 0% | 0 | 0 | _____
[12 empty] | _____ |  | 0% | 0 | 0 | _____
[12 empty] | _____ |  | 0% | 0 | 0 | _____
[12 empty] | _____ |  | 0% | 0 | 0 | _____
[12 empty] | _____ |  | 0% | 0 | 0 | _____
[12 empty] | _____ |  | 0% | 0 | 0 | _____
[12 empty] | _____ |  | 0% | 0 | 0 | _____
[12 empty] | _____ |  | 0% | 0 | 0 | _____
[12 empty] | _____ |  | 0% | 0 | 0 | _____
[12 empty] | _____ |  | 0% | 0 | 0 | _____
[12 empty] | _____ |  | 0% | 0 | 0 | _____
[12 empty] | _____ |  | 0% | 0 | 0 | _____
[12 empty] | _____ |  | 0% | 0 | 0 | _____
[12 empty] | _____ |  | 0% | 0 | 0 | _____
[12 empty] | _____ |  | 0% | 0 | 0 | _____
[12 empty] | _____ |  | 0% | 0 | 0 | _____
[12 empty] | _____ |  | 0% | 0 | 0 | _____
[12 empty] | _____ |  | 0% | 0 | 0 | _____
[12 empty] | _____ |  | 0% | 0 | 0 | _____
[12 empty] | _____ |  | 0% | 0 | 0 | _____
[12 empty] | _____ |  | 0% | 0 | 0 | _____
[12 empty] | _____ |  | 0% | 0 | 0 | _____
[12 empty] | _____ |  | 0% | 0 | 0 | _____
[12 empty] | _____ |  | 0% | 0 | 0 | _____
[12 empty] | _____ |  | 0% | 0 | 0 | _____
[12 empty] | _____ |  | 0% | 0 | 0 | _____
[12 empty] | _____ |  | 0% | 0 | 0 | _____
[12 empty] | _____ |  | 0% | 0 | 0 | _____
[12 empty] | _____ |  | 0% | 0 | 0 | _____
[12 empty] | _____ |  | 0% | 0 | 0 | _____
[12 empty] | _____ |  | 0% | 0 | 0 | _____
[12 empty] | _____ |  | 0% | 0 | 0 | _____
[12 empty] | _____ |  | 0% | 0 | 0 | _____
[12 empty] | _____ |  | 0% | 0 | 0 | _____
[12 empty] | _____ |  | 0% | 0 | 0 | _____
[12 empty] | _____ |  | 0% | 0 | 0 | _____
[12 empty] | _____ |  | 0% | 0 | 0 | _____
[12 empty] | _____ |  | 0% | 0 | 0 | _____
[12 empty] | _____ |  | 0% | 0 | 0 | _____
[12 empty] | _____ |  | 0% | 0 | 0 | _____
[12 empty] | _____ |  | 0% | 0 | 0 | _____
[12 empty] | _____ |  | 0% | 0 | 0 | _____
[12 empty] | _____ |  | 0% | 0 | 0 | _____
[12 empty] | _____ |  | 0% | 0 | 0 | _____
[12 empty] | _____ |  | 0% | 0 | 0 | _____
[12 empty] | _____ |  | 0% | 0 | 0 | _____
[12 empty] | _____ |  | 0% | 0 | 0 | _____
[12 empty] | _____ |  | 0% | 0 | 0 | _____
[12 empty] | _____ |  | 0% | 0 | 0 | _____
[12 empty] | _____ |  | 0% | 0 | 0 | _____
[12 empty] | _____ |  | 0% | 0 | 0 | _____
[12 empty] | _____ |  | 0% | 0 | 0 | _____
[12 empty] | _____ |  | 0% | 0 | 0 | _____
[12 empty] | _____ |  | 0% | 0 | 0 | _____
[12 empty] | _____ |  | 0% | 0 | 0 | _____
[12 empty] | _____ |  | 0% | 0 | 0 | _____
[12 empty] | _____ |  | 0% | 0 | 0 | _____
[12 empty] | _____ |  | 0% | 0 | 0 | _____
[12 empty] | _____ |  | 0% | 0 | 0 | _____
[12 empty] | _____ |  | 0% | 0 | 0 | _____
[12 empty] | _____ |  | 0% | 0 | 0 | _____
[12 empty] | _____ |  | 0% | 0 | 0 | _____
[12 empty] | _____ |  | 0% | 0 | 0 | _____
[12 empty] | _____ |  | 0% | 0 | 0 | _____
[12 empty] | _____ |  | 0% | 0 | 0 | _____
[12 empty] | _____ |  | 0% | 0 | 0 | _____
[12 empty] | _____ |  | 0% | 0 | 0 | _____
[12 empty] | _____ |  | 0% | 0 | 0 | _____
[12 empty] | _____ |  | 0% | 0 | 0 | _____
[12 empty] | _____ |  | 0% | 0 | 0 | _____
[12 empty] | _____ |  | 0% | 0 | 0 | _____
[12 empty] | _____ |  | 0% | 0 | 0 | _____
[12 empty] | _____ |  | 0% | 0 | 0 | _____
[12 empty] | _____ |  | 0% | 0 | 0 | _____
[12 empty] | _____ |  | 0% | 0 | 0 | _____
[12 empty] | _____ |  | 0% | 0 | 0 | _____
[12 empty] | _____ |  | 0% | 0 | 0 | _____
[12 empty] | _____ |  | 0% | 0 | 0 | _____
[12 empty] | _____ |  | 0% | 0 | 0 | _____
[12 empty] | _____ |  | 0% | 0 | 0 | _____
[12 empty] | _____ |  | 0% | 0 | 0 | _____
[12 empty] | _____ |  | 0% | 0 | 0 | _____
[12 empty] | _____ |  | 0% | 0 | 0 | _____
[12 empty] | _____ |  | 0% | 0 | 0 | _____
[12 empty] | _____ |  | 0% | 0 | 0 | _____
[12 empty] | _____ |  | 0% | 0 | 0 | _____
[12 empty] | _____ |  | 0% | 0 | 0 | _____
[12 empty] | _____ |  | 0% | 0 | 0 | _____
[12 empty] | _____ |  | 0% | 0 | 0 | _____
[12 empty] | _____ |  | 0% | 0 | 0 | _____
[12 empty] | _____ |  | 0% | 0 | 0 | _____
[12 empty] | _____ |  | 0% | 0 | 0 | _____
[12 empty] | _____ |  | 0% | 0 | 0 | _____
[12 empty] | _____ |  | 0% | 0 | 0 | _____
[12 empty] | _____ |  | 0% | 0 | 0 | _____
[12 empty] | _____ |  | 0% | 0 | 0 | _____
[12 empty] | _____ |  | 0% | 0 | 0 | _____
[12 empty] | _____ |  | 0% | 0 | 0 | _____
[12 empty] | _____ |  | 0% | 0 | 0 | _____
[12 empty] | _____ |  | 0% | 0 | 0 | _____
[12 empty] | _____ |  | 0% | 0 | 0 | _____
[12 empty] | _____ |  | 0% | 0 | 0 | _____
[12 empty] | _____ |  | 0% | 0 | 0 | _____
[12 empty] | _____ |  | 0% | 0 | 0 | _____
[12 empty] | _____ |  | 0% | 0 | 0 | _____
[12 empty] | _____ |  | 0% | 0 | 0 | _____
[12 empty] | _____ |  | 0% | 0 | 0 | _____
[12 empty] | _____ |  | 0% | 0 | 0 | _____
[12 empty] | _____ |  | 0% | 0 | 0 | _____
[12 empty] | _____ |  | 0% | 0 | 0 | _____
[12 empty] | _____ |  | 0% | 0 | 0 | _____
[12 empty] | _____ |  | 0% | 0 | 0 | _____
[12 empty] | _____ |  | 0% | 0 | 0 | _____
[12 empty] | _____ |  | 0% | 0 | 0 | _____
[12 empty] | _____ |  | 0% | 0 | 0 | _____
[12 empty] | _____ |  | 0% | 0 | 0 | _____
[12 empty] | _____ |  | 0% | 0 | 0 | _____
[12 empty] | _____ |  | 0% | 0 | 0 | _____
[12 empty] | _____ |  | 0% | 0 | 0 | _____
[12 empty] | _____ |  | 0% | 0 | 0 | _____
[12 empty] | _____ |  | 0% | 0 | 0 | _____
[12 empty] | _____ |  | 0% | 0 | 0 | _____
[12 empty] | _____ |  | 0% | 0 | 0 | _____
[12 empty] | _____ |  | 0% | 0 | 0 | _____
[12 empty] | _____ |  | 0% | 0 | 0 | _____
[12 empty] | _____ |  | 0% | 0 | 0 | _____
[12 empty] | _____ |  | 0% | 0 | 0 | _____
[12 empty] | _____ |  | 0% | 0 | 0 | _____
[12 empty] | _____ |  | 0% | 0 | 0 | _____
[12 empty] | _____ |  | 0% | 0 | 0 | _____
[12 empty] | _____ |  | 0% | 0 | 0 | _____
[12 empty] | _____ |  | 0% | 0 | 0 | _____
[12 empty] | _____ |  | 0% | 0 | 0 | _____
[12 empty] | _____ |  | 0% | 0 | 0 | _____
[12 empty] | _____ |  | 0% | 0 | 0 | _____
[12 empty] | _____ |  | 0% | 0 | 0 | _____
[12 empty] | _____ |  | 0% | 0 | 0 | _____
[12 empty] | _____ |  | 0% | 0 | 0 | _____
[12 empty] | _____ |  | 0% | 0 | 0 | _____
[12 empty] | _____ |  | 0% | 0 | 0 | _____
[12 empty] | _____ |  | 0% | 0 | 0 | _____
[12 empty] | _____ |  | 0% | 0 | 0 | _____
[12 empty] | _____ |  | 0% | 0 | 0 | _____
[12 empty] | _____ |  | 0% | 0 | 0 | _____
[12 empty] | _____ |  | 0% | 0 | 0 | _____
[12 empty] | _____ |  | 0% | 0 | 0 | _____
[12 empty] | _____ |  | 0% | 0 | 0 | _____
[12 empty] | _____ |  | 0% | 0 | 0 | _____
[12 empty] | _____ |  | 0% | 0 | 0 | _____
[12 empty] | _____ |  | 0% | 0 | 0 | _____
[12 empty] | _____ |  | 0% | 0 | 0 | _____
[12 empty] | _____ |  | 0% | 0 | 0 | _____
[12 empty] | _____ |  | 0% | 0 | 0 | _____
[12 empty] | _____ |  | 0% | 0 | 0 | _____
[12 empty] | _____ |  | 0% | 0 | 0 | _____
[12 empty] | _____ |  | 0% | 0 | 0 | _____
[12 empty] | _____ |  | 0% | 0 | 0 | _____
[12 empty] | _____ |  | 0% | 0 | 0 | _____
[12 empty] | _____ |  | 0% | 0 | 0 | _____
[12 empty] | _____ |  | 0% | 0 | 0 | _____
[12 empty] | _____ |  | 0% | 0 | 0 | _____
[12 empty] | _____ |  | 0% | 0 | 0 | _____
[12 empty] | _____ |  | 0% | 0 | 0 | _____
[12 empty] | _____ |  | 0% | 0 | 0 | _____
[12 empty] | _____ |  | 0% | 0 | 0 | _____
[12 empty] | _____ |  | 0% | 0 | 0 | _____
[12 empty] | _____ |  | 0% | 0 | 0 | _____
[12 empty] | _____ |  | 0% | 0 | 0 | _____
[12 empty] | _____ |  | 0% | 0 | 0 | _____
[12 empty] | _____ |  | 0% | 0 | 0 | _____
[12 empty] | _____ |  | 0% | 0 | 0 | _____
[12 empty] | _____ |  | 0% | 0 | 0 | _____
[12 empty] | _____ |  | 0% | 0 | 0 | _____
[12 empty] | _____ |  | 0% | 0 | 0 | _____
[12 empty] | _____ |  | 0% | 0 | 0 | _____
[12 empty] | _____ |  | 0% | 0 | 0 | _____
[12 empty] | _____ |  | 0% | 0 | 0 | _____
[12 empty] | _____ |  | 0% | 0 | 0 | _____
[12 empty] | _____ |  | 0% | 0 | 0 | _____
[12 empty] | _____ |  | 0% | 0 | 0 | _____
[12 empty] | _____ |  | 0% | 0 | 0 | _____
[12 empty] | _____ |  | 0% | 0 | 0 | _____
[12 empty] | _____ |  | 0% | 0 | 0 | _____
[12 empty] | _____ |  | 0% | 0 | 0 | _____
[12 empty] | _____ |  | 0% | 0 | 0 | _____
[12 empty] | _____ |  | 0% | 0 | 0 | _____
[12 empty] | _____ |  | 0% | 0 | 0 | _____
[12 empty] | _____ |  | 0% | 0 | 0 | _____
[12 empty] | _____ |  | 0% | 0 | 0 | _____
[12 empty] | _____ |  | 0% | 0 | 0 | _____
[12 empty] | _____ |  | 0% | 0 | 0 | _____
[12 empty] | _____ |  | 0% | 0 | 0 | _____
[12 empty] | _____ |  | 0% | 0 | 0 | _____
[12 empty] | _____ |  | 0% | 0 | 0 | _____
[12 empty] | _____ |  | 0% | 0 | 0 | _____
[12 empty] | _____ |  | 0% | 0 | 0 | _____
[12 empty] | _____ |  | 0% | 0 | 0 | _____
[12 empty] | _____ |  | 0% | 0 | 0 | _____
[12 empty] | _____ |  | 0% | 0 | 0 | _____
[12 empty] | _____ |  | 0% | 0 | 0 | _____
[12 empty] | _____ |  | 0% | 0 | 0 | _____
[12 empty] | _____ |  | 0% | 0 | 0 | _____
[12 empty] | _____ |  | 0% | 0 | 0 | _____
[12 empty] | _____ |  | 0% | 0 | 0 | _____
[12 empty] | _____ |  | 0% | 0 | 0 | _____
[12 empty] | _____ |  | 0% | 0 | 0 | _____
[12 empty] | _____ |  | 0% | 0 | 0 | _____
[12 empty] | _____ |  | 0% | 0 | 0 | _____
[12 empty] | _____ |  | 0% | 0 | 0 | _____
[12 empty] | _____ |  | 0% | 0 | 0 | _____
[12 empty] | _____ |  | 0% | 0 | 0 | _____
[12 empty] | _____ |  | 0% | 0 | 0 | _____
[12 empty] | _____ |  | 0% | 0 | 0 | _____
[12 empty] | _____ |  | 0% | 0 | 0 | _____
[12 empty] | _____ |  | 0% | 0 | 0 | _____
[12 empty] | _____ |  | 0% | 0 | 0 | _____
[12 empty] | _____ |  | 0% | 0 | 0 | _____
[12 empty] | _____ |  | 0% | 0 | 0 | _____
[12 empty] | _____ |  | 0% | 0 | 0 | _____
[12 empty] | _____ |  | 0% | 0 | 0 | _____
[12 empty] | _____ |  | 0% | 0 | 0 | _____
[12 empty] | _____ |  | 0% | 0 | 0 | _____
[12 empty] | _____ |  | 0% | 0 | 0 | _____
[12 empty] | _____ |  | 0% | 0 | 0 | _____
[12 empty] | _____ |  | 0% | 0 | 0 | _____
[12 empty] | _____ |  | 0% | 0 | 0 | _____
[12 empty] | _____ |  | 0% | 0 | 0 | _____
[12 empty] | _____ |  | 0% | 0 | 0 | _____
[12 empty] | _____ |  | 0% | 0 | 0 | _____
[12 empty] | _____ |  | 0% | 0 | 0 | _____
[12 empty] | _____ |  | 0% | 0 | 0 | _____
[12 empty] | _____ |  | 0% | 0 | 0 | _____
[12 empty] | _____ |  | 0% | 0 | 0 | _____
[12 empty] | _____ |  | 0% | 0 | 0 | _____
[12 empty] | _____ |  | 0% | 0 | 0 | _____
[12 empty] | _____ |  | 0% | 0 | 0 | _____
[12 empty] | _____ |  | 0% | 0 | 0 | _____
[12 empty] | _____ |  | 0% | 0 | 0 | _____
[12 empty] | _____ |  | 0% | 0 | 0 | _____
[12 empty] | _____ |  | 0% | 0 | 0 | _____
[12 empty] | _____ |  | 0% | 0 | 0 | _____
[12 empty] | _____ |  | 0% | 0 | 0 | _____
[12 empty] | _____ |  | 0% | 0 | 0 | _____
[12 empty] | _____ |  | 0% | 0 | 0 | _____
[12 empty] | _____ |  | 0% | 0 | 0 | _____
[12 empty] | _____ |  | 0% | 0 | 0 | _____
[12 empty] | _____ |  | 0% | 0 | 0 | _____
[12 empty] | _____ |  | 0% | 0 | 0 | _____
[12 empty] | _____ |  | 0% | 0 | 0 | _____
[12 empty] | _____ |  | 0% | 0 | 0 | _____
[12 empty] | _____ |  | 0% | 0 | 0 | _____
[12 empty] | _____ |  | 0% | 0 | 0 | _____
[12 empty] | _____ |  | 0% | 0 | 0 | _____
[12 empty] | _____ |  | 0% | 0 | 0 | _____
[12 empty] | _____ |  | 0% | 0 | 0 | _____
[12 empty] | _____ |  | 0% | 0 | 0 | _____
[12 empty] | _____ |  | 0% | 0 | 0 | _____
[12 empty] | _____ |  | 0% | 0 | 0 | _____
[12 empty] | _____ |  | 0% | 0 | 0 | _____
[12 empty] | _____ |  | 0% | 0 | 0 | _____
[12 empty] | _____ |  | 0% | 0 | 0 | _____
[12 empty] | _____ |  | 0% | 0 | 0 | _____
[12 empty] | _____ |  | 0% | 0 | 0 | _____
[12 empty] | _____ |  | 0% | 0 | 0 | _____
[12 empty] | _____ |  | 0% | 0 | 0 | _____
[12 empty] | _____ |  | 0% | 0 | 0 | _____
[12 empty] | _____ |  | 0% | 0 | 0 | _____
[12 empty] | _____ |  | 0% | 0 | 0 | _____
[12 empty] | _____ |  | 0% | 0 | 0 | _____
[12 empty] | _____ |  | 0% | 0 | 0 | _____
[12 empty] | _____ |  | 0% | 0 | 0 | _____
[12 empty] | _____ |  | 0% | 0 | 0 | _____
[12 empty] | _____ |  | 0% | 0 | 0 | _____
[12 empty] | _____ |  | 0% | 0 | 0 | _____
[12 empty] | _____ |  | 0% | 0 | 0 | _____
[12 empty] | _____ |  | 0% | 0 | 0 | _____
[12 empty] | _____ |  | 0% | 0 | 0 | _____
[12 empty] | _____ |  | 0% | 0 | 0 | _____
[12 empty] | _____ |  | 0% | 0 | 0 | _____
[12 empty] | _____ |  | 0% | 0 | 0 | _____
[12 empty] | _____ |  | 0% | 0 | 0 | _____
[12 empty] | _____ |  | 0% | 0 | 0 | _____
[12 empty] | _____ |  | 0% | 0 | 0 | _____
[12 empty] | _____ |  | 0% | 0 | 0 | _____
[12 empty] | _____ |  | 0% | 0 | 0 | _____
[12 empty] | _____ |  | 0% | 0 | 0 | _____
[12 empty] | _____ |  | 0% | 0 | 0 | _____
[12 empty] | _____ |  | 0% | 0 | 0 | _____
[12 empty] | _____ |  | 0% | 0 | 0 | _____
[12 empty] | _____ |  | 0% | 0 | 0 | _____
[12 empty] | _____ |  | 0% | 0 | 0 | _____
[12 empty] | _____ |  | 0% | 0 | 0 | _____
[12 empty] | _____ |  | 0% | 0 | 0 | _____
[12 empty] | _____ |  | 0% | 0 | 0 | _____
[12 empty] | _____ |  | 0% | 0 | 0 | _____
[12 empty] | _____ |  | 0% | 0 | 0 | _____
[12 empty] | _____ |  | 0% | 0 | 0 | _____
[12 empty] | _____ |  | 0% | 0 | 0 | _____
[12 empty] | _____ |  | 0% | 0 | 0 | _____
[12 empty] | _____ |  | 0% | 0 | 0 | _____
[12 empty] | _____ |  | 0% | 0 | 0 | _____
[12 empty] | _____ |  | 0% | 0 | 0 | _____
[12 empty] | _____ |  | 0% | 0 | 0 | _____
[12 empty] | _____ |  | 0% | 0 | 0 | _____
[12 empty] | _____ |  | 0% | 0 | 0 | _____
[12 empty] | _____ |  | 0% | 0 | 0 | _____
[12 empty] | _____ |  | 0% | 0 | 0 | _____
[12 empty] | _____ |  | 0% | 0 | 0 | _____
[12 empty] | _____ |  | 0% | 0 | 0 | _____
[12 empty] | _____ |  | 0% | 0 | 0 | _____
[12 empty] | _____ |  | 0% | 0 | 0 | _____
[12 empty] | _____ |  | 0% | 0 | 0 | _____
[12 empty] | _____ |  | 0% | 0 | 0 | _____
[12 empty] | _____ |  | 0% | 0 | 0 | _____
[12 empty] | _____ |  | 0% | 0 | 0 | _____
[12 empty] | _____ |  | 0% | 0 | 0 | _____
[12 empty] | _____ |  | 0% | 0 | 0 | _____
[12 empty] | _____ |  | 0% | 0 | 0 | _____
[12 empty] | _____ |  | 0% | 0 | 0 | _____
[12 empty] | _____ |  | 0% | 0 | 0 | _____
[12 empty] | _____ |  | 0% | 0 | 0 | _____
[12 empty] | _____ |  | 0% | 0 | 0 | _____
[12 empty] | _____ |  | 0% | 0 | 0 | _____
[12 empty] | _____ |  | 0% | 0 | 0 | _____
[12 empty] | _____ |  | 0% | 0 | 0 | _____
[12 empty] | _____ |  | 0% | 0 | 0 | _____
[12 empty] | _____ |  | 0% | 0 | 0 | _____
[12 empty] | _____ |  | 0% | 0 | 0 | _____
[12 empty] | _____ |  | 0% | 0 | 0 | _____
[12 empty] | _____ |  | 0% | 0 | 0 | _____
[12 empty] | _____ |  | 0% | 0 | 0 | _____
[12 empty] | _____ |  | 0% | 0 | 0 | _____
[12 empty] | _____ |  | 0% | 0 | 0 | _____
[12 empty] | _____ |  | 0% | 0 | 0 | _____
[12 empty] | _____ |  | 0% | 0 | 0 | _____
[12 empty] | _____ |  | 0% | 0 | 0 | _____
[12 empty] | _____ |  | 0% | 0 | 0 | _____
[12 empty] | _____ |  | 0% | 0 | 0 | _____
[12 empty] | _____ |  | 0% | 0 | 0 | _____
[12 empty] | _____ |  | 0% | 0 | 0 | _____
[12 empty] | _____ |  | 0% | 0 | 0 | _____
[12 empty] | _____ |  | 0% | 0 | 0 | _____
[12 empty] | _____ |  | 0% | 0 | 0 | _____
[12 empty] | _____ |  | 0% | 0 | 0 | _____
[12 empty] | _____ |  | 0% | 0 | 0 | _____
[12 empty] | _____ |  | 0% | 0 | 0 | _____
[12 empty] | _____ |  | 0% | 0 | 0 | _____
[12 empty] | _____ |  | 0% | 0 | 0 | _____
[12 empty] | _____ |  | 0% | 0 | 0 | _____
[12 empty] | _____ |  | 0% | 0 | 0 | _____
[12 empty] | _____ |  | 0% | 0 | 0 | _____
[12 empty] | _____ |  | 0% | 0 | 0 | _____
[12 empty] | _____ |  | 0% | 0 | 0 | _____
[12 empty] | _____ |  | 0% | 0 | 0 | _____
[12 empty] | _____ |  | 0% | 0 | 0 | _____
[12 empty] | _____ |  | 0% | 0 | 0 | _____
[12 empty] | _____ |  | 0% | 0 | 0 | _____
[12 empty] | _____ |  | 0% | 0 | 0 | _____
[12 empty] | _____ |  | 0% | 0 | 0 | _____
[12 empty] | _____ |  | 0% | 0 | 0 | _____
[12 empty] | _____ |  | 0% | 0 | 0 | _____
[12 empty] | _____ |  | 0% | 0 | 0 | _____
[12 empty] | _____ |  | 0% | 0 | 0 | _____
[12 empty] | _____ |  | 0% | 0 | 0 | _____
[12 empty] | _____ |  | 0% | 0 | 0 | _____
[12 empty] | _____ |  | 0% | 0 | 0 | _____
[12 empty] | _____ |  | 0% | 0 | 0 | _____
[12 empty] | _____ |  | 0% | 0 | 0 | _____
[12 empty] | _____ |  | 0% | 0 | 0 | _____
[12 empty] | _____ |  | 0% | 0 | 0 | _____
[12 empty] | _____ |  | 0% | 0 | 0 | _____
[12 empty] | _____ |  | 0% | 0 | 0 | _____
[12 empty] | _____ |  | 0% | 0 | 0 | _____
[12 empty] | _____ |  | 0% | 0 | 0 | _____
[12 empty] | _____ |  | 0% | 0 | 0 | _____
[12 empty] | _____ |  | 0% | 0 | 0 | _____
[12 empty] | _____ |  | 0% | 0 | 0 | _____
[12 empty] | _____ |  | 0% | 0 | 0 | _____
[12 empty] | _____ |  | 0% | 0 | 0 | _____
[12 empty] | _____ |  | 0% | 0 | 0 | _____
[12 empty] | _____ |  | 0% | 0 | 0 | _____
[12 empty] | _____ |  | 0% | 0 | 0 | _____
[12 empty] | _____ |  | 0% | 0 | 0 | _____
[12 empty] | _____ |  | 0% | 0 | 0 | _____
[12 empty] | _____ |  | 0% | 0 | 0 | _____
[12 empty] | _____ |  | 0% | 0 | 0 | _____
[12 empty] | _____ |  | 0% | 0 | 0 | _____
[12 empty] | _____ |  | 0% | 0 | 0 | _____
[12 empty] | _____ |  | 0% | 0 | 0 | _____
[12 empty] | _____ |  | 0% | 0 | 0 | _____
[12 empty] | _____ |  | 0% | 0 | 0 | _____
[12 empty] | _____ |  | 0% | 0 | 0 | _____
[12 empty] | _____ |  | 0% | 0 | 0 | _____
[12 empty] | _____ |  | 0% | 0 | 0 | _____
[12 empty] | _____ |  | 0% | 0 | 0 | _____
[12 empty] | _____ |  | 0% | 0 | 0 | _____
[12 empty] | _____ |  | 0% | 0 | 0 | _____
[12 empty] | _____ |  | 0% | 0 | 0 | _____
[12 empty] | _____ |  | 0% | 0 | 0 | _____
[12 empty] | _____ |  | 0% | 0 | 0 | _____
[12 empty] | _____ |  | 0% | 0 | 0 | _____
[12 empty] | _____ |  | 0% | 0 | 0 | _____
[12 empty] | _____ |  | 0% | 0 | 0 | _____
[12 empty] | _____ |  | 0% | 0 | 0 | _____
[12 empty] | _____ |  | 0% | 0 | 0 | _____
[12 empty] | _____ |  | 0% | 0 | 0 | _____
[12 empty] | _____ |  | 0% | 0 | 0 | _____
[12 empty] | _____ |  | 0% | 0 | 0 | _____
[12 empty] | _____ |  | 0% | 0 | 0 | _____
[12 empty] | _____ |  | 0% | 0 | 0 | _____
[12 empty] | _____ |  | 0% | 0 | 0 | _____
[12 empty] | _____ |  | 0% | 0 | 0 | _____
[12 empty] | _____ |  | 0% | 0 | 0 | _____
[12 empty] | _____ |  | 0% | 0 | 0 | _____
[12 empty] | _____ |  | 0% | 0 | 0 | _____
[12 empty] | _____ |  | 0% | 0 | 0 | _____
[12 empty] | _____ |  | 0% | 0 | 0 | _____
[12 empty] | _____ |  | 0% | 0 | 0 | _____
[12 empty] | _____ |  | 0% | 0 | 0 | _____
[12 empty] | _____ |  | 0% | 0 | 0 | _____
[12 empty] | _____ |  | 0% | 0 | 0 | _____
[12 empty] | _____ |  | 0% | 0 | 0 | _____
[12 empty] | _____ |  | 0% | 0 | 0 | _____
[12 empty] | _____ |  | 0% | 0 | 0 | _____
[12 empty] | _____ |  | 0% | 0 | 0 | _____
[12 empty] | _____ |  | 0% | 0 | 0 | _____
[12 empty] | _____ |  | 0% | 0 | 0 | _____
[12 empty] | _____ |  | 0% | 0 | 0 | _____
[12 empty] | _____ |  | 0% | 0 | 0 | _____
[12 empty] | _____ |  | 0% | 0 | 0 | _____
[12 empty] | _____ |  | 0% | 0 | 0 | _____
[12 empty] | _____ |  | 0% | 0 | 0 | _____
[12 empty] | _____ |  | 0% | 0 | 0 | _____
[12 empty] | _____ |  | 0% | 0 | 0 | _____
[12 empty] | _____ |  | 0% | 0 | 0 | _____
[12 empty] | _____ |  | 0% | 0 | 0 | _____
[12 empty] | _____ |  | 0% | 0 | 0 | _____
[12 empty] | _____ |  | 0% | 0 | 0 | _____
[12 empty] | _____ |  | 0% | 0 | 0 | _____
[12 empty] | _____ |  | 0% | 0 | 0 | _____
[12 empty] | _____ |  | 0% | 0 | 0 | _____
[12 empty] | _____ |  | 0% | 0 | 0 | _____
[12 empty] | _____ |  | 0% | 0 | 0 | _____
[12 empty] | _____ |  | 0% | 0 | 0 | _____
[12 empty] | _____ |  | 0% | 0 | 0 | _____
[12 empty] | _____ |  | 0% | 0 | 0 | _____
[12 empty] | _____ |  | 0% | 0 | 0 | _____
[12 empty] | _____ |  | 0% | 0 | 0 | _____
[12 empty] | _____ |  | 0% | 0 | 0 | _____
[12 empty] | _____ |  | 0% | 0 | 0 | _____
[12 empty] | _____ |  | 0% | 0 | 0 | _____
[12 empty] | _____ |  | 0% | 0 | 0 | _____
[12 empty] | _____ |  | 0% | 0 | 0 | _____
[12 empty] | _____ |  | 0% | 0 | 0 | _____
[12 empty] | _____ |  | 0% | 0 | 0 | _____
[12 empty] | _____ |  | 0% | 0 | 0 | _____
[12 empty] | _____ |  | 0% | 0 | 0 | _____
[12 empty] | _____ |  | 0% | 0 | 0 | _____
[12 empty] | _____ |  | 0% | 0 | 0 | _____
[12 empty] | _____ |  | 0% | 0 | 0 | _____
[12 empty] | _____ |  | 0% | 0 | 0 | _____
[12 empty] | _____ |  | 0% | 0 | 0 | _____
[12 empty] | _____ |  | 0% | 0 | 0 | _____
[12 empty] | _____ |  | 0% | 0 | 0 | _____
[12 empty] | _____ |  | 0% | 0 | 0 | _____
[12 empty] | _____ |  | 0% | 0 | 0 | _____
[12 empty] | _____ |  | 0% | 0 | 0 | _____
[12 empty] | _____ |  | 0% | 0 | 0 | _____
[12 empty] | _____ |  | 0% | 0 | 0 | _____
[12 empty] | _____ |  | 0% | 0 | 0 | _____
[12 empty] | _____ |  | 0% | 0 | 0 | _____
[12 empty] | _____ |  | 0% | 0 | 0 | _____
[12 empty] | _____ |  | 0% | 0 | 0 | _____
[12 empty] | _____ |  | 0% | 0 | 0 | _____
[12 empty] | _____ |  | 0% | 0 | 0 | _____
[12 empty] | _____ |  | 0% | 0 | 0 | _____
[12 empty] | _____ |  | 0% | 0 | 0 | _____
[12 empty] | _____ |  | 0% | 0 | 0 | _____
[12 empty] | _____ |  | 0% | 0 | 0 | _____
[12 empty] | _____ |  | 0% | 0 | 0 | _____
[12 empty] | _____ |  | 0% | 0 | 0 | _____
[12 empty] | _____ |  | 0% | 0 | 0 | _____
[12 empty] | _____ |  | 0% | 0 | 0 | _____
[12 empty] | _____ |  | 0% | 0 | 0 | _____
[12 empty] | _____ |  | 0% | 0 | 0 | _____
[12 empty] | _____ |  | 0% | 0 | 0 | _____
[12 empty] | _____ |  | 0% | 0 | 0 | _____
[12 empty] | _____ |  | 0% | 0 | 0 | _____
[12 empty] | _____ |  | 0% | 0 | 0 | _____
[12 empty] | _____ |  | 0% | 0 | 0 | _____
[12 empty] | _____ |  | 0% | 0 | 0 | _____
[12 empty] | _____ |  | 0% | 0 | 0 | _____
[12 empty] | _____ |  | 0% | 0 | 0 | _____
[12 empty] | _____ |  | 0% | 0 | 0 | _____
[12 empty] | _____ |  | 0% | 0 | 0 | _____
[12 empty] | _____ |  | 0% | 0 | 0 | _____
[12 empty] | _____ |  | 0% | 0 | 0 | _____
[12 empty] | _____ |  | 0% | 0 | 0 | _____
[12 empty] | _____ |  | 0% | 0 | 0 | _____
[12 empty] | _____ |  | 0% | 0 | 0 | _____
[12 empty] | _____ |  | 0% | 0 | 0 | _____
[12 empty] | _____ |  | 0% | 0 | 0 | _____
[12 empty] | _____ |  | 0% | 0 | 0 | _____
[12 empty] | _____ |  | 0% | 0 | 0 | _____
[12 empty] | _____ |  | 0% | 0 | 0 | _____
[12 empty] | _____ |  | 0% | 0 | 0 | _____
[12 empty] | _____ |  | 0% | 0 | 0 | _____
[12 empty] | _____ |  | 0% | 0 | 0 | _____
[12 empty] | _____ |  | 0% | 0 | 0 | _____
[12 empty] | _____ |  | 0% | 0 | 0 | _____
[12 empty] | _____ |  | 0% | 0 | 0 | _____
[12 empty] | _____ |  | 0% | 0 | 0 | _____
[12 empty] | _____ |  | 0% | 0 | 0 | _____
[12 empty] | _____ |  | 0% | 0 | 0 | _____
[12 empty] | _____ |  | 0% | 0 | 0 | _____
[12 empty] | _____ |  | 0% | 0 | 0 | _____
[12 empty] | _____ |  | 0% | 0 | 0 | _____
[12 empty] | _____ |  | 0% | 0 | 0 | _____
[12 empty] | _____ |  | 0% | 0 | 0 | _____
[12 empty] | _____ |  | 0% | 0 | 0 | _____
[12 empty] | _____ |  | 0% | 0 | 0 | _____
[12 empty] | _____ |  | 0% | 0 | 0 | _____
[12 empty] | _____ |  | 0% | 0 | 0 | _____
[12 empty] | _____ |  | 0% | 0 | 0 | _____
[12 empty] | _____ |  | 0% | 0 | 0 | _____
[12 empty] | _____ |  | 0% | 0 | 0 | _____
[12 empty] | _____ |  | 0% | 0 | 0 | _____
[12 empty] | _____ |  | 0% | 0 | 0 | _____
[12 empty] | _____ |  | 0% | 0 | 0 | _____
[12 empty] | _____ |  | 0% | 0 | 0 | _____
[12 empty] | _____ |  | 0% | 0 | 0 | _____
[12 empty] | _____ |  | 0% | 0 | 0 | _____
[12 empty] | _____ |  | 0% | 0 | 0 | _____
[12 empty] | _____ |  | 0% | 0 | 0 | _____
[12 empty] | _____ |  | 0% | 0 | 0 | _____
[12 empty] | _____ |  | 0% | 0 | 0 | _____
[12 empty] | _____ |  | 0% | 0 | 0 | _____
[12 empty] | _____ |  | 0% | 0 | 0 | _____
[12 empty] | _____ |  | 0% | 0 | 0 | _____
[12 empty] | _____ |  | 0% | 0 | 0 | _____
[12 empty] | _____ |  | 0% | 0 | 0 | _____
[12 empty] | _____ |  | 0% | 0 | 0 | _____
[12 empty] | _____ |  | 0% | 0 | 0 | _____
[12 empty] | _____ |  | 0% | 0 | 0 | _____
[12 empty] | _____ |  | 0% | 0 | 0 | _____
[12 empty] | _____ |  | 0% | 0 | 0 | _____
[12 empty] | _____ |  | 0% | 0 | 0 | _____
[12 empty] | _____ |  | 0% | 0 | 0 | _____
[12 empty] | _____ |  | 0% | 0 | 0 | _____
[12 empty] | _____ |  | 0% | 0 | 0 | _____
[12 empty] | _____ |  | 0% | 0 | 0 | _____
[12 empty] | _____ |  | 0% | 0 | 0 | _____
[12 empty] | _____ |  | 0% | 0 | 0 | _____
[12 empty] | _____ |  | 0% | 0 | 0 | _____
[12 empty] | _____ |  | 0% | 0 | 0 | _____
[12 empty] | _____ |  | 0% | 0 | 0 | _____
[12 empty] | _____ |  | 0% | 0 | 0 | _____
[12 empty] | _____ |  | 0% | 0 | 0 | _____
[12 empty] | _____ |  | 0% | 0 | 0 | _____
[12 empty] | _____ |  | 0% | 0 | 0 | _____
[12 empty] | _____ |  | 0% | 0 | 0 | _____
[12 empty] | _____ |  | 0% | 0 | 0 | _____
[12 empty] | _____ |  | 0% | 0 | 0 | _____
[12 empty] | _____ |  | 0% | 0 | 0 | _____
[12 empty] | _____ |  | 0% | 0 | 0 | _____
[12 empty] | _____ |  | 0% | 0 | 0 | _____
[12 empty] | _____ |  | 0% | 0 | 0 | _____
[12 empty] | _____ |  | 0% | 0 | 0 | _____
[12 empty] | _____ |  | 0% | 0 | 0 | _____
[12 empty] | _____ |  | 0% | 0 | 0 | _____
[12 empty] | _____ |  | 0% | 0 | 0 | _____
[12 empty] | _____ |  | 0% | 0 | 0 | _____
[12 empty] | _____ |  | 0% | 0 | 0 | _____
[12 empty] | _____ |  | 0% | 0 | 0 | _____
[12 empty] | _____ |  | 0% | 0 | 0 | _____
[12 empty] | _____ |  | 0% | 0 | 0 | _____
[12 empty] | _____ |  | 0% | 0 | 0 | _____
[12 empty] | _____ |  | 0% | 0 | 0 | _____
[12 empty] | _____ |  | 0% | 0 | 0 | _____
[12 empty] | _____ |  | 0% | 0 | 0 | _____
[12 empty] | _____ |  | 0% | 0 | 0 | _____
[12 empty] | _____ |  | 0% | 0 | 0 | _____
[12 empty] | _____ |  | 0% | 0 | 0 | _____
[12 empty] | _____ |  | 0% | 0 | 0 | _____
[12 empty] | _____ |  | 0% | 0 | 0 | _____
[12 empty] | _____ |  | 0% | 0 | 0 | _____
[12 empty] | _____ |  | 0% | 0 | 0 | _____
[12 empty] | _____ |  | 0% | 0 | 0 | _____
[12 empty] | _____ |  | 0% | 0 | 0 | _____
[12 empty] | _____ |  | 0% | 0 | 0 | _____
[12 empty] | _____ |  | 0% | 0 | 0 | _____
[12 empty] | _____ |  | 0% | 0 | 0 | _____
[12 empty] | _____ |  | 0% | 0 | 0 | _____
[12 empty] | _____ |  | 0% | 0 | 0 | _____
[12 empty] | _____ |  | 0% | 0 | 0 | _____
[12 empty] | _____ |  | 0% | 0 | 0 | _____
[12 empty] | _____ |  | 0% | 0 | 0 | _____
[12 empty] | _____ |  | 0% | 0 | 0 | _____
[12 empty] | _____ |  | 0% | 0 | 0 | _____
[12 empty] | _____ |  | 0% | 0 | 0 | _____
[12 empty] | _____ |  | 0% | 0 | 0 | _____
[12 empty] | _____ |  | 0% | 0 | 0 | _____
[12 empty] | _____ |  | 0% | 0 | 0 | _____
[12 empty] | _____ |  | 0% | 0 | 0 | _____
[12 empty] | _____ |  | 0% | 0 | 0 | _____
[12 empty] | _____ |  | 0% | 0 | 0 | _____
[12 empty] | _____ |  | 0% | 0 | 0 | _____
[12 empty] | _____ |  | 0% | 0 | 0 | _____
[12 empty] | _____ |  | 0% | 0 | 0 | _____
[12 empty] | _____ |  | 0% | 0 | 0 | _____
[12 empty] | _____ |  | 0% | 0 | 0 | _____
[12 empty] | _____ |  | 0% | 0 | 0 | _____
[12 empty] | _____ |  | 0% | 0 | 0 | _____
[12 empty] | _____ |  | 0% | 0 | 0 | _____
[12 empty] | _____ |  | 0% | 0 | 0 | _____
[12 empty] | _____ |  | 0% | 0 | 0 | _____
[12 empty] | _____ |  | 0% | 0 | 0 | _____
[12 empty] | _____ |  | 0% | 0 | 0 | _____
[12 empty] | _____ |  | 0% | 0 | 0 | _____
[12 empty] | _____ |  | 0% | 0 | 0 | _____
[12 empty] | _____ |  | 0% | 0 | 0 | _____
[12 empty] | _____ |  | 0% | 0 | 0 | _____
[12 empty] | _____ |  | 0% | 0 | 0 | _____
[12 empty] | _____ |  | 0% | 0 | 0 | _____
[12 empty] | _____ |  | 0% | 0 | 0 | _____
[12 empty] | _____ |  | 0% | 0 | 0 | _____
[12 empty] | _____ |  | 0% | 0 | 0 | _____
[12 empty] | _____ |  | 0% | 0 | 0 | _____
[12 empty] | _____ |  | 0% | 0 | 0 | _____
[12 empty] | _____ |  | 0% | 0 | 0 | _____
[12 empty] | _____ |  | 0% | 0 | 0 | _____
[12 empty] | _____ |  | 0% | 0 | 0 | _____
[12 empty] | _____ |  | 0% | 0 | 0 | _____
[12 empty] | _____ |  | 0% | 0 | 0 | _____
[12 empty] | _____ |  | 0% | 0 | 0 | _____
[12 empty] | _____ |  | 0% | 0 | 0 | _____
[12 empty] | _____ |  | 0% | 0 | 0 | _____
[12 empty] | _____ |  | 0% | 0 | 0 | _____
[12 empty] | _____ |  | 0% | 0 | 0 | _____
[12 empty] | _____ |  | 0% | 0 | 0 | _____
[12 empty] | _____ |  | 0% | 0 | 0 | _____
[12 empty] | _____ |  | 0% | 0 | 0 | _____
[12 empty] | _____ |  | 0% | 0 | 0 | _____
[12 empty] | _____ |  | 0% | 0 | 0 | _____
[12 empty] | _____ |  | 0% | 0 | 0 | _____
[12 empty] | _____ |  | 0% | 0 | 0 | _____
[12 empty] | _____ |  | 0% | 0 | 0 | _____
[12 empty] | _____ |  | 0% | 0 | 0 | _____
[12 empty] | _____ |  | 0% | 0 | 0 | _____
[12 empty] | _____ |  | 0% | 0 | 0 | _____
[12 empty] | _____ |  | 0% | 0 | 0 | _____
[12 empty] | _____ |  | 0% | 0 | 0 | _____
[12 empty] | _____ |  | 0% | 0 | 0 | _____
[12 empty] | _____ |  | 0% | 0 | 0 | _____
[12 empty] | _____ |  | 0% | 0 | 0 | _____
[12 empty] | _____ |  | 0% | 0 | 0 | _____
[12 empty] | _____ |  | 0% | 0 | 0 | _____
[12 empty] | _____ |  | 0% | 0 | 0 | _____
[12 empty] | _____ |  | 0% | 0 | 0 | _____
[12 empty] | _____ |  | 0% | 0 | 0 | _____
[12 empty] | _____ |  | 0% | 0 | 0 | _____
[12 empty] | _____ |  | 0% | 0 | 0 | _____
[12 empty] | _____ |  | 0% | 0 | 0 | _____
[12 empty] | _____ |  | 0% | 0 | 0 | _____
[12 empty] | _____ |  | 0% | 0 | 0 | _____
[12 empty] | _____ |  | 0% | 0 | 0 | _____
[12 empty] | _____ |  | 0% | 0 | 0 | _____
[12 empty] | _____ |  | 0% | 0 | 0 | _____
[12 empty] | _____ |  | 0% | 0 | 0 | _____
[12 empty] | _____ |  | 0% | 0 | 0 | _____
[12 empty] | _____ |  | 0% | 0 | 0 | _____
[12 empty] | _____ |  | 0% | 0 | 0 | _____
[12 empty] | _____ |  | 0% | 0 | 0 | _____
[12 empty] | _____ |  | 0% | 0 | 0 | _____
[12 empty] | _____ |  | 0% | 0 | 0 | _____
[12 empty] | _____ |  | 0% | 0 | 0 | _____
[12 empty] | _____ |  | 0% | 0 | 0 | _____
[12 empty] | _____ |  | 0% | 0 | 0 | _____
[12 empty] | _____ |  | 0% | 0 | 0 | _____
[12 empty] | _____ |  | 0% | 0 | 0 | _____
[12 empty] | _____ |  | 0% | 0 | 0 | _____
[12 empty] | _____ |  | 0% | 0 | 0 | _____
[12 empty] | _____ |  | 0% | 0 | 0 | _____
[12 empty] | _____ |  | 0% | 0 | 0 | _____
[12 empty] | _____ |  | 0% | 0 | 0 | _____
[12 empty] | _____ |  | 0% | 0 | 0 | _____
[12 empty] | _____ |  | 0% | 0 | 0 | _____
[12 empty] | _____ |  | 0% | 0 | 0 | _____
[12 empty] | _____ |  | 0% | 0 | 0 | _____
[12 empty] | _____ |  | 0% | 0 | 0 | _____
[12 empty] | _____ |  | 0% | 0 | 0 | _____
[12 empty] | _____ |  | 0% | 0 | 0 | _____
[12 empty] | _____ |  | 0% | 0 | 0 | _____
[12 empty] | _____ |  | 0% | 0 | 0 | _____
[12 empty] | _____ |  | 0% | 0 | 0 | _____
[12 empty] | _____ |  | 0% | 0 | 0 | _____
[12 empty] | _____ |  | 0% | 0 | 0 | _____
[12 empty] | _____ |  | 0% | 0 | 0 | _____
[12 empty] | _____ |  | 0% | 0 | 0 | _____
[12 empty] | _____ |  | 0% | 0 | 0 | _____
[12 empty] | _____ |  | 0% | 0 | 0 | _____
[12 empty] | _____ |  | 0% | 0 | 0 | _____
[12 empty] | _____ |  | 0% | 0 | 0 | _____
[12 empty] | _____ |  | 0% | 0 | 0 | _____
[12 empty] | _____ |  | 0% | 0 | 0 | _____
[12 empty] | _____ |  | 0% | 0 | 0 | _____
[12 empty] | _____ |  | 0% | 0 | 0 | _____
[12 empty] | _____ |  | 0% | 0 | 0 | _____
[12 empty] | _____ |  | 0% | 0 | 0 | _____
[12 empty] | _____ |  | 0% | 0 | 0 | _____
[12 empty] | _____ |  | 0% | 0 | 0 | _____
[12 empty] | _____ |  | 0% | 0 | 0 | _____
[12 empty] | _____ |  | 0% | 0 | 0 | _____
[12 empty] | _____ |  | 0% | 0 | 0 | _____
[12 empty] | _____ |  | 0% | 0 | 0 | _____
[12 empty] | _____ |  | 0% | 0 | 0 | _____
[12 empty] | _____ |  | 0% | 0 | 0 | _____
[12 empty] | _____ |  | 0% | 0 | 0 | _____
[12 empty] | _____ |  | 0% | 0 | 0 | _____
[12 empty] | _____ |  | 0% | 0 | 0 | _____
[12 empty] | _____ |  | 0% | 0 | 0 | _____
[12 empty] | _____ |  | 0% | 0 | 0 | _____
[12 empty] | _____ |  | 0% | 0 | 0 | _____
[12 empty] | _____ |  | 0% | 0 | 0 | _____
[12 empty] | _____ |  | 0% | 0 | 0 | _____
[12 empty] | _____ |  | 0% | 0 | 0 | _____
[12 empty] | _____ |  | 0% | 0 | 0 | _____
[12 empty] | _____ |  | 0% | 0 | 0 | _____
[12 empty] | _____ |  | 0% | 0 | 0 | _____
[12 empty] | _____ |  | 0% | 0 | 0 | _____
[12 empty] | _____ |  | 0% | 0 | 0 | _____
[12 empty] | _____ |  | 0% | 0 | 0 | _____
[12 empty] | _____ |  | 0% | 0 | 0 | _____
[12 empty] | _____ |  | 0% | 0 | 0 | _____
[12 empty] | _____ |  | 0% | 0 | 0 | _____
[12 empty] | _____ |  | 0% | 0 | 0 | _____
[12 empty] | _____ |  | 0% | 0 | 0 | _____
[12 empty] | _____ |  | 0% | 0 | 0 | _____
[12 empty] | _____ |  | 0% | 0 | 0 | _____
[12 empty] | _____ |  | 0% | 0 | 0 | _____
[12 empty] | _____ |  | 0% | 0 | 0 | _____
[12 empty] | _____ |  | 0% | 0 | 0 | _____
[12 empty] | _____ |  | 0% | 0 | 0 | _____
[12 empty] | _____ |  | 0% | 0 | 0 | _____
[12 empty] | _____ |  | 0% | 0 | 0 | _____
[12 empty] | _____ |  | 0% | 0 | 0 | _____
[12 empty] | _____ |  | 0% | 0 | 0 | _____
[12 empty] | _____ |  | 0% | 0 | 0 | _____
[12 empty] | _____ |  | 0% | 0 | 0 | _____
[12 empty] | _____ |  | 0% | 0 | 0 | _____
[12 empty] | _____ |  | 0% | 0 | 0 | _____
[12 empty] | _____ |  | 0% | 0 | 0 | _____
[12 empty] | _____ |  | 0% | 0 | 0 | _____
[12 empty] | _____ |  | 0% | 0 | 0 | _____
[12 empty] | _____ |  | 0% | 0 | 0 | _____
[12 empty] | _____ |  | 0% | 0 | 0 | _____
[12 empty] | _____ |  | 0% | 0 | 0 | _____
[12 empty] | _____ |  | 0% | 0 | 0 | _____
[12 empty] | _____ |  | 0% | 0 | 0 | _____
[12 empty] | _____ |  | 0% | 0 | 0 | _____
[12 empty] | _____ |  | 0% | 0 | 0 | _____
[12 empty] | _____ |  | 0% | 0 | 0 | _____
[12 empty] | _____ |  | 0% | 0 | 0 | _____
[12 empty] | _____ |  | 0% | 0 | 0 | _____
[12 empty] | _____ |  | 0% | 0 | 0 | _____
[12 empty] | _____ |  | 0% | 0 | 0 | _____
[12 empty] | _____ |  | 0% | 0 | 0 | _____
[12 empty] | _____ |  | 0% | 0 | 0 | _____
[12 empty] | _____ |  | 0% | 0 | 0 | _____
[12 empty] | _____ |  | 0% | 0 | 0 | _____
[12 empty] | _____ |  | 0% | 0 | 0 | _____
[12 empty] | _____ |  | 0% | 0 | 0 | _____
[12 empty] | _____ |  | 0% | 0 | 0 | _____
[12 empty] | _____ |  | 0% | 0 | 0 | _____
[12 empty] | _____ |  | 0% | 0 | 0 | _____
[12 empty] | _____ |  | 0% | 0 | 0 | _____
[12 empty] | _____ |  | 0% | 0 | 0 | _____
[12 empty] | _____ |  | 0% | 0 | 0 | _____
[12 empty] | _____ |  | 0% | 0 | 0 | _____
[12 empty] | _____ |  | 0% | 0 | 0 | _____
[12 empty] | _____ |  | 0% | 0 | 0 | _____
[12 empty] | _____ |  | 0% | 0 | 0 | _____
[12 empty] | _____ |  | 0% | 0 | 0 | _____
[12 empty] | _____ |  | 0% | 0 | 0 | _____
[12 empty] | _____ |  | 0% | 0 | 0 | _____
[12 empty] | _____ |  | 0% | 0 | 0 | _____
[12 empty] | _____ |  | 0% | 0 | 0 | _____
[12 empty] | _____ |  | 0% | 0 | 0 | _____
[12 empty] | _____ |  | 0% | 0 | 0 | _____
[12 empty] | _____ |  | 0% | 0 | 0 | _____
[12 empty] | _____ |  | 0% | 0 | 0 | _____
[12 empty] | _____ |  | 0% | 0 | 0 | _____
[12 empty] | _____ |  | 0% | 0 | 0 | _____
[12 empty] | _____ |  | 0% | 0 | 0 | _____
[12 empty] | _____ |  | 0% | 0 | 0 | _____
[12 empty] | _____ |  | 0% | 0 | 0 | _____
[12 empty] | _____ |  | 0% | 0 | 0 | _____
[12 empty] | _____ |  | 0% | 0 | 0 | _____
[12 empty] | _____ |  | 0% | 0 | 0 | _____
[12 empty] | _____ |  | 0% | 0 | 0 | _____
[12 empty] | _____ |  | 0% | 0 | 0 | _____
[12 empty] | _____ |  | 0% | 0 | 0 | _____
[12 empty] | _____ |  | 0% | 0 | 0 | _____
[12 empty] | _____ |  | 0% | 0 | 0 | _____
[12 empty] | _____ |  | 0% | 0 | 0 | _____
[12 empty] | _____ |  | 0% | 0 | 0 | _____
[12 empty] | _____ |  | 0% | 0 | 0 | _____
[12 empty] | _____ |  | 0% | 0 | 0 | _____
[12 empty] | _____ |  | 0% | 0 | 0 | _____
[12 empty] | _____ |  | 0% | 0 | 0 | _____
[12 empty] | _____ |  | 0% | 0 | 0 | _____
[12 empty] | _____ |  | 0% | 0 | 0 | _____
[12 empty] | _____ |  | 0% | 0 | 0 | _____
[12 empty] | _____ |  | 0% | 0 | 0 | _____
[12 empty] | _____ |  | 0% | 0 | 0 | _____
[12 empty] | _____ |  | 0% | 0 | 0 | _____
[12 empty] | _____ |  | 0% | 0 | 0 | _____
[12 empty] | _____ |  | 0% | 0 | 0 | _____
[12 empty] | _____ |  | 0% | 0 | 0 | _____
[12 empty] | _____ |  | 0% | 0 | 0 | _____
[12 empty] | _____ |  | 0% | 0 | 0 | _____
[12 empty] | _____ |  | 0% | 0 | 0 | _____
[12 empty] | _____ |  | 0% | 0 | 0 | _____
[12 empty] | _____ |  | 0% | 0 | 0 | _____
[12 empty] | _____ |  | 0% | 0 | 0 | _____
[12 empty] | _____ |  | 0% | 0 | 0 | _____
[12 empty] | _____ |  | 0% | 0 | 0 | _____
[12 empty] | _____ |  | 0% | 0 | 0 | _____
[12 empty] | _____ |  | 0% | 0 | 0 | _____
[12 empty] | _____ |  | 0% | 0 | 0 | _____
[12 empty] | _____ |  | 0% | 0 | 0 | _____
[12 empty] | _____ |  | 0% | 0 | 0 | _____
[12 empty] | _____ |  | 0% | 0 | 0 | _____
[12 empty] | _____ |  | 0% | 0 | 0 | _____
[12 empty] | _____ |  | 0% | 0 | 0 | _____
[12 empty] | _____ |  | 0% | 0 | 0 | _____
[12 empty] | _____ |  | 0% | 0 | 0 | _____
[12 empty] | _____ |  | 0% | 0 | 0 | _____
[12 empty] | _____ |  | 0% | 0 | 0 | _____
[12 empty] | _____ |  | 0% | 0 | 0 | _____
[12 empty] | _____ |  | 0% | 0 | 0 | _____
[12 empty] | _____ |  | 0% | 0 | 0 | _____
[12 empty] | _____ |  | 0% | 0 | 0 | _____
[12 empty] | _____ |  | 0% | 0 | 0 | _____
[12 empty] | _____ |  | 0% | 0 | 0 | _____
[12 empty] | _____ |  | 0% | 0 | 0 | _____
[12 empty] | _____ |  | 0% | 0 | 0 | _____
[12 empty] | _____ |  | 0% | 0 | 0 | _____
[12 empty] | _____ |  | 0% | 0 | 0 | _____
[12 empty] | _____ |  | 0% | 0 | 0 | _____
[12 empty] | _____ |  | 0% | 0 | 0 | _____
[12 empty] | _____ |  | 0% | 0 | 0 | _____
[12 empty] | _____ |  | 0% | 0 | 0 | _____
[12 empty] | _____ |  | 0% | 0 | 0 | _____
[12 empty] | _____ |  | 0% | 0 | 0 | _____
[12 empty] | _____ |  | 0% | 0 | 0 | _____
[12 empty] | _____ |  | 0% | 0 | 0 | _____
[12 empty] | _____ |  | 0% | 0 | 0 | _____
[12 empty] | _____ |  | 0% | 0 | 0 | _____
[12 empty] | _____ |  | 0% | 0 | 0 | _____
[12 empty] | _____ |  | 0% | 0 | 0 | _____
[12 empty] | _____ |  | 0% | 0 | 0 | _____
[12 empty] | _____ |  | 0% | 0 | 0 | _____
[12 empty] | _____ |  | 0% | 0 | 0 | _____
[12 empty] | _____ |  | 0% | 0 | 0 | _____
[12 empty] | _____ |  | 0% | 0 | 0 | _____
[12 empty] | _____ |  | 0% | 0 | 0 | _____
[12 empty] | _____ |  | 0% | 0 | 0 | _____
[12 empty] | _____ |  | 0% | 0 | 0 | _____
[12 empty] | _____ |  | 0% | 0 | 0 | _____
[12 empty] | _____ |  | 0% | 0 | 0 | _____
[12 empty] | _____ |  | 0% | 0 | 0 | _____
[12 empty] | _____ |  | 0% | 0 | 0 | _____
[12 empty] | _____ |  | 0% | 0 | 0 | _____
[12 empty] | _____ |  | 0% | 0 | 0 | _____
[12 empty] | _____ |  | 0% | 0 | 0 | _____
[12 empty] | _____ |  | 0% | 0 | 0 | _____
[12 empty] | _____ |  | 0% | 0 | 0 | _____
[12 empty] | _____ |  | 0% | 0 | 0 | _____
[12 empty] | _____ |  | 0% | 0 | 0 | _____
[12 empty] | _____ |  | 0% | 0 | 0 | _____
[12 empty] | _____ |  | 0% | 0 | 0 | _____
[12 empty] | _____ |  | 0% | 0 | 0 | _____
[12 empty] | _____ |  | 0% | 0 | 0 | _____
[12 empty] | _____ |  | 0% | 0 | 0 | _____
[12 empty] | _____ |  | 0% | 0 | 0 | _____
[12 empty] | _____ |  | 0% | 0 | 0 | _____
[12 empty] | _____ |  | 0% | 0 | 0 | _____
[12 empty] | _____ |  | 0% | 0 | 0 | _____
[12 empty] | _____ |  | 0% | 0 | 0 | _____
[12 empty] | _____ |  | 0% | 0 | 0 | _____
[12 empty] | _____ |  | 0% | 0 | 0 | _____
[12 empty] | _____ |  | 0% | 0 | 0 | _____
[12 empty] | _____ |  | 0% | 0 | 0 | _____
[12 empty] | _____ |  | 0% | 0 | 0 | _____
[12 empty] | _____ |  | 0% | 0 | 0 | _____
[12 empty] | _____ |  | 0% | 0 | 0 | _____
[12 empty] | _____ |  | 0% | 0 | 0 | _____
[12 empty] | _____ |  | 0% | 0 | 0 | _____
[12 empty] | _____ |  | 0% | 0 | 0 | _____
[12 empty] | _____ |  | 0% | 0 | 0 | _____
[12 empty] | _____ |  | 0% | 0 | 0 | _____
[12 empty] | _____ |  | 0% | 0 | 0 | _____
[12 empty] | _____ |  | 0% | 0 | 0 | _____
[12 empty] | _____ |  | 0% | 0 | 0 | _____
[12 empty] | _____ |  | 0% | 0 | 0 | _____
[12 empty] | _____ |  | 0% | 0 | 0 | _____
[12 empty] | _____ |  | 0% | 0 | 0 | _____
[12 empty] | _____ |  | 0% | 0 | 0 | _____
[12 empty] | _____ |  | 0% | 0 | 0 | _____
[12 empty] | _____ |  | 0% | 0 | 0 | _____
[12 empty] | _____ |  | 0% | 0 | 0 | _____
[12 empty] | _____ |  | 0% | 0 | 0 | _____
[12 empty] | _____ |  | 0% | 0 | 0 | _____
[12 empty] | _____ |  | 0% | 0 | 0 | _____
[12 empty] | _____ |  | 0% | 0 | 0 | _____
[12 empty] | _____ |  | 0% | 0 | 0 | _____
[12 empty] | _____ |  | 0% | 0 | 0 | _____
[12 empty] | _____ |  | 0% | 0 | 0 | _____
[12 empty] | _____ |  | 0% | 0 | 0 | _____
[12 empty] | _____ |  | 0% | 0 | 0 | _____
[12 empty] | _____ |  | 0% | 0 | 0 | _____
[12 empty] | _____ |  | 0% | 0 | 0 | _____
[12 empty] | _____ |  | 0% | 0 | 0 | _____
[12 empty] | _____ |  | 0% | 0 | 0 | _____
[12 empty] | _____ |  | 0% | 0 | 0 | _____
[12 empty] | _____ |  | 0% | 0 | 0 | _____
[12 empty] | _____ |  | 0% | 0 | 0 | _____
[12 empty] | _____ |  | 0% | 0 | 0 | _____
[12 empty] | _____ |  | 0% | 0 | 0 | _____
[12 empty] | _____ |  | 0% | 0 | 0 | _____
[12 empty] | _____ |  | 0% | 0 | 0 | _____
[12 empty] | _____ |  | 0% | 0 | 0 | _____
[12 empty] | _____ |  | 0% | 0 | 0 | _____
[12 empty] | _____ |  | 0% | 0 | 0 | _____
[12 empty] | _____ |  | 0% | 0 | 0 | _____
[12 empty] | _____ |  | 0% | 0 | 0 | _____
[12 empty] | _____ |  | 0% | 0 | 0 | _____
[12 empty] | _____ |  | 0% | 0 | 0 | _____
[12 empty] | _____ |  | 0% | 0 | 0 | _____
[12 empty] | _____ |  | 0% | 0 | 0 | _____
[12 empty] | _____ |  | 0% | 0 | 0 | _____
[12 empty] | _____ |  | 0% | 0 | 0 | _____
[12 empty] | _____ |  | 0% | 0 | 0 | _____
[12 empty] | _____ |  | 0% | 0 | 0 | _____
[12 empty] | _____ |  | 0% | 0 | 0 | _____
[12 empty] | _____ |  | 0% | 0 | 0 | _____
[12 empty] | _____ |  | 0% | 0 | 0 | _____
[12 empty] | _____ |  | 0% | 0 | 0 | _____
[12 empty] | _____ |  | 0% | 0 | 0 | _____
[12 empty] | _____ |  | 0% | 0 | 0 | _____
[12 empty] | _____ |  | 0% | 0 | 0 | _____
[12 empty] | _____ |  | 0% | 0 | 0 | _____
[12 empty] | _____ |  | 0% | 0 | 0 | _____
[12 empty] | _____ |  | 0% | 0 | 0 | _____
[12 empty] | _____ |  | 0% | 0 | 0 | _____
[12 empty] | _____ |  | 0% | 0 | 0 | _____
[12 empty] | _____ |  | 0% | 0 | 0 | _____
[12 empty] | _____ |  | 0% | 0 | 0 | _____
[12 empty] | _____ |  | 0% | 0 | 0 | _____
[12 empty] | _____ |  | 0% | 0 | 0 | _____
[12 empty] | _____ |  | 0% | 0 | 0 | _____
[12 empty] | _____ |  | 0% | 0 | 0 | _____
[12 empty] | _____ |  | 0% | 0 | 0 | _____
[12 empty] | _____ |  | 0% | 0 | 0 | _____
[12 empty] | _____ |  | 0% | 0 | 0 | _____
[12 empty] | _____ |  | 0% | 0 | 0 | _____
[12 empty] | _____ |  | 0% | 0 | 0 | _____
[12 empty] | _____ |  | 0% | 0 | 0 | _____
[12 empty] | _____ |  | 0% | 0 | 0 | _____
[12 empty] | _____ |  | 0% | 0 | 0 | _____
[12 empty] | _____ |  | 0% | 0 | 0 | _____
[12 empty] | _____ |  | 0% | 0 | 0 | _____
[12 empty] | _____ |  | 0% | 0 | 0 | _____
[12 empty] | _____ |  | 0% | 0 | 0 | _____
[12 empty] | _____ |  | 0% | 0 | 0 | _____
[12 empty] | _____ |  | 0% | 0 | 0 | _____
[12 empty] | _____ |  | 0% | 0 | 0 | _____
[12 empty] | _____ |  | 0% | 0 | 0 | _____
[12 empty] | _____ |  | 0% | 0 | 0 | _____
[12 empty] | _____ |  | 0% | 0 | 0 | _____
[12 empty] | _____ |  | 0% | 0 | 0 | _____
[12 empty] | _____ |  | 0% | 0 | 0 | _____
[12 empty] | _____ |  | 0% | 0 | 0 | _____
[12 empty] | _____ |  | 0% | 0 | 0 | _____
[12 empty] | _____ |  | 0% | 0 | 0 | _____
[12 empty] | _____ |  | 0% | 0 | 0 | _____
[12 empty] | _____ |  | 0% | 0 | 0 | _____
[12 empty] | _____ |  | 0% | 0 | 0 | _____
[12 empty] | _____ |  | 0% | 0 | 0 | _____
[12 empty] | _____ |  | 0% | 0 | 0 | _____
[12 empty] | _____ |  | 0% | 0 | 0 | _____
[12 empty] | _____ |  | 0% | 0 | 0 | _____
[12 empty] | _____ |  | 0% | 0 | 0 | _____
[12 empty] | _____ |  | 0% | 0 | 0 | _____
[12 empty] | _____ |  | 0% | 0 | 0 | _____
[12 empty] | _____ |  | 0% | 0 | 0 | _____
[12 empty] | _____ |  | 0% | 0 | 0 | _____
[12 empty] | _____ |  | 0% | 0 | 0 | _____
[12 empty] | _____ |  | 0% | 0 | 0 | _____
[12 empty] | _____ |  | 0% | 0 | 0 | _____
[12 empty] | _____ |  | 0% | 0 | 0 | _____
[12 empty] | _____ |  | 0% | 0 | 0 | _____
[12 empty] | _____ |  | 0% | 0 | 0 | _____
[12 empty] | _____ |  | 0% | 0 | 0 | _____
[12 empty] | _____ |  | 0% | 0 | 0 | _____
[12 empty] | _____ |  | 0% | 0 | 0 | _____
[12 empty] | _____ |  | 0% | 0 | 0 | _____
[12 empty] | _____ |  | 0% | 0 | 0 | _____
[12 empty] | _____ |  | 0% | 0 | 0 | _____
[12 empty] | _____ |  | 0% | 0 | 0 | _____
[12 empty] | _____ |  | 0% | 0 | 0 | _____
[12 empty] | _____ |  | 0% | 0 | 0 | _____
[12 empty] | _____ |  | 0% | 0 | 0 | _____
[12 empty] | _____ |  | 0% | 0 | 0 | _____
[12 empty] | _____ |  | 0% | 0 | 0 | _____
[12 empty] | _____ |  | 0% | 0 | 0 | _____
[12 empty] | _____ |  | 0% | 0 | 0 | _____
[12 empty] | _____ |  | 0% | 0 | 0 | _____
[12 empty] | _____ |  | 0% | 0 | 0 | _____
[12 empty] | _____ |  | 0% | 0 | 0 | _____
[12 empty] | _____ |  | 0% | 0 | 0 | _____
[12 empty] | _____ |  | 0% | 0 | 0 | _____
[12 empty] | _____ |  | 0% | 0 | 0 | _____
[12 empty] | _____ |  | 0% | 0 | 0 | _____
[12 empty] | _____ |  | 0% | 0 | 0 | _____
[12 empty] | _____ |  | 0% | 0 | 0 | _____
[12 empty] | _____ |  | 0% | 0 | 0 | _____
[12 empty] | _____ |  | 0% | 0 | 0 | _____
[12 empty] | _____ |  | 0% | 0 | 0 | _____
[12 empty] | _____ |  | 0% | 0 | 0 | _____
[12 empty] | _____ |  | 0% | 0 | 0 | _____
[12 empty] | _____ |  | 0% | 0 | 0 | _____
[12 empty] | _____ |  | 0% | 0 | 0 | _____
[12 empty] | _____ |  | 0% | 0 | 0 | _____
[12 empty] | _____ |  | 0% | 0 | 0 | _____
[12 empty] | _____ |  | 0% | 0 | 0 | _____
[12 empty] | _____ |  | 0% | 0 | 0 | _____
[12 empty] | _____ |  | 0% | 0 | 0 | _____
[12 empty] | _____ |  | 0% | 0 | 0 | _____
[12 empty] | _____ |  | 0% | 0 | 0 | _____
[12 empty] | _____ |  | 0% | 0 | 0 | _____
[12 empty] | _____ |  | 0% | 0 | 0 | _____
[12 empty] | _____ |  | 0% | 0 | 0 | _____
[12 empty] | _____ |  | 0% | 0 | 0 | _____
[12 empty] | _____ |  | 0% | 0 | 0 | _____
[12 empty] | _____ |  | 0% | 0 | 0 | _____
[12 empty] | _____ |  | 0% | 0 | 0 | _____
[12 empty] | _____ |  | 0% | 0 | 0 | _____
[12 empty] | _____ |  | 0% | 0 | 0 | _____
[12 empty] | _____ |  | 0% | 0 | 0 | _____
[12 empty] | _____ |  | 0% | 0 | 0 | _____
[12 empty] | _____ |  | 0% | 0 | 0 | _____
[12 empty] | _____ |  | 0% | 0 | 0 | _____
[12 empty] | _____ |  | 0% | 0 | 0 | _____
[12 empty] | _____ |  | 0% | 0 | 0 | _____
[12 empty] | _____ |  | 0% | 0 | 0 | _____
[12 empty] | _____ |  | 0% | 0 | 0 | _____
[12 empty] | _____ |  | 0% | 0 | 0 | _____
[12 empty] | _____ |  | 0% | 0 | 0 | _____
[12 empty] | _____ |  | 0% | 0 | 0 | _____
[12 empty] | _____ |  | 0% | 0 | 0 | _____
[12 empty] | _____ |  | 0% | 0 | 0 | _____
[12 empty] | _____ |  | 0% | 0 | 0 | _____
[12 empty] | _____ |  | 0% | 0 | 0 | _____
[12 empty] | _____ |  | 0% | 0 | 0 | _____
[12 empty] | _____ |  | 0% | 0 | 0 | _____
[12 empty] | _____ |  | 0% | 0 | 0 | _____
[12 empty] | _____ |  | 0% | 0 | 0 | _____
[12 empty] | _____ |  | 0% | 0 | 0 | _____
[12 empty] | _____ |  | 0% | 0 | 0 | _____
[12 empty] | _____ |  | 0% | 0 | 0 | _____
[12 empty] | _____ |  | 0% | 0 | 0 | _____
[12 empty] | _____ |  | 0% | 0 | 0 | _____
[12 empty] | _____ |  | 0% | 0 | 0 | _____
[12 empty] | _____ |  | 0% | 0 | 0 | _____
[12 empty] | _____ |  | 0% | 0 | 0 | _____
[12 empty] | _____ |  | 0% | 0 | 0 | _____
[12 empty] | _____ |  | 0% | 0 | 0 | _____
[12 empty] | _____ |  | 0% | 0 | 0 | _____
[12 empty] | _____ |  | 0% | 0 | 0 | _____
[12 empty] | _____ |  | 0% | 0 | 0 | _____
[12 empty] | _____ |  | 0% | 0 | 0 | _____
[12 empty] | _____ |  | 0% | 0 | 0 | _____
[12 empty] | _____ |  | 0% | 0 | 0 | _____
[12 empty] | _____ |  | 0% | 0 | 0 | _____
[12 empty] | _____ |  | 0% | 0 | 0 | _____
[12 empty] | _____ |  | 0% | 0 | 0 | _____
[12 empty] | _____ |  | 0% | 0 | 0 | _____
[12 empty] | _____ |  | 0% | 0 | 0 | _____
[12 empty] | _____ |  | 0% | 0 | 0 | _____
[12 empty] | _____ |  | 0% | 0 | 0 | _____
[12 empty] | _____ |  | 0% | 0 | 0 | _____
[12 empty] | _____ |  | 0% | 0 | 0 | _____
[12 empty] | _____ |  | 0% | 0 | 0 | _____
[12 empty] | _____ |  | 0% | 0 | 0 | _____
[12 empty] | _____ |  | 0% | 0 | 0 | _____
[12 empty] | _____ |  | 0% | 0 | 0 | _____
[12 empty] | _____ |  | 0% | 0 | 0 | _____
[12 empty] | _____ |  | 0% | 0 | 0 | _____
[12 empty] | _____ |  | 0% | 0 | 0 | _____
[12 empty] | _____ |  | 0% | 0 | 0 | _____
[12 empty] | _____ |  | 0% | 0 | 0 | _____
[12 empty] | _____ |  | 0% | 0 | 0 | _____
[12 empty] | _____ |  | 0% | 0 | 0 | _____
[12 empty] | _____ |  | 0% | 0 | 0 | _____
[12 empty] | _____ |  | 0% | 0 | 0 | _____
[12 empty] | _____ |  | 0% | 0 | 0 | _____
[12 empty] | _____ |  | 0% | 0 | 0 | _____
[12 empty] | _____ |  | 0% | 0 | 0 | _____
[12 empty] | _____ |  | 0% | 0 | 0 | _____
[12 empty] | _____ |  | 0% | 0 | 0 | _____
[12 empty] | _____ |  | 0% | 0 | 0 | _____
[12 empty] | _____ |  | 0% | 0 | 0 | _____
[12 empty] | _____ |  | 0% | 0 | 0 | _____
[12 empty] | _____ |  | 0% | 0 | 0 | _____
[12 empty] | _____ |  | 0% | 0 | 0 | _____
[12 empty] | _____ |  | 0% | 0 | 0 | _____
[12 empty] | _____ |  | 0% | 0 | 0 | _____
[12 empty] | _____ |  | 0% | 0 | 0 | _____
[12 empty] | _____ |  | 0% | 0 | 0 | _____
[12 empty] | _____ |  | 0% | 0 | 0 | _____
[12 empty] | _____ |  | 0% | 0 | 0 | _____
[12 empty] | _____ |  | 0% | 0 | 0 | _____
[12 empty] | _____ |  | 0% | 0 | 0 | _____
[12 empty] | _____ |  | 0% | 0 | 0 | _____
[12 empty] | _____ |  | 0% | 0 | 0 | _____
[12 empty] | _____ |  | 0% | 0 | 0 | _____
[12 empty] | _____ |  | 0% | 0 | 0 | _____
[12 empty] | _____ |  | 0% | 0 | 0 | _____
[12 empty] | _____ |  | 0% | 0 | 0 | _____
[12 empty] | _____ |  | 0% | 0 | 0 | _____
[12 empty] | _____ |  | 0% | 0 | 0 | _____
[12 empty] | _____ |  | 0% | 0 | 0 | _____
[12 empty] | _____ |  | 0% | 0 | 0 | _____
[12 empty] | _____ |  | 0% | 0 | 0 | _____
[12 empty] | _____ |  | 0% | 0 | 0 | _____
[12 empty] | _____ |  | 0% | 0 | 0 | _____
[12 empty] | _____ |  | 0% | 0 | 0 | _____
[12 empty] | _____ |  | 0% | 0 | 0 | _____
[12 empty] | _____ |  | 0% | 0 | 0 | _____
[12 empty] | _____ |  | 0% | 0 | 0 | _____
[12 empty] | _____ |  | 0% | 0 | 0 | _____
[12 empty] | _____ |  | 0% | 0 | 0 | _____
[12 empty] | _____ |  | 0% | 0 | 0 | _____
[12 empty] | _____ |  | 0% | 0 | 0 | _____
[12 empty] | _____ |  | 0% | 0 | 0 | _____
[12 empty] | _____ |  | 0% | 0 | 0 | _____
[12 empty] | _____ |  | 0% | 0 | 0 | _____
[12 empty] | _____ |  | 0% | 0 | 0 | _____
[12 empty] | _____ |  | 0% | 0 | 0 | _____
[12 empty] | _____ |  | 0% | 0 | 0 | _____
[12 empty] | _____ |  | 0% | 0 | 0 | _____
[12 empty] | _____ |  | 0% | 0 | 0 | _____
[12 empty] | _____ |  | 0% | 0 | 0 | _____
[12 empty] | _____ |  | 0% | 0 | 0 | _____
[12 empty] | _____ |  | 0% | 0 | 0 | _____
[12 empty] | _____ |  | 0% | 0 | 0 | _____
[12 empty] | _____ |  | 0% | 0 | 0 | _____
[12 empty] | _____ |  | 0% | 0 | 0 | _____
[12 empty] | _____ |  | 0% | 0 | 0 | _____
[12 empty] | _____ |  | 0% | 0 | 0 | _____
[12 empty] | _____ |  | 0% | 0 | 0 | _____
[12 empty] | _____ |  | 0% | 0 | 0 | _____
[12 empty] | _____ |  | 0% | 0 | 0 | _____
[12 empty] | _____ |  | 0% | 0 | 0 | _____
[12 empty] | _____ |  | 0% | 0 | 0 | _____
[12 empty] | _____ |  | 0% | 0 | 0 | _____
[12 empty] | _____ |  | 0% | 0 | 0 | _____
[12 empty] | _____ |  | 0% | 0 | 0 | _____
[12 empty] | _____ |  | 0% | 0 | 0 | _____
[12 empty] | _____ |  | 0% | 0 | 0 | _____
[12 empty] | _____ |  | 0% | 0 | 0 | _____
[12 empty] | _____ |  | 0% | 0 | 0 | _____
[12 empty] | _____ |  | 0% | 0 | 0 | _____
[12 empty] | _____ |  | 0% | 0 | 0 | _____
[12 empty] | _____ |  | 0% | 0 | 0 | _____
[12 empty] | _____ |  | 0% | 0 | 0 | _____
[12 empty] | _____ |  | 0% | 0 | 0 | _____
[12 empty] | _____ |  | 0% | 0 | 0 | _____
[12 empty] | _____ |  | 0% | 0 | 0 | _____
[12 empty] | _____ |  | 0% | 0 | 0 | _____
[12 empty] | _____ |  | 0% | 0 | 0 | _____
[12 empty] | _____ |  | 0% | 0 | 0 | _____
[12 empty] | _____ |  | 0% | 0 | 0 | _____
[12 empty] | _____ |  | 0% | 0 | 0 | _____
[12 empty] | _____ |  | 0% | 0 | 0 | _____
[12 empty] | _____ |  | 0% | 0 | 0 | _____
[12 empty] | _____ |  | 0% | 0 | 0 | _____
[12 empty] | _____ |  | 0% | 0 | 0 | _____
[12 empty] | _____ |  | 0% | 0 | 0 | _____
[12 empty] | _____ |  | 0% | 0 | 0 | _____
[12 empty] | _____ |  | 0% | 0 | 0 | _____
[12 empty] | _____ |  | 0% | 0 | 0 | _____
[12 empty] | _____ |  | 0% | 0 | 0 | _____
[12 empty] | _____ |  | 0% | 0 | 0 | _____
[12 empty] | _____ |  | 0% | 0 | 0 | _____
[12 empty] | _____ |  | 0% | 0 | 0 | _____
[12 empty] | _____ |  | 0% | 0 | 0 | _____
[12 empty] | _____ |  | 0% | 0 | 0 | _____
[12 empty] | _____ |  | 0% | 0 | 0 | _____
[12 empty] | _____ |  | 0% | 0 | 0 | _____
[12 empty] | _____ |  | 0% | 0 | 0 | _____
[12 empty] | _____ |  | 0% | 0 | 0 | _____
[12 empty] | _____ |  | 0% | 0 | 0 | _____
[12 empty] | _____ |  | 0% | 0 | 0 | _____
[12 empty] | _____ |  | 0% | 0 | 0 | _____
[12 empty] | _____ |  | 0% | 0 | 0 | _____
[12 empty] | _____ |  | 0% | 0 | 0 | _____
[12 empty] | _____ |  | 0% | 0 | 0 | _____
[12 empty] | _____ |  | 0% | 0 | 0 | _____
[12 empty] | _____ |  | 0% | 0 | 0 | _____
[12 empty] | _____ |  | 0% | 0 | 0 | _____
[12 empty] | _____ |  | 0% | 0 | 0 | _____
[12 empty] | _____ |  | 0% | 0 | 0 | _____
[12 empty] | _____ |  | 0% | 0 | 0 | _____
[12 empty] | _____ |  | 0% | 0 | 0 | _____
[12 empty] | _____ |  | 0% | 0 | 0 | _____
[12 empty] | _____ |  | 0% | 0 | 0 | _____
[12 empty] | _____ |  | 0% | 0 | 0 | _____
[12 empty] | _____ |  | 0% | 0 | 0 | _____
[12 empty] | _____ |  | 0% | 0 | 0 | _____
[12 empty] | _____ |  | 0% | 0 | 0 | _____
[12 empty] | _____ |  | 0% | 0 | 0 | _____
[12 empty] | _____ |  | 0% | 0 | 0 | _____
[12 empty] | _____ |  | 0% | 0 | 0 | _____
[12 empty] | _____ |  | 0% | 0 | 0 | _____
[12 empty] | _____ |  | 0% | 0 | 0 | _____
[12 empty] | _____ |  | 0% | 0 | 0 | _____
[12 empty] | _____ |  | 0% | 0 | 0 | _____
[12 empty] | _____ |  | 0% | 0 | 0 | _____
[12 empty] | _____ |  | 0% | 0 | 0 | _____
[12 empty] | _____ |  | 0% | 0 | 0 | _____
[12 empty] | _____ |  | 0% | 0 | 0 | _____
[12 empty] | _____ |  | 0% | 0 | 0 | _____
[12 empty] | _____ |  | 0% | 0 | 0 | _____
[12 empty] | _____ |  | 0% | 0 | 0 | _____
[12 empty] | _____ |  | 0% | 0 | 0 | _____
[12 empty] | _____ |  | 0% | 0 | 0 | _____
[12 empty] | _____ |  | 0% | 0 | 0 | _____
[12 empty] | _____ |  | 0% | 0 | 0 | _____
[12 empty] | _____ |  | 0% | 0 | 0 | _____
[12 empty] | _____ |  | 0% | 0 | 0 | _____
[12 empty] | _____ |  | 0% | 0 | 0 | _____
[12 empty] | _____ |  | 0% | 0 | 0 | _____
[12 empty] | _____ |  | 0% | 0 | 0 | _____
[12 empty] | _____ |  | 0% | 0 | 0 | _____
[12 empty] | _____ |  | 0% | 0 | 0 | _____
[12 empty] | _____ |  | 0% | 0 | 0 | _____
[12 empty] | _____ |  | 0% | 0 | 0 | _____
[12 empty] | _____ |  | 0% | 0 | 0 | _____
[12 empty] | _____ |  | 0% | 0 | 0 | _____
[12 empty] | _____ |  | 0% | 0 | 0 | _____
[12 empty] | _____ |  | 0% | 0 | 0 | _____
[12 empty] | _____ |  | 0% | 0 | 0 | _____
[12 empty] | _____ |  | 0% | 0 | 0 | _____
[12 empty] | _____ |  | 0% | 0 | 0 | _____
[12 empty] | _____ |  | 0% | 0 | 0 | _____
[12 empty] | _____ |  | 0% | 0 | 0 | _____
[12 empty] | _____ |  | 0% | 0 | 0 | _____
[12 empty] | _____ |  | 0% | 0 | 0 | _____
[12 empty] | _____ |  | 0% | 0 | 0 | _____
[12 empty] | _____ |  | 0% | 0 | 0 | _____
[12 empty] | _____ |  | 0% | 0 | 0 | _____
[12 empty] | _____ |  | 0% | 0 | 0 | _____
[12 empty] | _____ |  | 0% | 0 | 0 | _____
[12 empty] | _____ |  | 0% | 0 | 0 | _____
[12 empty] | _____ |  | 0% | 0 | 0 | _____
[12 empty] | _____ |  | 0% | 0 | 0 | _____
[12 empty] | _____ |  | 0% | 0 | 0 | _____
[12 empty] | _____ |  | 0% | 0 | 0 | _____
[12 empty] | _____ |  | 0% | 0 | 0 | _____
[12 empty] | _____ |  | 0% | 0 | 0 | _____
[12 empty] | _____ |  | 0% | 0 | 0 | _____
[12 empty] | _____ |  | 0% | 0 | 0 | _____
[12 empty] | _____ |  | 0% | 0 | 0 | _____
[12 empty] | _____ |  | 0% | 0 | 0 | _____
[12 empty] | _____ |  | 0% | 0 | 0 | _____
[12 empty] | _____ |  | 0% | 0 | 0 | _____
[12 empty] | _____ |  | 0% | 0 | 0 | _____
[12 empty] | _____ |  | 0% | 0 | 0 | _____
[12 empty] | _____ |  | 0% | 0 | 0 | _____
[12 empty] | _____ |  | 0% | 0 | 0 | _____
[12 empty] | _____ |  | 0% | 0 | 0 | _____
[12 empty] | _____ |  | 0% | 0 | 0 | _____
[12 empty] | _____ |  | 0% | 0 | 0 | _____
[12 empty] | _____ |  | 0% | 0 | 0 | _____
[12 empty] | _____ |  | 0% | 0 | 0 | _____
[12 empty] | _____ |  | 0% | 0 | 0 | _____
[12 empty] | _____ |  | 0% | 0 | 0 | _____
[12 empty] | _____ |  | 0% | 0 | 0 | _____
[12 empty] | _____ |  | 0% | 0 | 0 | _____
[12 empty] | _____ |  | 0% | 0 | 0 | _____
[12 empty] | _____ |  | 0% | 0 | 0 | _____
[12 empty] | _____ |  | 0% | 0 | 0 | _____
[12 empty] | _____ |  | 0% | 0 | 0 | _____
[12 empty] | _____ |  | 0% | 0 | 0 | _____
[12 empty] | _____ |  | 0% | 0 | 0 | _____
[12 empty] | _____ |  | 0% | 0 | 0 | _____
[12 empty] | _____ |  | 0% | 0 | 0 | _____
[12 empty] | _____ |  | 0% | 0 | 0 | _____
[12 empty] | _____ |  | 0% | 0 | 0 | _____
[12 empty] | _____ |  | 0% | 0 | 0 | _____
[12 empty] | _____ |  | 0% | 0 | 0 | _____
[12 empty] | _____ |  | 0% | 0 | 0 | _____
[12 empty] | _____ |  | 0% | 0 | 0 | _____
[12 empty] | _____ |  | 0% | 0 | 0 | _____
[12 empty] | _____ |  | 0% | 0 | 0 | _____
[12 empty] | _____ |  | 0% | 0 | 0 | _____
[12 empty] | _____ |  | 0% | 0 | 0 | _____
[12 empty] | _____ |  | 0% | 0 | 0 | _____
[12 empty] | _____ |  | 0% | 0 | 0 | _____
[12 empty] | _____ |  | 0% | 0 | 0 | _____
[12 empty] | _____ |  | 0% | 0 | 0 | _____
[12 empty] | _____ |  | 0% | 0 | 0 | _____
[12 empty] | _____ |  | 0% | 0 | 0 | _____
[12 empty] | _____ |  | 0% | 0 | 0 | _____
[12 empty] | _____ |  | 0% | 0 | 0 | _____
[12 empty] | _____ |  | 0% | 0 | 0 | _____
[12 empty] | _____ |  | 0% | 0 | 0 | _____
[12 empty] | _____ |  | 0% | 0 | 0 | _____
[12 empty] | _____ |  | 0% | 0 | 0 | _____
[12 empty] | _____ |  | 0% | 0 | 0 | _____
[12 empty] | _____ |  | 0% | 0 | 0 | _____
[12 empty] | _____ |  | 0% | 0 | 0 | _____
[12 empty] | _____ |  | 0% | 0 | 0 | _____
[12 empty] | _____ |  | 0% | 0 | 0 | _____
[12 empty] | _____ |  | 0% | 0 | 0 | _____
[12 empty] | _____ |  | 0% | 0 | 0 | _____
[12 empty] | _____ |  | 0% | 0 | 0 | _____
[12 empty] | _____ |  | 0% | 0 | 0 | _____
[12 empty] | _____ |  | 0% | 0 | 0 | _____
[12 empty] | _____ |  | 0% | 0 | 0 | _____
[12 empty] | _____ |  | 0% | 0 | 0 | _____
[12 empty] | _____ |  | 0% | 0 | 0 | _____
[12 empty] | _____ |  | 0% | 0 | 0 | _____
[12 empty] | _____ |  | 0% | 0 | 0 | _____
[12 empty] | _____ |  | 0% | 0 | 0 | _____
[12 empty] | _____ |  | 0% | 0 | 0 | _____
[12 empty] | _____ |  | 0% | 0 | 0 | _____
[12 empty] | _____ |  | 0% | 0 | 0 | _____
[12 empty] | _____ |  | 0% | 0 | 0 | _____
[12 empty] | _____ |  | 0% | 0 | 0 | _____
[12 empty] | _____ |  | 0% | 0 | 0 | _____
[12 empty] | _____ |  | 0% | 0 | 0 | _____
[12 empty] | _____ |  | 0% | 0 | 0 | _____
[12 empty] | _____ |  | 0% | 0 | 0 | _____
[12 empty] | _____ |  | 0% | 0 | 0 | _____
[12 empty] | _____ |  | 0% | 0 | 0 | _____
[12 empty] | _____ |  | 0% | 0 | 0 | _____
[12 empty] | _____ |  | 0% | 0 | 0 | _____
[12 empty] | _____ |  | 0% | 0 | 0 | _____
[12 empty] | _____ |  | 0% | 0 | 0 | _____
[12 empty] | _____ |  | 0% | 0 | 0 | _____
[12 empty] | _____ |  | 0% | 0 | 0 | _____
[12 empty] | _____ |  | 0% | 0 | 0 | _____
[12 empty] | _____ |  | 0% | 0 | 0 | _____
[12 empty] | _____ |  | 0% | 0 | 0 | _____
[12 empty] | _____ |  | 0% | 0 | 0 | _____
[12 empty] | _____ |  | 0% | 0 | 0 | _____
[12 empty] | _____ |  | 0% | 0 | 0 | _____
[12 empty] | _____ |  | 0% | 0 | 0 | _____
[12 empty] | _____ |  | 0% | 0 | 0 | _____
[12 empty] | _____ |  | 0% | 0 | 0 | _____
[12 empty] | _____ |  | 0% | 0 | 0 | _____
[12 empty] | _____ |  | 0% | 0 | 0 | _____
[12 empty] | _____ |  | 0% | 0 | 0 | _____
[12 empty] | _____ |  | 0% | 0 | 0 | _____
[12 empty] | _____ |  | 0% | 0 | 0 | _____
[12 empty] | _____ |  | 0% | 0 | 0 | _____
[12 empty] | _____ |  | 0% | 0 | 0 | _____
[12 empty] | _____ |  | 0% | 0 | 0 | _____
[12 empty] | _____ |  | 0% | 0 | 0 | _____
[12 empty] | _____ |  | 0% | 0 | 0 | _____
[12 empty] | _____ |  | 0% | 0 | 0 | _____
[12 empty] | _____ |  | 0% | 0 | 0 | _____
[12 empty] | _____ |  | 0% | 0 | 0 | _____
[12 empty] | _____ |  | 0% | 0 | 0 | _____
[12 empty] | _____ |  | 0% | 0 | 0 | _____
[12 empty] | _____ |  | 0% | 0 | 0 | _____
[12 empty] | _____ |  | 0% | 0 | 0 | _____
[12 empty] | _____ |  | 0% | 0 | 0 | _____
[12 empty] | _____ |  | 0% | 0 | 0 | _____
[12 empty] | _____ |  | 0% | 0 | 0 | _____
[12 empty] | _____ |  | 0% | 0 | 0 | _____
[12 empty] | _____ |  | 0% | 0 | 0 | _____
[12 empty] | _____ |  | 0% | 0 | 0 | _____
[12 empty] | _____ |  | 0% | 0 | 0 | _____
[12 empty] | _____ |  | 0% | 0 | 0 | _____
[12 empty] | _____ |  | 0% | 0 | 0 | _____
[12 empty] | _____ |  | 0% | 0 | 0 | _____
[12 empty] | _____ |  | 0% | 0 | 0 | _____
[12 empty] | _____ |  | 0% | 0 | 0 | _____
[12 empty] | _____ |  | 0% | 0 | 0 | _____
[12 empty] | _____ |  | 0% | 0 | 0 | _____
[12 empty] | _____ |  | 0% | 0 | 0 | _____
[12 empty] | _____ |  | 0% | 0 | 0 | _____
[12 empty] | _____ |  | 0% | 0 | 0 | _____
[12 empty] | _____ |  | 0% | 0 | 0 | _____
[12 empty] | _____ |  | 0% | 0 | 0 | _____
[12 empty] | _____ |  | 0% | 0 | 0 | _____
[12 empty] | _____ |  | 0% | 0 | 0 | _____
[12 empty] | _____ |  | 0% | 0 | 0 | _____
[12 empty] | _____ |  | 0% | 0 | 0 | _____
[12 empty] | _____ |  | 0% | 0 | 0 | _____
[12 empty] | _____ |  | 0% | 0 | 0 | _____
[12 empty] | _____ |  | 0% | 0 | 0 | _____
[12 empty] | _____ |  | 0% | 0 | 0 | _____
[12 empty] | _____ |  | 0% | 0 | 0 | _____
[12 empty] | _____ |  | 0% | 0 | 0 | _____
[12 empty] | _____ |  | 0% | 0 | 0 | _____
[12 empty] | _____ |  | 0% | 0 | 0 | _____
[12 empty] | _____ |  | 0% | 0 | 0 | _____
[12 empty] | _____ |  | 0% | 0 | 0 | _____
[12 empty] | _____ |  | 0% | 0 | 0 | _____
[12 empty] | _____ |  | 0% | 0 | 0 | _____
[12 empty] | _____ |  | 0% | 0 | 0 | _____
[12 empty] | _____ |  | 0% | 0 | 0 | _____
[12 empty] | _____ |  | 0% | 0 | 0 | _____
[12 empty] | _____ |  | 0% | 0 | 0 | _____
[12 empty] | _____ |  | 0% | 0 | 0 | _____
[12 empty] | _____ |  | 0% | 0 | 0 | _____
[12 empty] | _____ |  | 0% | 0 | 0 | _____
[12 empty] | _____ |  | 0% | 0 | 0 | _____
[12 empty] | _____ |  | 0% | 0 | 0 | _____
[12 empty] | _____ |  | 0% | 0 | 0 | _____
[12 empty] | _____ |  | 0% | 0 | 0 | _____
[12 empty] | _____ |  | 0% | 0 | 0 | _____
[12 empty] | _____ |  | 0% | 0 | 0 | _____
[12 empty] | _____ |  | 0% | 0 | 0 | _____
[12 empty] | _____ |  | 0% | 0 | 0 | _____
[12 empty] | _____ |  | 0% | 0 | 0 | _____
[12 empty] | _____ |  | 0% | 0 | 0 | _____
[12 empty] | _____ |  | 0% | 0 | 0 | _____
[12 empty] | _____ |  | 0% | 0 | 0 | _____
[12 empty] | _____ |  | 0% | 0 | 0 | _____
[12 empty] | _____ |  | 0% | 0 | 0 | _____
[12 empty] | _____ |  | 0% | 0 | 0 | _____
[12 empty] | _____ |  | 0% | 0 | 0 | _____
[12 empty] | _____ |  | 0% | 0 | 0 | _____
[12 empty] | _____ |  | 0% | 0 | 0 | _____
[12 empty] | _____ |  | 0% | 0 | 0 | _____
[12 empty] | _____ |  | 0% | 0 | 0 | _____
[12 empty] | _____ |  | 0% | 0 | 0 | _____
[12 empty] | _____ |  | 0% | 0 | 0 | _____
[12 empty] | _____ |  | 0% | 0 | 0 | _____
[12 empty] | _____ |  | 0% | 0 | 0 | _____
[12 empty] | _____ |  | 0% | 0 | 0 | _____
[12 empty] | _____ |  | 0% | 0 | 0 | _____
[12 empty] | _____ |  | 0% | 0 | 0 | _____
[12 empty] | _____ |  | 0% | 0 | 0 | _____
[12 empty] | _____ |  | 0% | 0 | 0 | _____
[12 empty] | _____ |  | 0% | 0 | 0 | _____
[12 empty] | _____ |  | 0% | 0 | 0 | _____
[12 empty] | _____ |  | 0% | 0 | 0 | _____
[12 empty] | _____ |  | 0% | 0 | 0 | _____
[12 empty] | _____ |  | 0% | 0 | 0 | _____
[12 empty] | _____ |  | 0% | 0 | 0 | _____
[12 empty] | _____ |  | 0% | 0 | 0 | _____
[12 empty] | _____ |  | 0% | 0 | 0 | _____
[12 empty] | _____ |  | 0% | 0 | 0 | _____
[12 empty] | _____ |  | 0% | 0 | 0 | _____
[12 empty] | _____ |  | 0% | 0 | 0 | _____
[12 empty] | _____ |  | 0% | 0 | 0 | _____
[12 empty] | _____ |  | 0% | 0 | 0 | _____
[12 empty] | _____ |  | 0% | 0 | 0 | _____
[12 empty] | _____ |  | 0% | 0 | 0 | _____
[12 empty] | _____ |  | 0% | 0 | 0 | _____
[12 empty] | _____ |  | 0% | 0 | 0 | _____
[12 empty] | _____ |  | 0% | 0 | 0 | _____
[12 empty] | _____ |  | 0% | 0 | 0 | _____
[12 empty] | _____ |  | 0% | 0 | 0 | _____
[12 empty] | _____ |  | 0% | 0 | 0 | _____
[12 empty] | _____ |  | 0% | 0 | 0 | _____
[12 empty] | _____ |  | 0% | 0 | 0 | _____
[12 empty] | _____ |  | 0% | 0 | 0 | _____
[12 empty] | _____ |  | 0% | 0 | 0 | _____
[12 empty] | _____ |  | 0% | 0 | 0 | _____
[12 empty] | _____ |  | 0% | 0 | 0 | _____
[12 empty] | _____ |  | 0% | 0 | 0 | _____
[12 empty] | _____ |  | 0% | 0 | 0 | _____
[12 empty] | _____ |  | 0% | 0 | 0 | _____
[12 empty] | _____ |  | 0% | 0 | 0 | _____
[12 empty] | _____ |  | 0% | 0 | 0 | _____
[12 empty] | _____ |  | 0% | 0 | 0 | _____
[12 empty] | _____ |  | 0% | 0 | 0 | _____
[12 empty] | _____ |  | 0% | 0 | 0 | _____
[12 empty] | _____ |  | 0% | 0 | 0 | _____
[12 empty] | _____ |  | 0% | 0 | 0 | _____
[12 empty] | _____ |  | 0% | 0 | 0 | _____
[12 empty] | _____ |  | 0% | 0 | 0 | _____
[12 empty] | _____ |  | 0% | 0 | 0 | _____
[12 empty] | _____ |  | 0% | 0 | 0 | _____
[12 empty] | _____ |  | 0% | 0 | 0 | _____
[12 empty] | _____ |  | 0% | 0 | 0 | _____
[12 empty] | _____ |  | 0% | 0 | 0 | _____
[12 empty] | _____ |  | 0% | 0 | 0 | _____
[12 empty] | _____ |  | 0% | 0 | 0 | _____
[12 empty] | _____ |  | 0% | 0 | 0 | _____
[12 empty] | _____ |  | 0% | 0 | 0 | _____
[12 empty] | _____ |  | 0% | 0 | 0 | _____
[12 empty] | _____ |  | 0% | 0 | 0 | _____
[12 empty] | _____ |  | 0% | 0 | 0 | _____
[12 empty] | _____ |  | 0% | 0 | 0 | _____
[12 empty] | _____ |  | 0% | 0 | 0 | _____
[12 empty] | _____ |  | 0% | 0 | 0 | _____
[12 empty] | _____ |  | 0% | 0 | 0 | _____
[12 empty] | _____ |  | 0% | 0 | 0 | _____
[12 empty] | _____ |  | 0% | 0 | 0 | _____
[12 empty] | _____ |  | 0% | 0 | 0 | _____
[12 empty] | _____ |  | 0% | 0 | 0 | _____
[12 empty] | _____ |  | 0% | 0 | 0 | _____
[12 empty] | _____ |  | 0% | 0 | 0 | _____
[12 empty] | _____ |  | 0% | 0 | 0 | _____
[12 empty] | _____ |  | 0% | 0 | 0 | _____
[12 empty] | _____ |  | 0% | 0 | 0 | _____
[12 empty] | _____ |  | 0% | 0 | 0 | _____
[12 empty] | _____ |  | 0% | 0 | 0 | _____
[12 empty] | _____ |  | 0% | 0 | 0 | _____
[12 empty] | _____ |  | 0% | 0 | 0 | _____
[12 empty] | _____ |  | 0% | 0 | 0 | _____
[12 empty] | _____ |  | 0% | 0 | 0 | _____
[12 empty] | _____ |  | 0% | 0 | 0 | _____
[12 empty] | _____ |  | 0% | 0 | 0 | _____
[12 empty] | _____ |  | 0% | 0 | 0 | _____
[12 empty] | _____ |  | 0% | 0 | 0 | _____
[12 empty] | _____ |  | 0% | 0 | 0 | _____
[12 empty] | _____ |  | 0% | 0 | 0 | _____
[12 empty] | _____ |  | 0% | 0 | 0 | _____
[12 empty] | _____ |  | 0% | 0 | 0 | _____
[12 empty] | _____ |  | 0% | 0 | 0 | _____
[12 empty] | _____ |  | 0% | 0 | 0 | _____
[12 empty] | _____ |  | 0% | 0 | 0 | _____
[12 empty] | _____ |  | 0% | 0 | 0 | _____
[12 empty] | _____ |  | 0% | 0 | 0 | _____
[12 empty] | _____ |  | 0% | 0 | 0 | _____
[12 empty] | _____ |  | 0% | 0 | 0 | _____
[12 empty] | _____ |  | 0% | 0 | 0 | _____
[12 empty] | _____ |  | 0% | 0 | 0 | _____
[12 empty] | _____ |  | 0% | 0 | 0 | _____
[12 empty] | _____ |  | 0% | 0 | 0 | _____
[12 empty] | _____ |  | 0% | 0 | 0 | _____
[12 empty] | _____ |  | 0% | 0 | 0 | _____
[12 empty] | _____ |  | 0% | 0 | 0 | _____
[12 empty] | _____ |  | 0% | 0 | 0 | _____
[12 empty] | _____ |  | 0% | 0 | 0 | _____
[12 empty] | _____ |  | 0% | 0 | 0 | _____
[12 empty] | _____ |  | 0% | 0 | 0 | _____
[12 empty] | _____ |  | 0% | 0 | 0 | _____
[12 empty] | _____ |  | 0% | 0 | 0 | _____
[12 empty] | _____ |  | 0% | 0 | 0 | _____
[12 empty] | _____ |  | 0% | 0 | 0 | _____
[12 empty] | _____ |  | 0% | 0 | 0 | _____
[12 empty] | _____ |  | 0% | 0 | 0 | _____
[12 empty] | _____ |  | 0% | 0 | 0 | _____
[12 empty] | _____ |  | 0% | 0 | 0 | _____
[12 empty] | _____ |  | 0% | 0 | 0 | _____
[12 empty] | _____ |  | 0% | 0 | 0 | _____
[12 empty] | _____ |  | 0% | 0 | 0 | _____
[12 empty] | _____ |  | 0% | 0 | 0 | _____
[12 empty] | _____ |  | 0% | 0 | 0 | _____
[12 empty] | _____ |  | 0% | 0 | 0 | _____
[12 empty] | _____ |  | 0% | 0 | 0 | _____
[12 empty] | _____ |  | 0% | 0 | 0 | _____
[12 empty] | _____ |  | 0% | 0 | 0 | _____
[12 empty] | _____ |  | 0% | 0 | 0 | _____
[12 empty] | _____ |  | 0% | 0 | 0 | _____
[12 empty] | _____ |  | 0% | 0 | 0 | _____
[12 empty] | _____ |  | 0% | 0 | 0 | _____
[12 empty] | _____ |  | 0% | 0 | 0 | _____
[12 empty] | _____ |  | 0% | 0 | 0 | _____
[12 empty] | _____ |  | 0% | 0 | 0 | _____
[12 empty] | _____ |  | 0% | 0 | 0 | _____
[12 empty] | _____ |  | 0% | 0 | 0 | _____
[12 empty] | _____ |  | 0% | 0 | 0 | _____
[12 empty] | _____ |  | 0% | 0 | 0 | _____
[12 empty] | _____ |  | 0% | 0 | 0 | _____
[12 empty] | _____ |  | 0% | 0 | 0 | _____
[12 empty] | _____ |  | 0% | 0 | 0 | _____
[12 empty] | _____ |  | 0% | 0 | 0 | _____
[12 empty] | _____ |  | 0% | 0 | 0 | _____
[12 empty] | _____ |  | 0% | 0 | 0 | _____
[12 empty] | _____ |  | 0% | 0 | 0 | _____
[12 empty] | _____ |  | 0% | 0 | 0 | _____
[12 empty] | _____ |  | 0% | 0 | 0 | _____
[12 empty] | _____ |  | 0% | 0 | 0 | _____
[12 empty] | _____ |  | 0% | 0 | 0 | _____
[12 empty] | _____ |  | 0% | 0 | 0 | _____
[12 empty] | _____ |  | 0% | 0 | 0 | _____
[12 empty] | _____ |  | 0% | 0 | 0 | _____
[12 empty] | _____ |  | 0% | 0 | 0 | _____
[12 empty] | _____ |  | 0% | 0 | 0 | _____
[12 empty] | _____ |  | 0% | 0 | 0 | _____
[12 empty] | _____ |  | 0% | 0 | 0 | _____
[12 empty] | _____ |  | 0% | 0 | 0 | _____
[12 empty] | _____ |  | 0% | 0 | 0 | _____
[12 empty] | _____ |  | 0% | 0 | 0 | _____
[12 empty] | _____ |  | 0% | 0 | 0 | _____
[12 empty] | _____ |  | 0% | 0 | 0 | _____
[12 empty] | _____ |  | 0% | 0 | 0 | _____
[12 empty] | _____ |  | 0% | 0 | 0 | _____
[12 empty] | _____ |  | 0% | 0 | 0 | _____
[12 empty] | _____ |  | 0% | 0 | 0 | _____
[12 empty] | _____ |  | 0% | 0 | 0 | _____
[12 empty] | _____ |  | 0% | 0 | 0 | _____
[12 empty] | _____ |  | 0% | 0 | 0 | _____
[12 empty] | _____ |  | 0% | 0 | 0 | _____
[12 empty] | _____ |  | 0% | 0 | 0 | _____
[12 empty] | _____ |  | 0% | 0 | 0 | _____
[12 empty] | _____ |  | 0% | 0 | 0 | _____
[12 empty] | _____ |  | 0% | 0 | 0 | _____
[12 empty] | _____ |  | 0% | 0 | 0 | _____
[12 empty] | _____ |  | 0% | 0 | 0 | _____
[12 empty] | _____ |  | 0% | 0 | 0 | _____
[12 empty] | _____ |  | 0% | 0 | 0 | _____
[12 empty] | _____ |  | 0% | 0 | 0 | _____
[12 empty] | _____ |  | 0% | 0 | 0 | _____
[12 empty] | _____ |  | 0% | 0 | 0 | _____
[12 empty] | _____ |  | 0% | 0 | 0 | _____
[12 empty] | _____ |  | 0% | 0 | 0 | _____
[12 empty] | _____ |  | 0% | 0 | 0 | _____
[12 empty] | _____ |  | 0% | 0 | 0 | _____
[12 empty] | _____ |  | 0% | 0 | 0 | _____
[12 empty] | _____ |  | 0% | 0 | 0 | _____
[12 empty] | _____ |  | 0% | 0 | 0 | _____
[12 empty] | _____ |  | 0% | 0 | 0 | _____
[12 empty] | _____ |  | 0% | 0 | 0 | _____
[12 empty] | _____ |  | 0% | 0 | 0 | _____
[12 empty] | _____ |  | 0% | 0 | 0 | _____
[12 empty] | _____ |  | 0% | 0 | 0 | _____
[12 empty] | _____ |  | 0% | 0 | 0 | _____
[12 empty] | _____ |  | 0% | 0 | 0 | _____
[12 empty] | _____ |  | 0% | 0 | 0 | _____
[12 empty] | _____ |  | 0% | 0 | 0 | _____
[12 empty] | _____ |  | 0% | 0 | 0 | _____
[12 empty] | _____ |  | 0% | 0 | 0 | _____
[12 empty] | _____ |  | 0% | 0 | 0 | _____
[12 empty] | _____ |  | 0% | 0 | 0 | _____
[12 empty] | _____ |  | 0% | 0 | 0 | _____
[12 empty] | _____ |  | 0% | 0 | 0 | _____
[12 empty] | _____ |  | 0% | 0 | 0 | _____
[12 empty] | _____ |  | 0% | 0 | 0 | _____
[12 empty] | _____ |  | 0% | 0 | 0 | _____
[12 empty] | _____ |  | 0% | 0 | 0 | _____
[12 empty] | _____ |  | 0% | 0 | 0 | _____
[12 empty] | _____ |  | 0% | 0 | 0 | _____
[12 empty] | _____ |  | 0% | 0 | 0 | _____
[12 empty] | _____ |  | 0% | 0 | 0 | _____
[12 empty] | _____ |  | 0% | 0 | 0 | _____
[12 empty] | _____ |  | 0% | 0 | 0 | _____
[12 empty] | _____ |  | 0% | 0 | 0 | _____
[12 empty] | _____ |  | 0% | 0 | 0 | _____
[12 empty] | _____ |  | 0% | 0 | 0 | _____
[12 empty] | _____ |  | 0% | 0 | 0 | _____
[12 empty] | _____ |  | 0% | 0 | 0 | _____
[12 empty] | _____ |  | 0% | 0 | 0 | _____
[12 empty] | _____ |  | 0% | 0 | 0 | _____
[12 empty] | _____ |  | 0% | 0 | 0 | _____
[12 empty] | _____ |  | 0% | 0 | 0 | _____
[12 empty] | _____ |  | 0% | 0 | 0 | _____
[12 empty] | _____ |  | 0% | 0 | 0 | _____
[12 empty] | _____ |  | 0% | 0 | 0 | _____
[12 empty] | _____ |  | 0% | 0 | 0 | _____
[12 empty] | _____ |  | 0% | 0 | 0 | _____
[12 empty] | _____ |  | 0% | 0 | 0 | _____
[12 empty] | _____ |  | 0% | 0 | 0 | _____
[12 empty] | _____ |  | 0% | 0 | 0 | _____
[12 empty] | _____ |  | 0% | 0 | 0 | _____
[12 empty] | _____ |  | 0% | 0 | 0 | _____
[12 empty] | _____ |  | 0% | 0 | 0 | _____
[12 empty] | _____ |  | 0% | 0 | 0 | _____
[12 empty] | _____ |  | 0% | 0 | 0 | _____
[12 empty] | _____ |  | 0% | 0 | 0 | _____
[12 empty] | _____ |  | 0% | 0 | 0 | _____
[12 empty] | _____ |  | 0% | 0 | 0 | _____
[12 empty] | _____ |  | 0% | 0 | 0 | _____
[12 empty] | _____ |  | 0% | 0 | 0 | _____
[12 empty] | _____ |  | 0% | 0 | 0 | _____
[12 empty] | _____ |  | 0% | 0 | 0 | _____
[12 empty] | _____ |  | 0% | 0 | 0 | _____
[12 empty] | _____ |  | 0% | 0 | 0 | _____
[12 empty] | _____ |  | 0% | 0 | 0 | _____
[12 empty] | _____ |  | 0% | 0 | 0 | _____
[12 empty] | _____ |  | 0% | 0 | 0 | _____
[12 empty] | _____ |  | 0% | 0 | 0 | _____
[12 empty] | _____ |  | 0% | 0 | 0 | _____
[12 empty] | _____ |  | 0% | 0 | 0 | _____
[12 empty] | _____ |  | 0% | 0 | 0 | _____
[12 empty] | _____ |  | 0% | 0 | 0 | _____
[12 empty] | _____ |  | 0% | 0 | 0 | _____
[12 empty] | _____ |  | 0% | 0 | 0 | _____
[12 empty] | _____ |  | 0% | 0 | 0 | _____
[12 empty] | _____ |  | 0% | 0 | 0 | _____
[12 empty] | _____ |  | 0% | 0 | 0 | _____
[12 empty] | _____ |  | 0% | 0 | 0 | _____
[12 empty] | _____ |  | 0% | 0 | 0 | _____
[12 empty] | _____ |  | 0% | 0 | 0 | _____
[12 empty] | _____ |  | 0% | 0 | 0 | _____
[12 empty] | _____ |  | 0% | 0 | 0 | _____
[12 empty] | _____ |  | 0% | 0 | 0 | _____
[12 empty] | _____ |  | 0% | 0 | 0 | _____
[12 empty] | _____ |  | 0% | 0 | 0 | _____
[12 empty] | _____ |  | 0% | 0 | 0 | _____
[12 empty] | _____ |  | 0% | 0 | 0 | _____
[12 empty] | _____ |  | 0% | 0 | 0 | _____
[12 empty] | _____ |  | 0% | 0 | 0 | _____
[12 empty] | _____ |  | 0% | 0 | 0 | _____
[12 empty] | _____ |  | 0% | 0 | 0 | _____
[12 empty] | _____ |  | 0% | 0 | 0 | _____
[12 empty] | _____ |  | 0% | 0 | 0 | _____
[12 empty] | _____ |  | 0% | 0 | 0 | _____
[12 empty] | _____ |  | 0% | 0 | 0 | _____
[12 empty] | _____ |  | 0% | 0 | 0 | _____
[12 empty] | _____ |  | 0% | 0 | 0 | _____
[12 empty] | _____ |  | 0% | 0 | 0 | _____
[12 empty] | _____ |  | 0% | 0 | 0 | _____
[12 empty] | _____ |  | 0% | 0 | 0 | _____
[12 empty] | _____ |  | 0% | 0 | 0 | _____
[12 empty] | _____ |  | 0% | 0 | 0 | _____
[12 empty] | _____ |  | 0% | 0 | 0 | _____
[12 empty] | _____ |  | 0% | 0 | 0 | _____
[12 empty] | _____ |  | 0% | 0 | 0 | _____
[12 empty] | _____ |  | 0% | 0 | 0 | _____
[12 empty] | _____ |  | 0% | 0 | 0 | _____
[12 empty] | _____ |  | 0% | 0 | 0 | _____
[12 empty] | _____ |  | 0% | 0 | 0 | _____
[12 empty] | _____ |  | 0% | 0 | 0 | _____
[12 empty] | _____ |  | 0% | 0 | 0 | _____
[12 empty] | _____ |  | 0% | 0 | 0 | _____
[12 empty] | _____ |  | 0% | 0 | 0 | _____
[12 empty] | _____ |  | 0% | 0 | 0 | _____
[12 empty] | _____ |  | 0% | 0 | 0 | _____
[12 empty] | _____ |  | 0% | 0 | 0 | _____
[12 empty] | _____ |  | 0% | 0 | 0 | _____
[12 empty] | _____ |  | 0% | 0 | 0 | _____
[12 empty] | _____ |  | 0% | 0 | 0 | _____
[12 empty] | _____ |  | 0% | 0 | 0 | _____
[12 empty] | _____ |  | 0% | 0 | 0 | _____
[12 empty] | _____ |  | 0% | 0 | 0 | _____
[12 empty] | _____ |  | 0% | 0 | 0 | _____
[12 empty] | _____ |  | 0% | 0 | 0 | _____
[12 empty] | _____ |  | 0% | 0 | 0 | _____
[12 empty] | _____ |  | 0% | 0 | 0 | _____
[12 empty] | _____ |  | 0% | 0 | 0 | _____
[12 empty] | _____ |  | 0% | 0 | 0 | _____
[12 empty] | _____ |  | 0% | 0 | 0 | _____
[12 empty] | _____ |  | 0% | 0 | 0 | _____
[12 empty] | _____ |  | 0% | 0 | 0 | _____
[12 empty] | _____ |  | 0% | 0 | 0 | _____
[12 empty] | _____ |  | 0% | 0 | 0 | _____
[12 empty] | _____ |  | 0% | 0 | 0 | _____
[12 empty] | _____ |  | 0% | 0 | 0 | _____
[12 empty] | _____ |  | 0% | 0 | 0 | _____
[12 empty] | _____ |  | 0% | 0 | 0 | _____
[12 empty] | _____ |  | 0% | 0 | 0 | _____
[12 empty] | _____ |  | 0% | 0 | 0 | _____
[12 empty] | _____ |  | 0% | 0 | 0 | _____
[12 empty] | _____ |  | 0% | 0 | 0 | _____
[12 empty] | _____ |  | 0% | 0 | 0 | _____
[12 empty] | _____ |  | 0% | 0 | 0 | _____
[12 empty] | _____ |  | 0% | 0 | 0 | _____
[12 empty] | _____ |  | 0% | 0 | 0 | _____
[12 empty] | _____ |  | 0% | 0 | 0 | _____
[12 empty] | _____ |  | 0% | 0 | 0 | _____
[12 empty] | _____ |  | 0% | 0 | 0 | _____
[12 empty] | _____ |  | 0% | 0 | 0 | _____
[12 empty] | _____ |  | 0% | 0 | 0 | _____
[12 empty] | _____ |  | 0% | 0 | 0 | _____
[12 empty] | _____ |  | 0% | 0 | 0 | _____
[12 empty] | _____ |  | 0% | 0 | 0 | _____
[12 empty] | _____ |  | 0% | 0 | 0 | _____
[12 empty] | _____ |  | 0% | 0 | 0 | _____
[12 empty] | _____ |  | 0% | 0 | 0 | _____
[12 empty] | _____ |  | 0% | 0 | 0 | _____
[12 empty] | _____ |  | 0% | 0 | 0 | _____
[12 empty] | _____ |  | 0% | 0 | 0 | _____
[12 empty] | _____ |  | 0% | 0 | 0 | _____
[12 empty] | _____ |  | 0% | 0 | 0 | _____
[12 empty] | _____ |  | 0% | 0 | 0 | _____
[12 empty] | _____ |  | 0% | 0 | 0 | _____
[12 empty] | _____ |  | 0% | 0 | 0 | _____
[12 empty] | _____ |  | 0% | 0 | 0 | _____
[12 empty] | _____ |  | 0% | 0 | 0 | _____
[12 empty] | _____ |  | 0% | 0 | 0 | _____
[12 empty] | _____ |  | 0% | 0 | 0 | _____
[12 empty] | _____ |  | 0% | 0 | 0 | _____
[12 empty] | _____ |  | 0% | 0 | 0 | _____
[12 empty] | _____ |  | 0% | 0 | 0 | _____
[12 empty] | _____ |  | 0% | 0 | 0 | _____
[12 empty] | _____ |  | 0% | 0 | 0 | _____
[12 empty] | _____ |  | 0% | 0 | 0 | _____
[12 empty] | _____ |  | 0% | 0 | 0 | _____
[12 empty] | _____ |  | 0% | 0 | 0 | _____
[12 empty] | _____ |  | 0% | 0 | 0 | _____
[12 empty] | _____ |  | 0% | 0 | 0 | _____
[12 empty] | _____ |  | 0% | 0 | 0 | _____
[12 empty] | _____ |  | 0% | 0 | 0 | _____
[12 empty] | _____ |  | 0% | 0 | 0 | _____
[12 empty] | _____ |  | 0% | 0 | 0 | _____
[12 empty] | _____ |  | 0% | 0 | 0 | _____
[12 empty] | _____ |  | 0% | 0 | 0 | _____
[12 empty] | _____ |  | 0% | 0 | 0 | _____
[12 empty] | _____ |  | 0% | 0 | 0 | _____
[12 empty] | _____ |  | 0% | 0 | 0 | _____
[12 empty] | _____ |  | 0% | 0 | 0 | _____
[12 empty] | _____ |  | 0% | 0 | 0 | _____
[12 empty] | _____ |  | 0% | 0 | 0 | _____
[12 empty] | _____ |  | 0% | 0 | 0 | _____
[12 empty] | _____ |  | 0% | 0 | 0 | _____
[12 empty] | _____ |  | 0% | 0 | 0 | _____
[12 empty] | _____ |  | 0% | 0 | 0 | _____
[12 empty] | _____ |  | 0% | 0 | 0 | _____
[12 empty] | _____ |  | 0% | 0 | 0 | _____
[12 empty] | _____ |  | 0% | 0 | 0 | _____
[12 empty] | _____ |  | 0% | 0 | 0 | _____
[12 empty] | _____ |  | 0% | 0 | 0 | _____
[12 empty] | _____ |  | 0% | 0 | 0 | _____
[12 empty] | _____ |  | 0% | 0 | 0 | _____
[12 empty] | _____ |  | 0% | 0 | 0 | _____
[12 empty] | _____ |  | 0% | 0 | 0 | _____
[12 empty] | _____ |  | 0% | 0 | 0 | _____
[12 empty] | _____ |  | 0% | 0 | 0 | _____
[12 empty] | _____ |  | 0% | 0 | 0 | _____
[12 empty] | _____ |  | 0% | 0 | 0 | _____
[12 empty] | _____ |  | 0% | 0 | 0 | _____
[12 empty] | _____ |  | 0% | 0 | 0 | _____
[12 empty] | _____ |  | 0% | 0 | 0 | _____
[12 empty] | _____ |  | 0% | 0 | 0 | _____
[12 empty] | _____ |  | 0% | 0 | 0 | _____
[12 empty] | _____ |  | 0% | 0 | 0 | _____
[12 empty] | _____ |  | 0% | 0 | 0 | _____
[12 empty] | _____ |  | 0% | 0 | 0 | _____
[12 empty] | _____ |  | 0% | 0 | 0 | _____
[12 empty] | _____ |  | 0% | 0 | 0 | _____
[12 empty] | _____ |  | 0% | 0 | 0 | _____
[12 empty] | _____ |  | 0% | 0 | 0 | _____
[12 empty] | _____ |  | 0% | 0 | 0 | _____
[12 empty] | _____ |  | 0% | 0 | 0 | _____
[12 empty] | _____ |  | 0% | 0 | 0 | _____
[12 empty] | _____ |  | 0% | 0 | 0 | _____
[12 empty] | _____ |  | 0% | 0 | 0 | _____
[12 empty] | _____ |  | 0% | 0 | 0 | _____
[12 empty] | _____ |  | 0% | 0 | 0 | _____
[12 empty] | _____ |  | 0% | 0 | 0 | _____
[12 empty] | _____ |  | 0% | 0 | 0 | _____
[12 empty] | _____ |  | 0% | 0 | 0 | _____
[12 empty] | _____ |  | 0% | 0 | 0 | _____
[12 empty] | _____ |  | 0% | 0 | 0 | _____
[12 empty] | _____ |  | 0% | 0 | 0 | _____
[12 empty] | _____ |  | 0% | 0 | 0 | _____
[12 empty] | _____ |  | 0% | 0 | 0 | _____
[12 empty] | _____ |  | 0% | 0 | 0 | _____
[12 empty] | _____ |  | 0% | 0 | 0 | _____
[12 empty] | _____ |  | 0% | 0 | 0 | _____
[12 empty] | _____ |  | 0% | 0 | 0 | _____
[12 empty] | _____ |  | 0% | 0 | 0 | _____
[12 empty] | _____ |  | 0% | 0 | 0 | _____
[12 empty] | _____ |  | 0% | 0 | 0 | _____
[12 empty] | _____ |  | 0% | 0 | 0 | _____
[12 empty] | _____ |  | 0% | 0 | 0 | _____
[12 empty] | _____ |  | 0% | 0 | 0 | _____
[12 empty] | _____ |  | 0% | 0 | 0 | _____
[12 empty] | _____ |  | 0% | 0 | 0 | _____
[12 empty] | _____ |  | 0% | 0 | 0 | _____
[12 empty] | _____ |  | 0% | 0 | 0 | _____
[12 empty] | _____ |  | 0% | 0 | 0 | _____
[12 empty] | _____ |  | 0% | 0 | 0 | _____
[12 empty] | _____ |  | 0% | 0 | 0 | _____
[12 empty] | _____ |  | 0% | 0 | 0 | _____
[12 empty] | _____ |  | 0% | 0 | 0 | _____
[12 empty] | _____ |  | 0% | 0 | 0 | _____
[12 empty] | _____ |  | 0% | 0 | 0 | _____
[12 empty] | _____ |  | 0% | 0 | 0 | _____
[12 empty] | _____ |  | 0% | 0 | 0 | _____
[12 empty] | _____ |  | 0% | 0 | 0 | _____
[12 empty] | _____ |  | 0% | 0 | 0 | _____
[12 empty] | _____ |  | 0% | 0 | 0 | _____
[12 empty] | _____ |  | 0% | 0 | 0 | _____
[12 empty] | _____ |  | 0% | 0 | 0 | _____
[12 empty] | _____ |  | 0% | 0 | 0 | _____
[12 empty] | _____ |  | 0% | 0 | 0 | _____
[12 empty] | _____ |  | 0% | 0 | 0 | _____
[12 empty] | _____ |  | 0% | 0 | 0 | _____
[12 empty] | _____ |  | 0% | 0 | 0 | _____
[12 empty] | _____ |  | 0% | 0 | 0 | _____
[12 empty] | _____ |  | 0% | 0 | 0 | _____
[12 empty] | _____ |  | 0% | 0 | 0 | _____
[12 empty] | _____ |  | 0% | 0 | 0 | _____
[12 empty] | _____ |  | 0% | 0 | 0 | _____
[12 empty] | _____ |  | 0% | 0 | 0 | _____
[12 empty] | _____ |  | 0% | 0 | 0 | _____
[12 empty] | _____ |  | 0% | 0 | 0 | _____
[12 empty] | _____ |  | 0% | 0 | 0 | _____
[12 empty] | _____ |  | 0% | 0 | 0 | _____
[12 empty] | _____ |  | 0% | 0 | 0 | _____
[12 empty] | _____ |  | 0% | 0 | 0 | _____
[12 empty] | _____ |  | 0% | 0 | 0 | _____
[12 empty] | _____ |  | 0% | 0 | 0 | _____
[12 empty] | _____ |  | 0% | 0 | 0 | _____
[12 empty] | _____ |  | 0% | 0 | 0 | _____
[12 empty] | _____ |  | 0% | 0 | 0 | _____
[12 empty] | _____ |  | 0% | 0 | 0 | _____
[12 empty] | _____ |  | 0% | 0 | 0 | _____
[12 empty] | _____ |  | 0% | 0 | 0 | _____
[12 empty] | _____ |  | 0% | 0 | 0 | _____
[12 empty] | _____ |  | 0% | 0 | 0 | _____
[12 empty] | _____ |  | 0% | 0 | 0 | _____
[12 empty] | _____ |  | 0% | 0 | 0 | _____
[12 empty] | _____ |  | 0% | 0 | 0 | _____
[12 empty] | _____ |  | 0% | 0 | 0 | _____
[12 empty] | _____ |  | 0% | 0 | 0 | _____
[12 empty] | _____ |  | 0% | 0 | 0 | _____
[12 empty] | _____ |  | 0% | 0 | 0 | _____
[12 empty] | _____ |  | 0% | 0 | 0 | _____
[12 empty] | _____ |  | 0% | 0 | 0 | _____
[12 empty] | _____ |  | 0% | 0 | 0 | _____
[12 empty] | _____ |  | 0% | 0 | 0 | _____
[12 empty] | _____ |  | 0% | 0 | 0 | _____
[12 empty] | _____ |  | 0% | 0 | 0 | _____
[12 empty] | _____ |  | 0% | 0 | 0 | _____
[12 empty] | _____ |  | 0% | 0 | 0 | _____
[12 empty] | _____ |  | 0% | 0 | 0 | _____
[12 empty] | _____ |  | 0% | 0 | 0 | _____
[12 empty] | _____ |  | 0% | 0 | 0 | _____
[12 empty] | _____ |  | 0% | 0 | 0 | _____
[12 empty] | _____ |  | 0% | 0 | 0 | _____
[12 empty] | _____ |  | 0% | 0 | 0 | _____
[12 empty] | _____ |  | 0% | 0 | 0 | _____
[12 empty] | _____ |  | 0% | 0 | 0 | _____
[12 empty] | _____ |  | 0% | 0 | 0 | _____
[12 empty] | _____ |  | 0% | 0 | 0 | _____
[12 empty] | _____ |  | 0% | 0 | 0 | _____
[12 empty] | _____ |  | 0% | 0 | 0 | _____
[12 empty] | _____ |  | 0% | 0 | 0 | _____
[12 empty] | _____ |  | 0% | 0 | 0 | _____
[12 empty] | _____ |  | 0% | 0 | 0 | _____
[12 empty] | _____ |  | 0% | 0 | 0 | _____
[12 empty] | _____ |  | 0% | 0 | 0 | _____
[12 empty] | _____ |  | 0% | 0 | 0 | _____
[12 empty] | _____ |  | 0% | 0 | 0 | _____
[12 empty] | _____ |  | 0% | 0 | 0 | _____
[12 empty] | _____ |  | 0% | 0 | 0 | _____
[12 empty] | _____ |  | 0% | 0 | 0 | _____
[12 empty] | _____ |  | 0% | 0 | 0 | _____
[12 empty] | _____ |  | 0% | 0 | 0 | _____
[12 empty] | _____ |  | 0% | 0 | 0 | _____
[12 empty] | _____ |  | 0% | 0 | 0 | _____
[12 empty] | _____ |  | 0% | 0 | 0 | _____
[12 empty] | _____ |  | 0% | 0 | 0 | _____
[12 empty] | _____ |  | 0% | 0 | 0 | _____
[12 empty] | _____ |  | 0% | 0 | 0 | _____
[12 empty] | _____ |  | 0% | 0 | 0 | _____
[12 empty] | _____ |  | 0% | 0 | 0 | _____
[12 empty] | _____ |  | 0% | 0 | 0 | _____
[12 empty] | _____ |  | 0% | 0 | 0 | _____
[12 empty] | _____ |  | 0% | 0 | 0 | _____
[12 empty] | _____ |  | 0% | 0 | 0 | _____
[12 empty] | _____ |  | 0% | 0 | 0 | _____
[12 empty] | _____ |  | 0% | 0 | 0 | _____
[12 empty] | _____ |  | 0% | 0 | 0 | _____
[12 empty] | _____ |  | 0% | 0 | 0 | _____
[12 empty] | _____ |  | 0% | 0 | 0 | _____
[12 empty] | _____ |  | 0% | 0 | 0 | _____
[12 empty] | _____ |  | 0% | 0 | 0 | _____
[12 empty] | _____ |  | 0% | 0 | 0 | _____
[12 empty] | _____ |  | 0% | 0 | 0 | _____
[12 empty] | _____ |  | 0% | 0 | 0 | _____
[12 empty] | _____ |  | 0% | 0 | 0 | _____
[12 empty] | _____ |  | 0% | 0 | 0 | _____
[12 empty] | _____ |  | 0% | 0 | 0 | _____
[12 empty] | _____ |  | 0% | 0 | 0 | _____
[12 empty] | _____ |  | 0% | 0 | 0 | _____
[12 empty] | _____ |  | 0% | 0 | 0 | _____
[12 empty] | _____ |  | 0% | 0 | 0 | _____
[12 empty] | _____ |  | 0% | 0 | 0 | _____
[12 empty] | _____ |  | 0% | 0 | 0 | _____
[12 empty] | _____ |  | 0% | 0 | 0 | _____
[12 empty] | _____ |  | 0% | 0 | 0 | _____
[12 empty] | _____ |  | 0% | 0 | 0 | _____
[12 empty] | _____ |  | 0% | 0 | 0 | _____
[12 empty] | _____ |  | 0% | 0 | 0 | _____
[12 empty] | _____ |  | 0% | 0 | 0 | _____
[12 empty] | _____ |  | 0% | 0 | 0 | _____
[12 empty] | _____ |  | 0% | 0 | 0 | _____
[12 empty] | _____ |  | 0% | 0 | 0 | _____
[12 empty] | _____ |  | 0% | 0 | 0 | _____
[12 empty] | _____ |  | 0% | 0 | 0 | _____
[12 empty] | _____ |  | 0% | 0 | 0 | _____
[12 empty] | _____ |  | 0% | 0 | 0 | _____
[12 empty] | _____ |  | 0% | 0 | 0 | _____
[12 empty] | _____ |  | 0% | 0 | 0 | _____
[12 empty] | _____ |  | 0% | 0 | 0 | _____
[12 empty] | _____ |  | 0% | 0 | 0 | _____
[12 empty] | _____ |  | 0% | 0 | 0 | _____
[12 empty] | _____ |  | 0% | 0 | 0 | _____
[12 empty] | _____ |  | 0% | 0 | 0 | _____
[12 empty] | _____ |  | 0% | 0 | 0 | _____
[12 empty] | _____ |  | 0% | 0 | 0 | _____
[12 empty] | _____ |  | 0% | 0 | 0 | _____
[12 empty] | _____ |  | 0% | 0 | 0 | _____
[12 empty] | _____ |  | 0% | 0 | 0 | _____
[12 empty] | _____ |  | 0% | 0 | 0 | _____
[12 empty] | _____ |  | 0% | 0 | 0 | _____
[12 empty] | _____ |  | 0% | 0 | 0 | _____
[12 empty] | _____ |  | 0% | 0 | 0 | _____
[12 empty] | _____ |  | 0% | 0 | 0 | _____
[12 empty] | _____ |  | 0% | 0 | 0 | _____
[12 empty] | _____ |  | 0% | 0 | 0 | _____
[12 empty] | _____ |  | 0% | 0 | 0 | _____
[12 empty] | _____ |  | 0% | 0 | 0 | _____
[12 empty] | _____ |  | 0% | 0 | 0 | _____
[12 empty] | _____ |  | 0% | 0 | 0 | _____
[12 empty] | _____ |  | 0% | 0 | 0 | _____
[12 empty] | _____ |  | 0% | 0 | 0 | _____
[12 empty] | _____ |  | 0% | 0 | 0 | _____
[12 empty] | _____ |  | 0% | 0 | 0 | _____
[12 empty] | _____ |  | 0% | 0 | 0 | _____
[12 empty] | _____ |  | 0% | 0 | 0 | _____
[12 empty] | _____ |  | 0% | 0 | 0 | _____
[12 empty] | _____ |  | 0% | 0 | 0 | _____
[12 empty] | _____ |  | 0% | 0 | 0 | _____
[12 empty] | _____ |  | 0% | 0 | 0 | _____
[12 empty] | _____ |  | 0% | 0 | 0 | _____
[12 empty] | _____ |  | 0% | 0 | 0 | _____
[12 empty] | _____ |  | 0% | 0 | 0 | _____
[12 empty] | _____ |  | 0% | 0 | 0 | _____
[12 empty] | _____ |  | 0% | 0 | 0 | _____
[12 empty] | _____ |  | 0% | 0 | 0 | _____
[12 empty] | _____ |  | 0% | 0 | 0 | _____
[12 empty] | _____ |  | 0% | 0 | 0 | _____
[12 empty] | _____ |  | 0% | 0 | 0 | _____
[12 empty] | _____ |  | 0% | 0 | 0 | _____
[12 empty] | _____ |  | 0% | 0 | 0 | _____
[12 empty] | _____ |  | 0% | 0 | 0 | _____
[12 empty] | _____ |  | 0% | 0 | 0 | _____
[12 empty] | _____ |  | 0% | 0 | 0 | _____
[12 empty] | _____ |  | 0% | 0 | 0 | _____
[12 empty] | _____ |  | 0% | 0 | 0 | _____
[12 empty] | _____ |  | 0% | 0 | 0 | _____
[12 empty] | _____ |  | 0% | 0 | 0 | _____
[12 empty] | _____ |  | 0% | 0 | 0 | _____
[12 empty] | _____ |  | 0% | 0 | 0 | _____
[12 empty] | _____ |  | 0% | 0 | 0 | _____
[12 empty] | _____ |  | 0% | 0 | 0 | _____
[12 empty] | _____ |  | 0% | 0 | 0 | _____
[12 empty] | _____ |  | 0% | 0 | 0 | _____
[12 empty] | _____ |  | 0% | 0 | 0 | _____
[12 empty] | _____ |  | 0% | 0 | 0 | _____
[12 empty] | _____ |  | 0% | 0 | 0 | _____
[12 empty] | _____ |  | 0% | 0 | 0 | _____
[12 empty] | _____ |  | 0% | 0 | 0 | _____
[12 empty] | _____ |  | 0% | 0 | 0 | _____
[12 empty] | _____ |  | 0% | 0 | 0 | _____
[12 empty] | _____ |  | 0% | 0 | 0 | _____
[12 empty] | _____ |  | 0% | 0 | 0 | _____
[12 empty] | _____ |  | 0% | 0 | 0 | _____
[12 empty] | _____ |  | 0% | 0 | 0 | _____
[12 empty] | _____ |  | 0% | 0 | 0 | _____
[12 empty] | _____ |  | 0% | 0 | 0 | _____
[12 empty] | _____ |  | 0% | 0 | 0 | _____
[12 empty] | _____ |  | 0% | 0 | 0 | _____
[12 empty] | _____ |  | 0% | 0 | 0 | _____
[12 empty] | _____ |  | 0% | 0 | 0 | _____
[12 empty] | _____ |  | 0% | 0 | 0 | _____
[12 empty] | _____ |  | 0% | 0 | 0 | _____
[12 empty] | _____ |  | 0% | 0 | 0 | _____
[12 empty] | _____ |  | 0% | 0 | 0 | _____
[12 empty] | _____ |  | 0% | 0 | 0 | _____
[12 empty] | _____ |  | 0% | 0 | 0 | _____
[12 empty] | _____ |  | 0% | 0 | 0 | _____
[12 empty] | _____ |  | 0% | 0 | 0 | _____
[12 empty] | _____ |  | 0% | 0 | 0 | _____
[12 empty] | _____ |  | 0% | 0 | 0 | _____
[12 empty] | _____ |  | 0% | 0 | 0 | _____
[12 empty] | _____ |  | 0% | 0 | 0 | _____
[12 empty] | _____ |  | 0% | 0 | 0 | _____
[12 empty] | _____ |  | 0% | 0 | 0 | _____
[12 empty] | _____ |  | 0% | 0 | 0 | _____
[12 empty] | _____ |  | 0% | 0 | 0 | _____
[12 empty] | _____ |  | 0% | 0 | 0 | _____
[12 empty] | _____ |  | 0% | 0 | 0 | _____
[12 empty] | _____ |  | 0% | 0 | 0 | _____
[12 empty] | _____ |  | 0% | 0 | 0 | _____
[12 empty] | _____ |  | 0% | 0 | 0 | _____
[12 empty] | _____ |  | 0% | 0 | 0 | _____
[12 empty] | _____ |  | 0% | 0 | 0 | _____
[12 empty] | _____ |  | 0% | 0 | 0 | _____
[12 empty] | _____ |  | 0% | 0 | 0 | _____
[12 empty] | _____ |  | 0% | 0 | 0 | _____
[12 empty] | _____ |  | 0% | 0 | 0 | _____
[12 empty] | _____ |  | 0% | 0 | 0 | _____
[12 empty] | _____ |  | 0% | 0 | 0 | _____
[12 empty] | _____ |  | 0% | 0 | 0 | _____
[12 empty] | _____ |  | 0% | 0 | 0 | _____
[12 empty] | _____ |  | 0% | 0 | 0 | _____
[12 empty] | _____ |  | 0% | 0 | 0 | _____
[12 empty] | _____ |  | 0% | 0 | 0 | _____
[12 empty] | _____ |  | 0% | 0 | 0 | _____
[12 empty] | _____ |  | 0% | 0 | 0 | _____
[12 empty] | _____ |  | 0% | 0 | 0 | _____
[12 empty] | _____ |  | 0% | 0 | 0 | _____
[12 empty] | _____ |  | 0% | 0 | 0 | _____
[12 empty] | _____ |  | 0% | 0 | 0 | _____
[12 empty] | _____ |  | 0% | 0 | 0 | _____
[12 empty] | _____ |  | 0% | 0 | 0 | _____
[12 empty] | _____ |  | 0% | 0 | 0 | _____
[12 empty] | _____ |  | 0% | 0 | 0 | _____
[12 empty] | _____ |  | 0% | 0 | 0 | _____
[12 empty] | _____ |  | 0% | 0 | 0 | _____
[12 empty] | _____ |  | 0% | 0 | 0 | _____
[12 empty] | _____ |  | 0% | 0 | 0 | _____
[12 empty] | _____ |  | 0% | 0 | 0 | _____
[12 empty] | _____ |  | 0% | 0 | 0 | _____
[12 empty] | _____ |  | 0% | 0 | 0 | _____
[12 empty] | _____ |  | 0% | 0 | 0 | _____
[12 empty] | _____ |  | 0% | 0 | 0 | _____
[12 empty] | _____ |  | 0% | 0 | 0 | _____
[12 empty] | _____ |  | 0% | 0 | 0 | _____
[12 empty] | _____ |  | 0% | 0 | 0 | _____
[12 empty] | _____ |  | 0% | 0 | 0 | _____
[12 empty] | _____ |  | 0% | 0 | 0 | _____
[12 empty] | _____ |  | 0% | 0 | 0 | _____
[12 empty] | _____ |  | 0% | 0 | 0 | _____
[12 empty] | _____ |  | 0% | 0 | 0 | _____
[12 empty] | _____ |  | 0% | 0 | 0 | _____
[12 empty] | _____ |  | 0% | 0 | 0 | _____
[12 empty] | _____ |  | 0% | 0 | 0 | _____
[12 empty] | _____ |  | 0% | 0 | 0 | _____
[12 empty] | _____ |  | 0% | 0 | 0 | _____
[12 empty] | _____ |  | 0% | 0 | 0 | _____
[12 empty] | _____ |  | 0% | 0 | 0 | _____
[12 empty] | _____ |  | 0% | 0 | 0 | _____
[12 empty] | _____ |  | 0% | 0 | 0 | _____
[12 empty] | _____ |  | 0% | 0 | 0 | _____
[12 empty] | _____ |  | 0% | 0 | 0 | _____
[12 empty] | _____ |  | 0% | 0 | 0 | _____
[12 empty] | _____ |  | 0% | 0 | 0 | _____
[12 empty] | _____ |  | 0% | 0 | 0 | _____
[12 empty] | _____ |  | 0% | 0 | 0 | _____
[12 empty] | _____ |  | 0% | 0 | 0 | _____
[12 empty] | _____ |  | 0% | 0 | 0 | _____
[12 empty] | _____ |  | 0% | 0 | 0 | _____
[12 empty] | _____ |  | 0% | 0 | 0 | _____
[12 empty] | _____ |  | 0% | 0 | 0 | _____
[12 empty] | _____ |  | 0% | 0 | 0 | _____
[12 empty] | _____ |  | 0% | 0 | 0 | _____
[12 empty] | _____ |  | 0% | 0 | 0 | _____
[12 empty] | _____ |  | 0% | 0 | 0 | _____
[12 empty] | _____ |  | 0% | 0 | 0 | _____
[12 empty] | _____ |  | 0% | 0 | 0 | _____
[12 empty] | _____ |  | 0% | 0 | 0 | _____
[12 empty] | _____ |  | 0% | 0 | 0 | _____
[12 empty] | _____ |  | 0% | 0 | 0 | _____
[12 empty] | _____ |  | 0% | 0 | 0 | _____
[12 empty] | _____ |  | 0% | 0 | 0 | _____
[12 empty] | _____ |  | 0% | 0 | 0 | _____
[12 empty] | _____ |  | 0% | 0 | 0 | _____
[12 empty] | _____ |  | 0% | 0 | 0 | _____
[12 empty] | _____ |  | 0% | 0 | 0 | _____
[12 empty] | _____ |  | 0% | 0 | 0 | _____
[12 empty] | _____ |  | 0% | 0 | 0 | _____
[12 empty] | _____ |  | 0% | 0 | 0 | _____
[12 empty] | _____ |  | 0% | 0 | 0 | _____
[12 empty] | _____ |  | 0% | 0 | 0 | _____
[12 empty] | _____ |  | 0% | 0 | 0 | _____
[12 empty] | _____ |  | 0% | 0 | 0 | _____
[12 empty] | _____ |  | 0% | 0 | 0 | _____
[12 empty] | _____ |  | 0% | 0 | 0 | _____
[12 empty] | _____ |  | 0% | 0 | 0 | _____
[12 empty] | _____ |  | 0% | 0 | 0 | _____
[12 empty] | _____ |  | 0% | 0 | 0 | _____
[12 empty] | _____ |  | 0% | 0 | 0 | _____
[12 empty] | _____ |  | 0% | 0 | 0 | _____
[12 empty] | _____ |  | 0% | 0 | 0 | _____
[12 empty] | _____ |  | 0% | 0 | 0 | _____
[12 empty] | _____ |  | 0% | 0 | 0 | _____
[12 empty] | _____ |  | 0% | 0 | 0 | _____
[12 empty] | _____ |  | 0% | 0 | 0 | _____
[12 empty] | _____ |  | 0% | 0 | 0 | _____
[12 empty] | _____ |  | 0% | 0 | 0 | _____
[12 empty] | _____ |  | 0% | 0 | 0 | _____
[12 empty] | _____ |  | 0% | 0 | 0 | _____
[12 empty] | _____ |  | 0% | 0 | 0 | _____
[12 empty] | _____ |  | 0% | 0 | 0 | _____
[12 empty] | _____ |  | 0% | 0 | 0 | _____
[12 empty] | _____ |  | 0% | 0 | 0 | _____
[12 empty] | _____ |  | 0% | 0 | 0 | _____
[12 empty] | _____ |  | 0% | 0 | 0 | _____
[12 empty] | _____ |  | 0% | 0 | 0 | _____
[12 empty] | _____ |  | 0% | 0 | 0 | _____
[12 empty] | _____ |  | 0% | 0 | 0 | _____
[12 empty] | _____ |  | 0% | 0 | 0 | _____
[12 empty] | _____ |  | 0% | 0 | 0 | _____
[12 empty] | _____ |  | 0% | 0 | 0 | _____
[12 empty] | _____ |  | 0% | 0 | 0 | _____
[12 empty] | _____ |  | 0% | 0 | 0 | _____
[12 empty] | _____ |  | 0% | 0 | 0 | _____
[12 empty] | _____ |  | 0% | 0 | 0 | _____
[12 empty] | _____ |  | 0% | 0 | 0 | _____
[12 empty] | _____ |  | 0% | 0 | 0 | _____
[12 empty] | _____ |  | 0% | 0 | 0 | _____
[12 empty] | _____ |  | 0% | 0 | 0 | _____
[12 empty] | _____ |  | 0% | 0 | 0 | _____
[12 empty] | _____ |  | 0% | 0 | 0 | _____
[12 empty] | _____ |  | 0% | 0 | 0 | _____
[12 empty] | _____ |  | 0% | 0 | 0 | _____
[12 empty] | _____ |  | 0% | 0 | 0 | _____
[12 empty] | _____ |  | 0% | 0 | 0 | _____
[12 empty] | _____ |  | 0% | 0 | 0 | _____
[12 empty] | _____ |  | 0% | 0 | 0 | _____
[12 empty] | _____ |  | 0% | 0 | 0 | _____
[12 empty] | _____ |  | 0% | 0 | 0 | _____
[12 empty] | _____ |  | 0% | 0 | 0 | _____
[12 empty] | _____ |  | 0% | 0 | 0 | _____
[12 empty] | _____ |  | 0% | 0 | 0 | _____
[12 empty] | _____ |  | 0% | 0 | 0 | _____
[12 empty] | _____ |  | 0% | 0 | 0 | _____
[12 empty] | _____ |  | 0% | 0 | 0 | _____
[12 empty] | _____ |  | 0% | 0 | 0 | _____
[12 empty] | _____ |  | 0% | 0 | 0 | _____
[12 empty] | _____ |  | 0% | 0 | 0 | _____
[12 empty] | _____ |  | 0% | 0 | 0 | _____
[12 empty] | _____ |  | 0% | 0 | 0 | _____
[12 empty] | _____ |  | 0% | 0 | 0 | _____
[12 empty] | _____ |  | 0% | 0 | 0 | _____
[12 empty] | _____ |  | 0% | 0 | 0 | _____
[12 empty] | _____ |  | 0% | 0 | 0 | _____
[12 empty] | _____ |  | 0% | 0 | 0 | _____
[12 empty] | _____ |  | 0% | 0 | 0 | _____
[12 empty] | _____ |  | 0% | 0 | 0 | _____
[12 empty] | _____ |  | 0% | 0 | 0 | _____
[12 empty] | _____ |  | 0% | 0 | 0 | _____
[12 empty] | _____ |  | 0% | 0 | 0 | _____
[12 empty] | _____ |  | 0% | 0 | 0 | _____
[12 empty] | _____ |  | 0% | 0 | 0 | _____
[12 empty] | _____ |  | 0% | 0 | 0 | _____
[12 empty] | _____ |  | 0% | 0 | 0 | _____
[12 empty] | _____ |  | 0% | 0 | 0 | _____
[12 empty] | _____ |  | 0% | 0 | 0 | _____
[12 empty] | _____ |  | 0% | 0 | 0 | _____
[12 empty] | _____ |  | 0% | 0 | 0 | _____
[12 empty] | _____ |  | 0% | 0 | 0 | _____
[12 empty] | _____ |  | 0% | 0 | 0 | _____
[12 empty] | _____ |  | 0% | 0 | 0 | _____
[12 empty] | _____ |  | 0% | 0 | 0 | _____
[12 empty] | _____ |  | 0% | 0 | 0 | _____
[12 empty] | _____ |  | 0% | 0 | 0 | _____
[12 empty] | _____ |  | 0% | 0 | 0 | _____
[12 empty] | _____ |  | 0% | 0 | 0 | _____
[12 empty] | _____ |  | 0% | 0 | 0 | _____
[12 empty] | _____ |  | 0% | 0 | 0 | _____
[12 empty] | _____ |  | 0% | 0 | 0 | _____
[12 empty] | _____ |  | 0% | 0 | 0 | _____
[12 empty] | _____ |  | 0% | 0 | 0 | _____
[12 empty] | _____ |  | 0% | 0 | 0 | _____
[12 empty] | _____ |  | 0% | 0 | 0 | _____
[12 empty] | _____ |  | 0% | 0 | 0 | _____
[12 empty] | _____ |  | 0% | 0 | 0 | _____
[12 empty] | _____ |  | 0% | 0 | 0 | _____
[12 empty] | _____ |  | 0% | 0 | 0 | _____
[12 empty] | _____ |  | 0% | 0 | 0 | _____
[12 empty] | _____ |  | 0% | 0 | 0 | _____
[12 empty] | _____ |  | 0% | 0 | 0 | _____
[12 empty] | _____ |  | 0% | 0 | 0 | _____
[12 empty] | _____ |  | 0% | 0 | 0 | _____
[12 empty] | _____ |  | 0% | 0 | 0 | _____
[12 empty] | _____ |  | 0% | 0 | 0 | _____
[12 empty] | _____ |  | 0% | 0 | 0 | _____
[12 empty] | _____ |  | 0% | 0 | 0 | _____
[12 empty] | _____ |  | 0% | 0 | 0 | _____
[12 empty] | _____ |  | 0% | 0 | 0 | _____
[12 empty] | _____ |  | 0% | 0 | 0 | _____
[12 empty] | _____ |  | 0% | 0 | 0 | _____
[12 empty] | _____ |  | 0% | 0 | 0 | _____
[12 empty] | _____ |  | 0% | 0 | 0 | _____
[12 empty] | _____ |  | 0% | 0 | 0 | _____
[12 empty] | _____ |  | 0% | 0 | 0 | _____
[12 empty] | _____ |  | 0% | 0 | 0 | _____
[12 empty] | _____ |  | 0% | 0 | 0 | _____
[12 empty] | _____ |  | 0% | 0 | 0 | _____
[12 empty] | _____ |  | 0% | 0 | 0 | _____
[12 empty] | _____ |  | 0% | 0 | 0 | _____
[12 empty] | _____ |  | 0% | 0 | 0 | _____
[12 empty] | _____ |  | 0% | 0 | 0 | _____
[12 empty] | _____ |  | 0% | 0 | 0 | _____
[12 empty] | _____ |  | 0% | 0 | 0 | _____
[12 empty] | _____ |  | 0% | 0 | 0 | _____
[12 empty] | _____ |  | 0% | 0 | 0 | _____
[12 empty] | _____ |  | 0% | 0 | 0 | _____
[12 empty] | _____ |  | 0% | 0 | 0 | _____
[12 empty] | _____ |  | 0% | 0 | 0 | _____
[12 empty] | _____ |  | 0% | 0 | 0 | _____
[12 empty] | _____ |  | 0% | 0 | 0 | _____
[12 empty] | _____ |  | 0% | 0 | 0 | _____
[12 empty] | _____ |  | 0% | 0 | 0 | _____
[12 empty] | _____ |  | 0% | 0 | 0 | _____
[12 empty] | _____ |  | 0% | 0 | 0 | _____
[12 empty] | _____ |  | 0% | 0 | 0 | _____
[12 empty] | _____ |  | 0% | 0 | 0 | _____
[12 empty] | _____ |  | 0% | 0 | 0 | _____
[12 empty] | _____ |  | 0% | 0 | 0 | _____
[12 empty] | _____ |  | 0% | 0 | 0 | _____
[12 empty] | _____ |  | 0% | 0 | 0 | _____
[12 empty] | _____ |  | 0% | 0 | 0 | _____
[12 empty] | _____ |  | 0% | 0 | 0 | _____
[12 empty] | _____ |  | 0% | 0 | 0 | _____
[12 empty] | _____ |  | 0% | 0 | 0 | _____
[12 empty] | _____ |  | 0% | 0 | 0 | _____
[12 empty] | _____ |  | 0% | 0 | 0 | _____
[12 empty] | _____ |  | 0% | 0 | 0 | _____
[12 empty] | _____ |  | 0% | 0 | 0 | _____
[12 empty] | _____ |  | 0% | 0 | 0 | _____
[12 empty] | _____ |  | 0% | 0 | 0 | _____
[12 empty] | _____ |  | 0% | 0 | 0 | _____
[12 empty] | _____ |  | 0% | 0 | 0 | _____
[12 empty] | _____ |  | 0% | 0 | 0 | _____
[12 empty] | _____ |  | 0% | 0 | 0 | _____
[12 empty] | _____ |  | 0% | 0 | 0 | _____
[12 empty] | _____ |  | 0% | 0 | 0 | _____
[12 empty] | _____ |  | 0% | 0 | 0 | _____
[12 empty] | _____ |  | 0% | 0 | 0 | _____
[12 empty] | _____ |  | 0% | 0 | 0 | _____
[12 empty] | _____ |  | 0% | 0 | 0 | _____
[12 empty] | _____ |  | 0% | 0 | 0 | _____
[12 empty] | _____ |  | 0% | 0 | 0 | _____
[12 empty] | _____ |  | 0% | 0 | 0 | _____
[12 empty] | _____ |  | 0% | 0 | 0 | _____
[12 empty] | _____ |  | 0% | 0 | 0 | _____
[12 empty] | _____ |  | 0% | 0 | 0 | _____
[12 empty] | _____ |  | 0% | 0 | 0 | _____
[12 empty] | _____ |  | 0% | 0 | 0 | _____
[12 empty] | _____ |  | 0% | 0 | 0 | _____
[12 empty] | _____ |  | 0% | 0 | 0 | _____
[12 empty] | _____ |  | 0% | 0 | 0 | _____
[12 empty] | _____ |  | 0% | 0 | 0 | _____
[12 empty] | _____ |  | 0% | 0 | 0 | _____
[12 empty] | _____ |  | 0% | 0 | 0 | _____
[12 empty] | _____ |  | 0% | 0 | 0 | _____
[12 empty] | _____ |  | 0% | 0 | 0 | _____
[12 empty] | _____ |  | 0% | 0 | 0 | _____
[12 empty] | _____ |  | 0% | 0 | 0 | _____
[12 empty] | _____ |  | 0% | 0 | 0 | _____
[12 empty] | _____ |  | 0% | 0 | 0 | _____
[12 empty] | _____ |  | 0% | 0 | 0 | _____
[12 empty] | _____ |  | 0% | 0 | 0 | _____
[12 empty] | _____ |  | 0% | 0 | 0 | _____
[12 empty] | _____ |  | 0% | 0 | 0 | _____
[12 empty] | _____ |  | 0% | 0 | 0 | _____
[12 empty] | _____ |  | 0% | 0 | 0 | _____
[12 empty] | _____ |  | 0% | 0 | 0 | _____
[12 empty] | _____ |  | 0% | 0 | 0 | _____
[12 empty] | _____ |  | 0% | 0 | 0 | _____
[12 empty] | _____ |  | 0% | 0 | 0 | _____
[12 empty] | _____ |  | 0% | 0 | 0 | _____
[12 empty] | _____ |  | 0% | 0 | 0 | _____
[12 empty] | _____ |  | 0% | 0 | 0 | _____
[12 empty] | _____ |  | 0% | 0 | 0 | _____
[12 empty] | _____ |  | 0% | 0 | 0 | _____
[12 empty] | _____ |  | 0% | 0 | 0 | _____
[12 empty] | _____ |  | 0% | 0 | 0 | _____
[12 empty] | _____ |  | 0% | 0 | 0 | _____
[12 empty] | _____ |  | 0% | 0 | 0 | _____
[12 empty] | _____ |  | 0% | 0 | 0 | _____
[12 empty] | _____ |  | 0% | 0 | 0 | _____
[12 empty] | _____ |  | 0% | 0 | 0 | _____
[12 empty] | _____ |  | 0% | 0 | 0 | _____
[12 empty] | _____ |  | 0% | 0 | 0 | _____
[12 empty] | _____ |  | 0% | 0 | 0 | _____
[12 empty] | _____ |  | 0% | 0 | 0 | _____
[12 empty] | _____ |  | 0% | 0 | 0 | _____
[12 empty] | _____ |  | 0% | 0 | 0 | _____
[12 empty] | _____ |  | 0% | 0 | 0 | _____
[12 empty] | _____ |  | 0% | 0 | 0 | _____
[12 empty] | _____ |  | 0% | 0 | 0 | _____
[12 empty] | _____ |  | 0% | 0 | 0 | _____
[12 empty] | _____ |  | 0% | 0 | 0 | _____
[12 empty] | _____ |  | 0% | 0 | 0 | _____
[12 empty] | _____ |  | 0% | 0 | 0 | _____
[12 empty] | _____ |  | 0% | 0 | 0 | _____
[12 empty] | _____ |  | 0% | 0 | 0 | _____
[12 empty] | _____ |  | 0% | 0 | 0 | _____
[12 empty] | _____ |  | 0% | 0 | 0 | _____
[12 empty] | _____ |  | 0% | 0 | 0 | _____
[12 empty] | _____ |  | 0% | 0 | 0 | _____
[12 empty] | _____ |  | 0% | 0 | 0 | _____
[12 empty] | _____ |  | 0% | 0 | 0 | _____
[12 empty] | _____ |  | 0% | 0 | 0 | _____
[12 empty] | _____ |  | 0% | 0 | 0 | _____
[12 empty] | _____ |  | 0% | 0 | 0 | _____
[12 empty] | _____ |  | 0% | 0 | 0 | _____
[12 empty] | _____ |  | 0% | 0 | 0 | _____
[12 empty] | _____ |  | 0% | 0 | 0 | _____
[12 empty] | _____ |  | 0% | 0 | 0 | _____
[12 empty] | _____ |  | 0% | 0 | 0 | _____
[12 empty] | _____ |  | 0% | 0 | 0 | _____
[12 empty] | _____ |  | 0% | 0 | 0 | _____
[12 empty] | _____ |  | 0% | 0 | 0 | _____
[12 empty] | _____ |  | 0% | 0 | 0 | _____
[12 empty] | _____ |  | 0% | 0 | 0 | _____
[12 empty] | _____ |  | 0% | 0 | 0 | _____
[12 empty] | _____ |  | 0% | 0 | 0 | _____
[12 empty] | _____ |  | 0% | 0 | 0 | _____
[12 empty] | _____ |  | 0% | 0 | 0 | _____
[12 empty] | _____ |  | 0% | 0 | 0 | _____
[12 empty] | _____ |  | 0% | 0 | 0 | _____
[12 empty] | _____ |  | 0% | 0 | 0 | _____
[12 empty] | _____ |  | 0% | 0 | 0 | _____
[12 empty] | _____ |  | 0% | 0 | 0 | _____
[12 empty] | _____ |  | 0% | 0 | 0 | _____
[12 empty] | _____ |  | 0% | 0 | 0 | _____
[12 empty] | _____ |  | 0% | 0 | 0 | _____
[12 empty] | _____ |  | 0% | 0 | 0 | _____
[12 empty] | _____ |  | 0% | 0 | 0 | _____
[12 empty] | _____ |  | 0% | 0 | 0 | _____
[12 empty] | _____ |  | 0% | 0 | 0 | _____
[12 empty] | _____ |  | 0% | 0 | 0 | _____
[12 empty] | _____ |  | 0% | 0 | 0 | _____
[12 empty] | _____ |  | 0% | 0 | 0 | _____
[12 empty] | _____ |  | 0% | 0 | 0 | _____
[12 empty] | _____ |  | 0% | 0 | 0 | _____
[12 empty] | _____ |  | 0% | 0 | 0 | _____
[12 empty] | _____ |  | 0% | 0 | 0 | _____
[12 empty] | _____ |  | 0% | 0 | 0 | _____
[12 empty] | _____ |  | 0% | 0 | 0 | _____
[12 empty] | _____ |  | 0% | 0 | 0 | _____
[12 empty] | _____ |  | 0% | 0 | 0 | _____
[12 empty] | _____ |  | 0% | 0 | 0 | _____
[12 empty] | _____ |  | 0% | 0 | 0 | _____
[12 empty] | _____ |  | 0% | 0 | 0 | _____
[12 empty] | _____ |  | 0% | 0 | 0 | _____
[12 empty] | _____ |  | 0% | 0 | 0 | _____
[12 empty] | _____ |  | 0% | 0 | 0 | _____
[12 empty] | _____ |  | 0% | 0 | 0 | _____
[12 empty] | _____ |  | 0% | 0 | 0 | _____
[12 empty] | _____ |  | 0% | 0 | 0 | _____
[12 empty] | _____ |  | 0% | 0 | 0 | _____
[12 empty] | _____ |  | 0% | 0 | 0 | _____
[12 empty] | _____ |  | 0% | 0 | 0 | _____
[12 empty] | _____ |  | 0% | 0 | 0 | _____
[12 empty] | _____ |  | 0% | 0 | 0 | _____
[12 empty] | _____ |  | 0% | 0 | 0 | _____
[12 empty] | _____ |  | 0% | 0 | 0 | _____
[12 empty] | _____ |  | 0% | 0 | 0 | _____
[12 empty] | _____ |  | 0% | 0 | 0 | _____
[12 empty] | _____ |  | 0% | 0 | 0 | _____
[12 empty] | _____ |  | 0% | 0 | 0 | _____
[12 empty] | _____ |  | 0% | 0 | 0 | _____
[12 empty] | _____ |  | 0% | 0 | 0 | _____
[12 empty] | _____ |  | 0% | 0 | 0 | _____
[12 empty] | _____ |  | 0% | 0 | 0 | _____
[12 empty] | _____ |  | 0% | 0 | 0 | _____
[12 empty] | _____ |  | 0% | 0 | 0 | _____
[12 empty] | _____ |  | 0% | 0 | 0 | _____
[12 empty] | _____ |  | 0% | 0 | 0 | _____
[12 empty] | _____ |  | 0% | 0 | 0 | _____
[12 empty] | _____ |  | 0% | 0 | 0 | _____
[12 empty] | _____ |  | 0% | 0 | 0 | _____
[12 empty] | _____ |  | 0% | 0 | 0 | _____
[12 empty] | _____ |  | 0% | 0 | 0 | _____
[12 empty] | _____ |  | 0% | 0 | 0 | _____
[12 empty] | _____ |  | 0% | 0 | 0 | _____
[12 empty] | _____ |  | 0% | 0 | 0 | _____
[12 empty] | _____ |  | 0% | 0 | 0 | _____
[12 empty] | _____ |  | 0% | 0 | 0 | _____
[12 empty] | _____ |  | 0% | 0 | 0 | _____
[12 empty] | _____ |  | 0% | 0 | 0 | _____
[12 empty] | _____ |  | 0% | 0 | 0 | _____
[12 empty] | _____ |  | 0% | 0 | 0 | _____
[12 empty] | _____ |  | 0% | 0 | 0 | _____
[12 empty] | _____ |  | 0% | 0 | 0 | _____
[12 empty] | _____ |  | 0% | 0 | 0 | _____
[12 empty] | _____ |  | 0% | 0 | 0 | _____
[12 empty] | _____ |  | 0% | 0 | 0 | _____
[12 empty] | _____ |  | 0% | 0 | 0 | _____
[12 empty] | _____ |  | 0% | 0 | 0 | _____
[12 empty] | _____ |  | 0% | 0 | 0 | _____
[12 empty] | _____ |  | 0% | 0 | 0 | _____
[12 empty] | _____ |  | 0% | 0 | 0 | _____
[12 empty] | _____ |  | 0% | 0 | 0 | _____
[12 empty] | _____ |  | 0% | 0 | 0 | _____
[12 empty] | _____ |  | 0% | 0 | 0 | _____
[12 empty] | _____ |  | 0% | 0 | 0 | _____
[12 empty] | _____ |  | 0% | 0 | 0 | _____
[12 empty] | _____ |  | 0% | 0 | 0 | _____
[12 empty] | _____ |  | 0% | 0 | 0 | _____
[12 empty] | _____ |  | 0% | 0 | 0 | _____
[12 empty] | _____ |  | 0% | 0 | 0 | _____
[12 empty] | _____ |  | 0% | 0 | 0 | _____
[12 empty] | _____ |  | 0% | 0 | 0 | _____
[12 empty] | _____ |  | 0% | 0 | 0 | _____
[12 empty] | _____ |  | 0% | 0 | 0 | _____
[12 empty] | _____ |  | 0% | 0 | 0 | _____
[12 empty] | _____ |  | 0% | 0 | 0 | _____
[12 empty] | _____ |  | 0% | 0 | 0 | _____
[12 empty] | _____ |  | 0% | 0 | 0 | _____
[12 empty] | _____ |  | 0% | 0 | 0 | _____
[12 empty] | _____ |  | 0% | 0 | 0 | _____
[12 empty] | _____ |  | 0% | 0 | 0 | _____
[12 empty] | _____ |  | 0% | 0 | 0 | _____
[12 empty] | _____ |  | 0% | 0 | 0 | _____
[12 empty] | _____ |  | 0% | 0 | 0 | _____
[12 empty] | _____ |  | 0% | 0 | 0 | _____
[12 empty] | _____ |  | 0% | 0 | 0 | _____
[12 empty] | _____ |  | 0% | 0 | 0 | _____
[12 empty] | _____ |  | 0% | 0 | 0 | _____
[12 empty] | _____ |  | 0% | 0 | 0 | _____
[12 empty] | _____ |  | 0% | 0 | 0 | _____
[12 empty] | _____ |  | 0% | 0 | 0 | _____
[12 empty] | _____ |  | 0% | 0 | 0 | _____
[12 empty] | _____ |  | 0% | 0 | 0 | _____
[12 empty] | _____ |  | 0% | 0 | 0 | _____
[12 empty] | _____ |  | 0% | 0 | 0 | _____
[12 empty] | _____ |  | 0% | 0 | 0 | _____
[12 empty] | _____ |  | 0% | 0 | 0 | _____
[12 empty] | _____ |  | 0% | 0 | 0 | _____
[12 empty] | _____ |  | 0% | 0 | 0 | _____
[12 empty] | _____ |  | 0% | 0 | 0 | _____
[12 empty] | _____ |  | 0% | 0 | 0 | _____
[12 empty] | _____ |  | 0% | 0 | 0 | _____
[12 empty] | _____ |  | 0% | 0 | 0 | _____
[12 empty] | _____ |  | 0% | 0 | 0 | _____
[12 empty] | _____ |  | 0% | 0 | 0 | _____
[12 empty] | _____ |  | 0% | 0 | 0 | _____
[12 empty] | _____ |  | 0% | 0 | 0 | _____
[12 empty] | _____ |  | 0% | 0 | 0 | _____
[12 empty] | _____ |  | 0% | 0 | 0 | _____
[12 empty] | _____ |  | 0% | 0 | 0 | _____
[12 empty] | _____ |  | 0% | 0 | 0 | _____
[12 empty] | _____ |  | 0% | 0 | 0 | _____
[12 empty] | _____ |  | 0% | 0 | 0 | _____
[12 empty] | _____ |  | 0% | 0 | 0 | _____
[12 empty] | _____ |  | 0% | 0 | 0 | _____
[12 empty] | _____ |  | 0% | 0 | 0 | _____
[12 empty] | _____ |  | 0% | 0 | 0 | _____
[12 empty] | _____ |  | 0% | 0 | 0 | _____
[12 empty] | _____ |  | 0% | 0 | 0 | _____
[12 empty] | _____ |  | 0% | 0 | 0 | _____
[12 empty] | _____ |  | 0% | 0 | 0 | _____
[12 empty] | _____ |  | 0% | 0 | 0 | _____
[12 empty] | _____ |  | 0% | 0 | 0 | _____
[12 empty] | _____ |  | 0% | 0 | 0 | _____
[12 empty] | _____ |  | 0% | 0 | 0 | _____
[12 empty] | _____ |  | 0% | 0 | 0 | _____
[12 empty] | _____ |  | 0% | 0 | 0 | _____
[12 empty] | _____ |  | 0% | 0 | 0 | _____
[12 empty] | _____ |  | 0% | 0 | 0 | _____
[12 empty] | _____ |  | 0% | 0 | 0 | _____
[12 empty] | _____ |  | 0% | 0 | 0 | _____
[12 empty] | _____ |  | 0% | 0 | 0 | _____
[12 empty] | _____ |  | 0% | 0 | 0 | _____
[12 empty] | _____ |  | 0% | 0 | 0 | _____
[12 empty] | _____ |  | 0% | 0 | 0 | _____
[12 empty] | _____ |  | 0% | 0 | 0 | _____
[12 empty] | _____ |  | 0% | 0 | 0 | _____
[12 empty] | _____ |  | 0% | 0 | 0 | _____
[12 empty] | _____ |  | 0% | 0 | 0 | _____
[12 empty] | _____ |  | 0% | 0 | 0 | _____
[12 empty] | _____ |  | 0% | 0 | 0 | _____
[12 empty] | _____ |  | 0% | 0 | 0 | _____
[12 empty] | _____ |  | 0% | 0 | 0 | _____
[12 empty] | _____ |  | 0% | 0 | 0 | _____
[12 empty] | _____ |  | 0% | 0 | 0 | _____
[12 empty] | _____ |  | 0% | 0 | 0 | _____
[12 empty] | _____ |  | 0% | 0 | 0 | _____
[12 empty] | _____ |  | 0% | 0 | 0 | _____
[12 empty] | _____ |  | 0% | 0 | 0 | _____
[12 empty] | _____ |  | 0% | 0 | 0 | _____
[12 empty] | _____ |  | 0% | 0 | 0 | _____
[12 empty] | _____ |  | 0% | 0 | 0 | _____
[12 empty] | _____ |  | 0% | 0 | 0 | _____
[12 empty] | _____ |  | 0% | 0 | 0 | _____
[12 empty] | _____ |  | 0% | 0 | 0 | _____
[12 empty] | _____ |  | 0% | 0 | 0 | _____
[12 empty] | _____ |  | 0% | 0 | 0 | _____
[12 empty] | _____ |  | 0% | 0 | 0 | _____
[12 empty] | _____ |  | 0% | 0 | 0 | _____
[12 empty] | _____ |  | 0% | 0 | 0 | _____
[12 empty] | _____ |  | 0% | 0 | 0 | _____
[12 empty] | _____ |  | 0% | 0 | 0 | _____
[12 empty] | _____ |  | 0% | 0 | 0 | _____
[12 empty] | _____ |  | 0% | 0 | 0 | _____
[12 empty] | _____ |  | 0% | 0 | 0 | _____
[12 empty] | _____ |  | 0% | 0 | 0 | _____
[12 empty] | _____ |  | 0% | 0 | 0 | _____
[12 empty] | _____ |  | 0% | 0 | 0 | _____
[12 empty] | _____ |  | 0% | 0 | 0 | _____
[12 empty] | _____ |  | 0% | 0 | 0 | _____
[12 empty] | _____ |  | 0% | 0 | 0 | _____
[12 empty] | _____ |  | 0% | 0 | 0 | _____
[12 empty] | _____ |  | 0% | 0 | 0 | _____
[12 empty] | _____ |  | 0% | 0 | 0 | _____
[12 empty] | _____ |  | 0% | 0 | 0 | _____
[12 empty] | _____ |  | 0% | 0 | 0 | _____
[12 empty] | _____ |  | 0% | 0 | 0 | _____
[12 empty] | _____ |  | 0% | 0 | 0 | _____
[12 empty] | _____ |  | 0% | 0 | 0 | _____
[12 empty] | _____ |  | 0% | 0 | 0 | _____
[12 empty] | _____ |  | 0% | 0 | 0 | _____
[12 empty] | _____ |  | 0% | 0 | 0 | _____
[12 empty] | _____ |  | 0% | 0 | 0 | _____
[12 empty] | _____ |  | 0% | 0 | 0 | _____
[12 empty] | _____ |  | 0% | 0 | 0 | _____
[12 empty] | _____ |  | 0% | 0 | 0 | _____
[12 empty] | _____ |  | 0% | 0 | 0 | _____
[12 empty] | _____ |  | 0% | 0 | 0 | _____
[12 empty] | _____ |  | 0% | 0 | 0 | _____
[12 empty] | _____ |  | 0% | 0 | 0 | _____
[12 empty] | _____ |  | 0% | 0 | 0 | _____
[12 empty] | _____ |  | 0% | 0 | 0 | _____
[12 empty] | _____ |  | 0% | 0 | 0 | _____
[12 empty] | _____ |  | 0% | 0 | 0 | _____
[12 empty] | _____ |  | 0% | 0 | 0 | _____
[12 empty] | _____ |  | 0% | 0 | 0 | _____
[12 empty] | _____ |  | 0% | 0 | 0 | _____
[12 empty] | _____ |  | 0% | 0 | 0 | _____
[12 empty] | _____ |  | 0% | 0 | 0 | _____
[12 empty] | _____ |  | 0% | 0 | 0 | _____
[12 empty] | _____ |  | 0% | 0 | 0 | _____
[12 empty] | _____ |  | 0% | 0 | 0 | _____
[12 empty] | _____ |  | 0% | 0 | 0 | _____
[12 empty] | _____ |  | 0% | 0 | 0 | _____
[12 empty] | _____ |  | 0% | 0 | 0 | _____
[12 empty] | _____ |  | 0% | 0 | 0 | _____
[12 empty] | _____ |  | 0% | 0 | 0 | _____
[12 empty] | _____ |  | 0% | 0 | 0 | _____
[12 empty] | _____ |  | 0% | 0 | 0 | _____
[12 empty] | _____ |  | 0% | 0 | 0 | _____
[12 empty] | _____ |  | 0% | 0 | 0 | _____
[12 empty] | _____ |  | 0% | 0 | 0 | _____
[12 empty] | _____ |  | 0% | 0 | 0 | _____
[12 empty] | _____ |  | 0% | 0 | 0 | _____
[12 empty] | _____ |  | 0% | 0 | 0 | _____
[12 empty] | _____ |  | 0% | 0 | 0 | _____
[12 empty] | _____ |  | 0% | 0 | 0 | _____
[12 empty] | _____ |  | 0% | 0 | 0 | _____
[12 empty] | _____ |  | 0% | 0 | 0 | _____
[12 empty] | _____ |  | 0% | 0 | 0 | _____
[12 empty] | _____ |  | 0% | 0 | 0 | _____
[12 empty] | _____ |  | 0% | 0 | 0 | _____
[12 empty] | _____ |  | 0% | 0 | 0 | _____
[12 empty] | _____ |  | 0% | 0 | 0 | _____
[12 empty] | _____ |  | 0% | 0 | 0 | _____
[12 empty] | _____ |  | 0% | 0 | 0 | _____
[12 empty] | _____ |  | 0% | 0 | 0 | _____
[12 empty] | _____ |  | 0% | 0 | 0 | _____
[12 empty] | _____ |  | 0% | 0 | 0 | _____
[12 empty] | _____ |  | 0% | 0 | 0 | _____
[12 empty] | _____ |  | 0% | 0 | 0 | _____
[12 empty] | _____ |  | 0% | 0 | 0 | _____
[12 empty] | _____ |  | 0% | 0 | 0 | _____
[12 empty] | _____ |  | 0% | 0 | 0 | _____
[12 empty] | _____ |  | 0% | 0 | 0 | _____
[12 empty] | _____ |  | 0% | 0 | 0 | _____
[12 empty] | _____ |  | 0% | 0 | 0 | _____
[12 empty] | _____ |  | 0% | 0 | 0 | _____
[12 empty] | _____ |  | 0% | 0 | 0 | _____
[12 empty] | _____ |  | 0% | 0 | 0 | _____
[12 empty] | _____ |  | 0% | 0 | 0 | _____
[12 empty] | _____ |  | 0% | 0 | 0 | _____
[12 empty] | _____ |  | 0% | 0 | 0 | _____
[12 empty] | _____ |  | 0% | 0 | 0 | _____
[12 empty] | _____ |  | 0% | 0 | 0 | _____
[12 empty] | _____ |  | 0% | 0 | 0 | _____
[12 empty] | _____ |  | 0% | 0 | 0 | _____
[12 empty] | _____ |  | 0% | 0 | 0 | _____
[12 empty] | _____ |  | 0% | 0 | 0 | _____
[12 empty] | _____ |  | 0% | 0 | 0 | _____
[12 empty] | _____ |  | 0% | 0 | 0 | _____
[12 empty] | _____ |  | 0% | 0 | 0 | _____
[12 empty] | _____ |  | 0% | 0 | 0 | _____
[12 empty] | _____ |  | 0% | 0 | 0 | _____
[12 empty] | _____ |  | 0% | 0 | 0 | _____
[12 empty] | _____ |  | 0% | 0 | 0 | _____
[12 empty] | _____ |  | 0% | 0 | 0 | _____
[12 empty] | _____ |  | 0% | 0 | 0 | _____
[12 empty] | _____ |  | 0% | 0 | 0 | _____
[12 empty] | _____ |  | 0% | 0 | 0 | _____
[12 empty] | _____ |  | 0% | 0 | 0 | _____
[12 empty] | _____ |  | 0% | 0 | 0 | _____
[12 empty] | _____ |  | 0% | 0 | 0 | _____
[12 empty] | _____ |  | 0% | 0 | 0 | _____
[12 empty] | _____ |  | 0% | 0 | 0 | _____
[12 empty] | _____ |  | 0% | 0 | 0 | _____
[12 empty] | _____ |  | 0% | 0 | 0 | _____
[12 empty] | _____ |  | 0% | 0 | 0 | _____
[12 empty] | _____ |  | 0% | 0 | 0 | _____
[12 empty] | _____ |  | 0% | 0 | 0 | _____
[12 empty] | _____ |  | 0% | 0 | 0 | _____
[12 empty] | _____ |  | 0% | 0 | 0 | _____
[12 empty] | _____ |  | 0% | 0 | 0 | _____
[12 empty] | _____ |  | 0% | 0 | 0 | _____
[12 empty] | _____ |  | 0% | 0 | 0 | _____
[12 empty] | _____ |  | 0% | 0 | 0 | _____
[12 empty] | _____ |  | 0% | 0 | 0 | _____
[12 empty] | _____ |  | 0% | 0 | 0 | _____
[12 empty] | _____ |  | 0% | 0 | 0 | _____
[12 empty] | _____ |  | 0% | 0 | 0 | _____
[12 empty] | _____ |  | 0% | 0 | 0 | _____
[12 empty] | _____ |  | 0% | 0 | 0 | _____
[12 empty] | _____ |  | 0% | 0 | 0 | _____
[12 empty] | _____ |  | 0% | 0 | 0 | _____
[12 empty] | _____ |  | 0% | 0 | 0 | _____
[12 empty] | _____ |  | 0% | 0 | 0 | _____
[12 empty] | _____ |  | 0% | 0 | 0 | _____
[12 empty] | _____ |  | 0% | 0 | 0 | _____
[12 empty] | _____ |  | 0% | 0 | 0 | _____
[12 empty] | _____ |  | 0% | 0 | 0 | _____
[12 empty] | _____ |  | 0% | 0 | 0 | _____
[12 empty] | _____ |  | 0% | 0 | 0 | _____
[12 empty] | _____ |  | 0% | 0 | 0 | _____
[12 empty] | _____ |  | 0% | 0 | 0 | _____
[12 empty] | _____ |  | 0% | 0 | 0 | _____
[12 empty] | _____ |  | 0% | 0 | 0 | _____
[12 empty] | _____ |  | 0% | 0 | 0 | _____
[12 empty] | _____ |  | 0% | 0 | 0 | _____
[12 empty] | _____ |  | 0% | 0 | 0 | _____
[12 empty] | _____ |  | 0% | 0 | 0 | _____
[12 empty] | _____ |  | 0% | 0 | 0 | _____
[12 empty] | _____ |  | 0% | 0 | 0 | _____
[12 empty] | _____ |  | 0% | 0 | 0 | _____
[12 empty] | _____ |  | 0% | 0 | 0 | _____
[12 empty] | _____ |  | 0% | 0 | 0 | _____
[12 empty] | _____ |  | 0% | 0 | 0 | _____
[12 empty] | _____ |  | 0% | 0 | 0 | _____
[12 empty] | _____ |  | 0% | 0 | 0 | _____
[12 empty] | _____ |  | 0% | 0 | 0 | _____
[12 empty] | _____ |  | 0% | 0 | 0 | _____
[12 empty] | _____ |  | 0% | 0 | 0 | _____
[12 empty] | _____ |  | 0% | 0 | 0 | _____
[12 empty] | _____ |  | 0% | 0 | 0 | _____
[12 empty] | _____ |  | 0% | 0 | 0 | _____
[12 empty] | _____ |  | 0% | 0 | 0 | _____
[12 empty] | _____ |  | 0% | 0 | 0 | _____
[12 empty] | _____ |  | 0% | 0 | 0 | _____
[12 empty] | _____ |  | 0% | 0 | 0 | _____
[12 empty] | _____ |  | 0% | 0 | 0 | _____
[12 empty] | _____ |  | 0% | 0 | 0 | _____
[12 empty] | _____ |  | 0% | 0 | 0 | _____
[12 empty] | _____ |  | 0% | 0 | 0 | _____
[12 empty] | _____ |  | 0% | 0 | 0 | _____
[12 empty] | _____ |  | 0% | 0 | 0 | _____
[12 empty] | _____ |  | 0% | 0 | 0 | _____
[12 empty] | _____ |  | 0% | 0 | 0 | _____
[12 empty] | _____ |  | 0% | 0 | 0 | _____
[12 empty] | _____ |  | 0% | 0 | 0 | _____
[12 empty] | _____ |  | 0% | 0 | 0 | _____
[12 empty] | _____ |  | 0% | 0 | 0 | _____
[12 empty] | _____ |  | 0% | 0 | 0 | _____
[12 empty] | _____ |  | 0% | 0 | 0 | _____
[12 empty] | _____ |  | 0% | 0 | 0 | _____
[12 empty] | _____ |  | 0% | 0 | 0 | _____
[12 empty] | _____ |  | 0% | 0 | 0 | _____
[12 empty] | _____ |  | 0% | 0 | 0 | _____
[12 empty] | _____ |  | 0% | 0 | 0 | _____
[12 empty] | _____ |  | 0% | 0 | 0 | _____
[12 empty] | _____ |  | 0% | 0 | 0 | _____
[12 empty] | _____ |  | 0% | 0 | 0 | _____
[12 empty] | _____ |  | 0% | 0 | 0 | _____
[12 empty] | _____ |  | 0% | 0 | 0 | _____
[12 empty] | _____ |  | 0% | 0 | 0 | _____
[12 empty] | _____ |  | 0% | 0 | 0 | _____
[12 empty] | _____ |  | 0% | 0 | 0 | _____
[12 empty] | _____ |  | 0% | 0 | 0 | _____
[12 empty] | _____ |  | 0% | 0 | 0 | _____
[12 empty] | _____ |  | 0% | 0 | 0 | _____
[12 empty] | _____ |  | 0% | 0 | 0 | _____
[12 empty] | _____ |  | 0% | 0 | 0 | _____
[12 empty] | _____ |  | 0% | 0 | 0 | _____
[12 empty] | _____ |  | 0% | 0 | 0 | _____
[12 empty] | _____ |  | 0% | 0 | 0 | _____
[12 empty] | _____ |  | 0% | 0 | 0 | _____
[12 empty] | _____ |  | 0% | 0 | 0 | _____
[12 empty] | _____ |  | 0% | 0 | 0 | _____
[12 empty] | _____ |  | 0% | 0 | 0 | _____
[12 empty] | _____ |  | 0% | 0 | 0 | _____
[12 empty] | _____ |  | 0% | 0 | 0 | _____
[12 empty] | _____ |  | 0% | 0 | 0 | _____
[12 empty] | _____ |  | 0% | 0 | 0 | _____
[12 empty] | _____ |  | 0% | 0 | 0 | _____
[12 empty] | _____ |  | 0% | 0 | 0 | _____
[12 empty] | _____ |  | 0% | 0 | 0 | _____
[12 empty] | _____ |  | 0% | 0 | 0 | _____
[12 empty] | _____ |  | 0% | 0 | 0 | _____
[12 empty] | _____ |  | 0% | 0 | 0 | _____
[12 empty] | _____ |  | 0% | 0 | 0 | _____
[12 empty] | _____ |  | 0% | 0 | 0 | _____
[12 empty] | _____ |  | 0% | 0 | 0 | _____
[12 empty] | _____ |  | 0% | 0 | 0 | _____
[12 empty] | _____ |  | 0% | 0 | 0 | _____
[12 empty] | _____ |  | 0% | 0 | 0 | _____
[12 empty] | _____ |  | 0% | 0 | 0 | _____
[12 empty] | _____ |  | 0% | 0 | 0 | _____
[12 empty] | _____ |  | 0% | 0 | 0 | _____
[12 empty] | _____ |  | 0% | 0 | 0 | _____
[12 empty] | _____ |  | 0% | 0 | 0 | _____
[12 empty] | _____ |  | 0% | 0 | 0 | _____
[12 empty] | _____ |  | 0% | 0 | 0 | _____
[12 empty] | _____ |  | 0% | 0 | 0 | _____
[12 empty] | _____ |  | 0% | 0 | 0 | _____
[12 empty] | _____ |  | 0% | 0 | 0 | _____
[12 empty] | _____ |  | 0% | 0 | 0 | _____
[12 empty] | _____ |  | 0% | 0 | 0 | _____
[12 empty] | _____ |  | 0% | 0 | 0 | _____
[12 empty] | _____ |  | 0% | 0 | 0 | _____
[12 empty] | _____ |  | 0% | 0 | 0 | _____
[12 empty] | _____ |  | 0% | 0 | 0 | _____
[12 empty] | _____ |  | 0% | 0 | 0 | _____
[12 empty] | _____ |  | 0% | 0 | 0 | _____
[12 empty] | _____ |  | 0% | 0 | 0 | _____
[12 empty] | _____ |  | 0% | 0 | 0 | _____
[12 empty] | _____ |  | 0% | 0 | 0 | _____
[12 empty] | _____ |  | 0% | 0 | 0 | _____
[12 empty] | _____ |  | 0% | 0 | 0 | _____
[12 empty] | _____ |  | 0% | 0 | 0 | _____
[12 empty] | _____ |  | 0% | 0 | 0 | _____
[12 empty] | _____ |  | 0% | 0 | 0 | _____
[12 empty] | _____ |  | 0% | 0 | 0 | _____
[12 empty] | _____ |  | 0% | 0 | 0 | _____
[12 empty] | _____ |  | 0% | 0 | 0 | _____
[12 empty] | _____ |  | 0% | 0 | 0 | _____
[12 empty] | _____ |  | 0% | 0 | 0 | _____
[12 empty] | _____ |  | 0% | 0 | 0 | _____
[12 empty] | _____ |  | 0% | 0 | 0 | _____
[12 empty] | _____ |  | 0% | 0 | 0 | _____
[12 empty] | _____ |  | 0% | 0 | 0 | _____
[12 empty] | _____ |  | 0% | 0 | 0 | _____
[12 empty] | _____ |  | 0% | 0 | 0 | _____
[12 empty] | _____ |  | 0% | 0 | 0 | _____
[12 empty] | _____ |  | 0% | 0 | 0 | _____
[12 empty] | _____ |  | 0% | 0 | 0 | _____
[12 empty] | _____ |  | 0% | 0 | 0 | _____
[12 empty] | _____ |  | 0% | 0 | 0 | _____
[12 empty] | _____ |  | 0% | 0 | 0 | _____
[12 empty] | _____ |  | 0% | 0 | 0 | _____
[12 empty] | _____ |  | 0% | 0 | 0 | _____
[12 empty] | _____ |  | 0% | 0 | 0 | _____
[12 empty] | _____ |  | 0% | 0 | 0 | _____
[12 empty] | _____ |  | 0% | 0 | 0 | _____
[12 empty] | _____ |  | 0% | 0 | 0 | _____
[12 empty] | _____ |  | 0% | 0 | 0 | _____
[12 empty] | _____ |  | 0% | 0 | 0 | _____
[12 empty] | _____ |  | 0% | 0 | 0 | _____
[12 empty] | _____ |  | 0% | 0 | 0 | _____
[12 empty] | _____ |  | 0% | 0 | 0 | _____
[12 empty] | _____ |  | 0% | 0 | 0 | _____
[12 empty] | _____ |  | 0% | 0 | 0 | _____
[12 empty] | _____ |  | 0% | 0 | 0 | _____
[12 empty] | _____ |  | 0% | 0 | 0 | _____
[12 empty] | _____ |  | 0% | 0 | 0 | _____
[12 empty] | _____ |  | 0% | 0 | 0 | _____
[12 empty] | _____ |  | 0% | 0 | 0 | _____
[12 empty] | _____ |  | 0% | 0 | 0 | _____
[12 empty] | _____ |  | 0% | 0 | 0 | _____
[12 empty] | _____ |  | 0% | 0 | 0 | _____
[12 empty] | _____ |  | 0% | 0 | 0 | _____
[12 empty] | _____ |  | 0% | 0 | 0 | _____
[12 empty] | _____ |  | 0% | 0 | 0 | _____
[12 empty] | _____ |  | 0% | 0 | 0 | _____
[12 empty] | _____ |  | 0% | 0 | 0 | _____
[12 empty] | _____ |  | 0% | 0 | 0 | _____
[12 empty] | _____ |  | 0% | 0 | 0 | _____
[12 empty] | _____ |  | 0% | 0 | 0 | _____
[12 empty] | _____ |  | 0% | 0 | 0 | _____
[12 empty] | _____ |  | 0% | 0 | 0 | _____
[12 empty] | _____ |  | 0% | 0 | 0 | _____
[12 empty] | _____ |  | 0% | 0 | 0 | _____
[12 empty] | _____ |  | 0% | 0 | 0 | _____
[12 empty] | _____ |  | 0% | 0 | 0 | _____
[12 empty] | _____ |  | 0% | 0 | 0 | _____
[12 empty] | _____ |  | 0% | 0 | 0 | _____
[12 empty] | _____ |  | 0% | 0 | 0 | _____
[12 empty] | _____ |  | 0% | 0 | 0 | _____
[12 empty] | _____ |  | 0% | 0 | 0 | _____
[12 empty] | _____ |  | 0% | 0 | 0 | _____
[12 empty] | _____ |  | 0% | 0 | 0 | _____
[12 empty] | _____ |  | 0% | 0 | 0 | _____
[12 empty] | _____ |  | 0% | 0 | 0 | _____
[12 empty] | _____ |  | 0% | 0 | 0 | _____
[12 empty] | _____ |  | 0% | 0 | 0 | _____
[12 empty] | _____ |  | 0% | 0 | 0 | _____
[12 empty] | _____ |  | 0% | 0 | 0 | _____
[12 empty] | _____ |  | 0% | 0 | 0 | _____
[12 empty] | _____ |  | 0% | 0 | 0 | _____
[12 empty] | _____ |  | 0% | 0 | 0 | _____
[12 empty] | _____ |  | 0% | 0 | 0 | _____
[12 empty] | _____ |  | 0% | 0 | 0 | _____
[12 empty] | _____ |  | 0% | 0 | 0 | _____
[12 empty] | _____ |  | 0% | 0 | 0 | _____
[12 empty] | _____ |  | 0% | 0 | 0 | _____
[12 empty] | _____ |  | 0% | 0 | 0 | _____
[12 empty] | _____ |  | 0% | 0 | 0 | _____
[12 empty] | _____ |  | 0% | 0 | 0 | _____
[12 empty] | _____ |  | 0% | 0 | 0 | _____
[12 empty] | _____ |  | 0% | 0 | 0 | _____
[12 empty] | _____ |  | 0% | 0 | 0 | _____
[12 empty] | _____ |  | 0% | 0 | 0 | _____
[12 empty] | _____ |  | 0% | 0 | 0 | _____
[12 empty] | _____ |  | 0% | 0 | 0 | _____
[12 empty] | _____ |  | 0% | 0 | 0 | _____
[12 empty] | _____ |  | 0% | 0 | 0 | _____
[12 empty] | _____ |  | 0% | 0 | 0 | _____
[12 empty] | _____ |  | 0% | 0 | 0 | _____
[12 empty] | _____ |  | 0% | 0 | 0 | _____
[12 empty] | _____ |  | 0% | 0 | 0 | _____
[12 empty] | _____ |  | 0% | 0 | 0 | _____
[12 empty] | _____ |  | 0% | 0 | 0 | _____
[12 empty] | _____ |  | 0% | 0 | 0 | _____
[12 empty] | _____ |  | 0% | 0 | 0 | _____
[12 empty] | _____ |  | 0% | 0 | 0 | _____
[12 empty] | _____ |  | 0% | 0 | 0 | _____
[12 empty] | _____ |  | 0% | 0 | 0 | _____
[12 empty] | _____ |  | 0% | 0 | 0 | _____
[12 empty] | _____ |  | 0% | 0 | 0 | _____
[12 empty] | _____ |  | 0% | 0 | 0 | _____
[12 empty] | _____ |  | 0% | 0 | 0 | _____
[12 empty] | _____ |  | 0% | 0 | 0 | _____
[12 empty] | _____ |  | 0% | 0 | 0 | _____
[12 empty] | _____ |  | 0% | 0 | 0 | _____
[12 empty] | _____ |  | 0% | 0 | 0 | _____
[12 empty] | _____ |  | 0% | 0 | 0 | _____
[12 empty] | _____ |  | 0% | 0 | 0 | _____
[12 empty] | _____ |  | 0% | 0 | 0 | _____
[12 empty] | _____ |  | 0% | 0 | 0 | _____
[12 empty] | _____ |  | 0% | 0 | 0 | _____
[12 empty] | _____ |  | 0% | 0 | 0 | _____
[12 empty] | _____ |  | 0% | 0 | 0 | _____
[12 empty] | _____ |  | 0% | 0 | 0 | _____
[12 empty] | _____ |  | 0% | 0 | 0 | _____
[12 empty] | _____ |  | 0% | 0 | 0 | _____
[12 empty] | _____ |  | 0% | 0 | 0 | _____
[12 empty] | _____ |  | 0% | 0 | 0 | _____
[12 empty] | _____ |  | 0% | 0 | 0 | _____
[12 empty] | _____ |  | 0% | 0 | 0 | _____
[12 empty] | _____ |  | 0% | 0 | 0 | _____
[12 empty] | _____ |  | 0% | 0 | 0 | _____
[12 empty] | _____ |  | 0% | 0 | 0 | _____
[12 empty] | _____ |  | 0% | 0 | 0 | _____
[12 empty] | _____ |  | 0% | 0 | 0 | _____
[12 empty] | _____ |  | 0% | 0 | 0 | _____
[12 empty] | _____ |  | 0% | 0 | 0 | _____
[12 empty] | _____ |  | 0% | 0 | 0 | _____
[12 empty] | _____ |  | 0% | 0 | 0 | _____
[12 empty] | _____ |  | 0% | 0 | 0 | _____
[12 empty] | _____ |  | 0% | 0 | 0 | _____
[12 empty] | _____ |  | 0% | 0 | 0 | _____
[12 empty] | _____ |  | 0% | 0 | 0 | _____
[12 empty] | _____ |  | 0% | 0 | 0 | _____
[12 empty] | _____ |  | 0% | 0 | 0 | _____
[12 empty] | _____ |  | 0% | 0 | 0 | _____
[12 empty] | _____ |  | 0% | 0 | 0 | _____
[12 empty] | _____ |  | 0% | 0 | 0 | _____
[12 empty] | _____ |  | 0% | 0 | 0 | _____
[12 empty] | _____ |  | 0% | 0 | 0 | _____
[12 empty] | _____ |  | 0% | 0 | 0 | _____
[12 empty] | _____ |  | 0% | 0 | 0 | _____
[12 empty] | _____ |  | 0% | 0 | 0 | _____
[12 empty] | _____ |  | 0% | 0 | 0 | _____
[12 empty] | _____ |  | 0% | 0 | 0 | _____
[12 empty] | _____ |  | 0% | 0 | 0 | _____
[12 empty] | _____ |  | 0% | 0 | 0 | _____
[12 empty] | _____ |  | 0% | 0 | 0 | _____
[12 empty] | _____ |  | 0% | 0 | 0 | _____
[12 empty] | _____ |  | 0% | 0 | 0 | _____
[12 empty] | _____ |  | 0% | 0 | 0 | _____
[12 empty] | _____ |  | 0% | 0 | 0 | _____
[12 empty] | _____ |  | 0% | 0 | 0 | _____
[12 empty] | _____ |  | 0% | 0 | 0 | _____
[12 empty] | _____ |  | 0% | 0 | 0 | _____
[12 empty] | _____ |  | 0% | 0 | 0 | _____
[12 empty] | _____ |  | 0% | 0 | 0 | _____
[12 empty] | _____ |  | 0% | 0 | 0 | _____
[12 empty] | _____ |  | 0% | 0 | 0 | _____
[12 empty] | _____ |  | 0% | 0 | 0 | _____
[12 empty] | _____ |  | 0% | 0 | 0 | _____
[12 empty] | _____ |  | 0% | 0 | 0 | _____
[12 empty] | _____ |  | 0% | 0 | 0 | _____
[12 empty] | _____ |  | 0% | 0 | 0 | _____
[12 empty] | _____ |  | 0% | 0 | 0 | _____
[12 empty] | _____ |  | 0% | 0 | 0 | _____
[12 empty] | _____ |  | 0% | 0 | 0 | _____
[12 empty] | _____ |  | 0% | 0 | 0 | _____
[12 empty] | _____ |  | 0% | 0 | 0 | _____
[12 empty] | _____ |  | 0% | 0 | 0 | _____
[12 empty] | _____ |  | 0% | 0 | 0 | _____
[12 empty] | _____ |  | 0% | 0 | 0 | _____
[12 empty] | _____ |  | 0% | 0 | 0 | _____
[12 empty] | _____ |  | 0% | 0 | 0 | _____
[12 empty] | _____ |  | 0% | 0 | 0 | _____
[12 empty] | _____ |  | 0% | 0 | 0 | _____
[12 empty] | _____ |  | 0% | 0 | 0 | _____
[12 empty] | _____ |  | 0% | 0 | 0 | _____
[12 empty] | _____ |  | 0% | 0 | 0 | _____
[12 empty] | _____ |  | 0% | 0 | 0 | _____
[12 empty] | _____ |  | 0% | 0 | 0 | _____
[12 empty] | _____ |  | 0% | 0 | 0 | _____
[12 empty] | _____ |  | 0% | 0 | 0 | _____
[12 empty] | _____ |  | 0% | 0 | 0 | _____
[12 empty] | _____ |  | 0% | 0 | 0 | _____
[12 empty] | _____ |  | 0% | 0 | 0 | _____
[12 empty] | _____ |  | 0% | 0 | 0 | _____
[12 empty] | _____ |  | 0% | 0 | 0 | _____
[12 empty] | _____ |  | 0% | 0 | 0 | _____
[12 empty] | _____ |  | 0% | 0 | 0 | _____
[12 empty] | _____ |  | 0% | 0 | 0 | _____
[12 empty] | _____ |  | 0% | 0 | 0 | _____
[12 empty] | _____ |  | 0% | 0 | 0 | _____
[12 empty] | _____ |  | 0% | 0 | 0 | _____
[12 empty] | _____ |  | 0% | 0 | 0 | _____
[12 empty] | _____ |  | 0% | 0 | 0 | _____
[12 empty] | _____ |  | 0% | 0 | 0 | _____
[12 empty] | _____ |  | 0% | 0 | 0 | _____
[12 empty] | _____ |  | 0% | 0 | 0 | _____
[12 empty] | _____ |  | 0% | 0 | 0 | _____
[12 empty] | _____ |  | 0% | 0 | 0 | _____
[12 empty] | _____ |  | 0% | 0 | 0 | _____
[12 empty] | _____ |  | 0% | 0 | 0 | _____
[12 empty] | _____ |  | 0% | 0 | 0 | _____
[12 empty] | _____ |  | 0% | 0 | 0 | _____
[12 empty] | _____ |  | 0% | 0 | 0 | _____
[12 empty] | _____ |  | 0% | 0 | 0 | _____
[12 empty] | _____ |  | 0% | 0 | 0 | _____
[12 empty] | _____ |  | 0% | 0 | 0 | _____
[12 empty] | _____ |  | 0% | 0 | 0 | _____
[12 empty] | _____ |  | 0% | 0 | 0 | _____
[12 empty] | _____ |  | 0% | 0 | 0 | _____
[12 empty] | _____ |  | 0% | 0 | 0 | _____
[12 empty] | _____ |  | 0% | 0 | 0 | _____
[12 empty] | _____ |  | 0% | 0 | 0 | _____
[12 empty] | _____ |  | 0% | 0 | 0 | _____
[12 empty] | _____ |  | 0% | 0 | 0 | _____
[12 empty] | _____ |  | 0% | 0 | 0 | _____
[12 empty] | _____ |  | 0% | 0 | 0 | _____
[12 empty] | _____ |  | 0% | 0 | 0 | _____
[12 empty] | _____ |  | 0% | 0 | 0 | _____
[12 empty] | _____ |  | 0% | 0 | 0 | _____
[12 empty] | _____ |  | 0% | 0 | 0 | _____
[12 empty] | _____ |  | 0% | 0 | 0 | _____
[12 empty] | _____ |  | 0% | 0 | 0 | _____
[12 empty] | _____ |  | 0% | 0 | 0 | _____
[12 empty] | _____ |  | 0% | 0 | 0 | _____
[12 empty] | _____ |  | 0% | 0 | 0 | _____
[12 empty] | _____ |  | 0% | 0 | 0 | _____
[12 empty] | _____ |  | 0% | 0 | 0 | _____
[12 empty] | _____ |  | 0% | 0 | 0 | _____
[12 empty] | _____ |  | 0% | 0 | 0 | _____
[12 empty] | _____ |  | 0% | 0 | 0 | _____
[12 empty] | _____ |  | 0% | 0 | 0 | _____
[12 empty] | _____ |  | 0% | 0 | 0 | _____
[12 empty] | _____ |  | 0% | 0 | 0 | _____
[12 empty] | _____ |  | 0% | 0 | 0 | _____
[12 empty] | _____ |  | 0% | 0 | 0 | _____
[12 empty] | _____ |  | 0% | 0 | 0 | _____
[12 empty] | _____ |  | 0% | 0 | 0 | _____
[12 empty] | _____ |  | 0% | 0 | 0 | _____
[12 empty] | _____ |  | 0% | 0 | 0 | _____
[12 empty] | _____ |  | 0% | 0 | 0 | _____
[12 empty] | _____ |  | 0% | 0 | 0 | _____
[12 empty] | _____ |  | 0% | 0 | 0 | _____
[12 empty] | _____ |  | 0% | 0 | 0 | _____
[12 empty] | _____ |  | 0% | 0 | 0 | _____
[12 empty] | _____ |  | 0% | 0 | 0 | _____
[12 empty] | _____ |  | 0% | 0 | 0 | _____
[12 empty] | _____ |  | 0% | 0 | 0 | _____
[12 empty] | _____ |  | 0% | 0 | 0 | _____
[12 empty] | _____ |  | 0% | 0 | 0 | _____
[12 empty] | _____ |  | 0% | 0 | 0 | _____
[12 empty] | _____ |  | 0% | 0 | 0 | _____
[12 empty] | _____ |  | 0% | 0 | 0 | _____
[12 empty] | _____ |  | 0% | 0 | 0 | _____
[12 empty] | _____ |  | 0% | 0 | 0 | _____
[12 empty] | _____ |  | 0% | 0 | 0 | _____
[12 empty] | _____ |  | 0% | 0 | 0 | _____
[12 empty] | _____ |  | 0% | 0 | 0 | _____
[12 empty] | _____ |  | 0% | 0 | 0 | _____
[12 empty] | _____ |  | 0% | 0 | 0 | _____
[12 empty] | _____ |  | 0% | 0 | 0 | _____
[12 empty] | _____ |  | 0% | 0 | 0 | _____
[12 empty] | _____ |  | 0% | 0 | 0 | _____
[12 empty] | _____ |  | 0% | 0 | 0 | _____
[12 empty] | _____ |  | 0% | 0 | 0 | _____
[12 empty] | _____ |  | 0% | 0 | 0 | _____
[12 empty] | _____ |  | 0% | 0 | 0 | _____
[12 empty] | _____ |  | 0% | 0 | 0 | _____
[12 empty] | _____ |  | 0% | 0 | 0 | _____
[12 empty] | _____ |  | 0% | 0 | 0 | _____
[12 empty] | _____ |  | 0% | 0 | 0 | _____
[12 empty] | _____ |  | 0% | 0 | 0 | _____
[12 empty] | _____ |  | 0% | 0 | 0 | _____
[12 empty] | _____ |  | 0% | 0 | 0 | _____
[12 empty] | _____ |  | 0% | 0 | 0 | _____
[12 empty] | _____ |  | 0% | 0 | 0 | _____
[12 empty] | _____ |  | 0% | 0 | 0 | _____
[12 empty] | _____ |  | 0% | 0 | 0 | _____
[12 empty] | _____ |  | 0% | 0 | 0 | _____
[12 empty] | _____ |  | 0% | 0 | 0 | _____
[12 empty] | _____ |  | 0% | 0 | 0 | _____
[12 empty] | _____ |  | 0% | 0 | 0 | _____
[12 empty] | _____ |  | 0% | 0 | 0 | _____
[12 empty] | _____ |  | 0% | 0 | 0 | _____
[12 empty] | _____ |  | 0% | 0 | 0 | _____
[12 empty] | _____ |  | 0% | 0 | 0 | _____
[12 empty] | _____ |  | 0% | 0 | 0 | _____
[12 empty] | _____ |  | 0% | 0 | 0 | _____
[12 empty] | _____ |  | 0% | 0 | 0 | _____
[12 empty] | _____ |  | 0% | 0 | 0 | _____
[12 empty] | _____ |  | 0% | 0 | 0 | _____
[12 empty] | _____ |  | 0% | 0 | 0 | _____
[12 empty] | _____ |  | 0% | 0 | 0 | _____
[12 empty] | _____ |  | 0% | 0 | 0 | _____
[12 empty] | _____ |  | 0% | 0 | 0 | _____
[12 empty] | _____ |  | 0% | 0 | 0 | _____
[12 empty] | _____ |  | 0% | 0 | 0 | _____
[12 empty] | _____ |  | 0% | 0 | 0 | _____
[12 empty] | _____ |  | 0% | 0 | 0 | _____
[12 empty] | _____ |  | 0% | 0 | 0 | _____
[12 empty] | _____ |  | 0% | 0 | 0 | _____
[12 empty] | _____ |  | 0% | 0 | 0 | _____
[12 empty] | _____ |  | 0% | 0 | 0 | _____
[12 empty] | _____ |  | 0% | 0 | 0 | _____
[12 empty] | _____ |  | 0% | 0 | 0 | _____
[12 empty] | _____ |  | 0% | 0 | 0 | _____
[12 empty] | _____ |  | 0% | 0 | 0 | _____
[12 empty] | _____ |  | 0% | 0 | 0 | _____
[12 empty] | _____ |  | 0% | 0 | 0 | _____
[12 empty] | _____ |  | 0% | 0 | 0 | _____
[12 empty] | _____ |  | 0% | 0 | 0 | _____
[12 empty] | _____ |  | 0% | 0 | 0 | _____
[12 empty] | _____ |  | 0% | 0 | 0 | _____
[12 empty] | _____ |  | 0% | 0 | 0 | _____
[12 empty] | _____ |  | 0% | 0 | 0 | _____
[12 empty] | _____ |  | 0% | 0 | 0 | _____
[12 empty] | _____ |  | 0% | 0 | 0 | _____
[12 empty] | _____ |  | 0% | 0 | 0 | _____
[12 empty] | _____ |  | 0% | 0 | 0 | _____
[12 empty] | _____ |  | 0% | 0 | 0 | _____
[12 empty] | _____ |  | 0% | 0 | 0 | _____
[12 empty] | _____ |  | 0% | 0 | 0 | _____
[12 empty] | _____ |  | 0% | 0 | 0 | _____
[12 empty] | _____ |  | 0% | 0 | 0 | _____
[12 empty] | _____ |  | 0% | 0 | 0 | _____
[12 empty] | _____ |  | 0% | 0 | 0 | _____
[12 empty] | _____ |  | 0% | 0 | 0 | _____
[12 empty] | _____ |  | 0% | 0 | 0 | _____
[12 empty] | _____ |  | 0% | 0 | 0 | _____
[12 empty] | _____ |  | 0% | 0 | 0 | _____
[12 empty] | _____ |  | 0% | 0 | 0 | _____
[12 empty] | _____ |  | 0% | 0 | 0 | _____
[12 empty] | _____ |  | 0% | 0 | 0 | _____
[12 empty] | _____ |  | 0% | 0 | 0 | _____
[12 empty] | _____ |  | 0% | 0 | 0 | _____
[12 empty] | _____ |  | 0% | 0 | 0 | _____
[12 empty] | _____ |  | 0% | 0 | 0 | _____
[12 empty] | _____ |  | 0% | 0 | 0 | _____
[12 empty] | _____ |  | 0% | 0 | 0 | _____
[12 empty] | _____ |  | 0% | 0 | 0 | _____
[12 empty] | _____ |  | 0% | 0 | 0 | _____
[12 empty] | _____ |  | 0% | 0 | 0 | _____
[12 empty] | _____ |  | 0% | 0 | 0 | _____
[12 empty] | _____ |  | 0% | 0 | 0 | _____
[12 empty] | _____ |  | 0% | 0 | 0 | _____
[12 empty] | _____ |  | 0% | 0 | 0 | _____
[12 empty] | _____ |  | 0% | 0 | 0 | _____
[12 empty] | _____ |  | 0% | 0 | 0 | _____
[12 empty] | _____ |  | 0% | 0 | 0 | _____
[12 empty] | _____ |  | 0% | 0 | 0 | _____
[12 empty] | _____ |  | 0% | 0 | 0 | _____
[12 empty] | _____ |  | 0% | 0 | 0 | _____
[12 empty] | _____ |  | 0% | 0 | 0 | _____
[12 empty] | _____ |  | 0% | 0 | 0 | _____
[12 empty] | _____ |  | 0% | 0 | 0 | _____
[12 empty] | _____ |  | 0% | 0 | 0 | _____
[12 empty] | _____ |  | 0% | 0 | 0 | _____
[12 empty] | _____ |  | 0% | 0 | 0 | _____
[12 empty] | _____ |  | 0% | 0 | 0 | _____
[12 empty] | _____ |  | 0% | 0 | 0 | _____
[12 empty] | _____ |  | 0% | 0 | 0 | _____
[12 empty] | _____ |  | 0% | 0 | 0 | _____
[12 empty] | _____ |  | 0% | 0 | 0 | _____
[12 empty] | _____ |  | 0% | 0 | 0 | _____
[12 empty] | _____ |  | 0% | 0 | 0 | _____
[12 empty] | _____ |  | 0% | 0 | 0 | _____
[12 empty] | _____ |  | 0% | 0 | 0 | _____
[12 empty] | _____ |  | 0% | 0 | 0 | _____
[12 empty] | _____ |  | 0% | 0 | 0 | _____
[12 empty] | _____ |  | 0% | 0 | 0 | _____
[12 empty] | _____ |  | 0% | 0 | 0 | _____
[12 empty] | _____ |  | 0% | 0 | 0 | _____
[12 empty] | _____ |  | 0% | 0 | 0 | _____
[12 empty] | _____ |  | 0% | 0 | 0 | _____
[12 empty] | _____ |  | 0% | 0 | 0 | _____
[12 empty] | _____ |  | 0% | 0 | 0 | _____
[12 empty] | _____ |  | 0% | 0 | 0 | _____
[12 empty] | _____ |  | 0% | 0 | 0 | _____
[12 empty] | _____ |  | 0% | 0 | 0 | _____
[12 empty] | _____ |  | 0% | 0 | 0 | _____
[12 empty] | _____ |  | 0% | 0 | 0 | _____
[12 empty] | _____ |  | 0% | 0 | 0 | _____
[12 empty] | _____ |  | 0% | 0 | 0 | _____
[12 empty] | _____ |  | 0% | 0 | 0 | _____
[12 empty] | _____ |  | 0% | 0 | 0 | _____
[12 empty] | _____ |  | 0% | 0 | 0 | _____
[12 empty] | _____ |  | 0% | 0 | 0 | _____
[12 empty] | _____ |  | 0% | 0 | 0 | _____
[12 empty] | _____ |  | 0% | 0 | 0 | _____
[12 empty] | _____ |  | 0% | 0 | 0 | _____
[12 empty] | _____ |  | 0% | 0 | 0 | _____
[12 empty] | _____ |  | 0% | 0 | 0 | _____
[12 empty] | _____ |  | 0% | 0 | 0 | _____
[12 empty] | _____ |  | 0% | 0 | 0 | _____
[12 empty] | _____ |  | 0% | 0 | 0 | _____
[12 empty] | _____ |  | 0% | 0 | 0 | _____
[12 empty] | _____ |  | 0% | 0 | 0 | _____
[12 empty] | _____ |  | 0% | 0 | 0 | _____
[12 empty] | _____ |  | 0% | 0 | 0 | _____
[12 empty] | _____ |  | 0% | 0 | 0 | _____
[12 empty] | _____ |  | 0% | 0 | 0 | _____
[12 empty] | _____ |  | 0% | 0 | 0 | _____
[12 empty] | _____ |  | 0% | 0 | 0 | _____
[12 empty] | _____ |  | 0% | 0 | 0 | _____
[12 empty] | _____ |  | 0% | 0 | 0 | _____
[12 empty] | _____ |  | 0% | 0 | 0 | _____
[12 empty] | _____ |  | 0% | 0 | 0 | _____
[12 empty] | _____ |  | 0% | 0 | 0 | _____
[12 empty] | _____ |  | 0% | 0 | 0 | _____
[12 empty] | _____ |  | 0% | 0 | 0 | _____
[12 empty] | _____ |  | 0% | 0 | 0 | _____
[12 empty] | _____ |  | 0% | 0 | 0 | _____
[12 empty] | _____ |  | 0% | 0 | 0 | _____
[12 empty] | _____ |  | 0% | 0 | 0 | _____
[12 empty] | _____ |  | 0% | 0 | 0 | _____
[12 empty] | _____ |  | 0% | 0 | 0 | _____
[12 empty] | _____ |  | 0% | 0 | 0 | _____
[12 empty] | _____ |  | 0% | 0 | 0 | _____
[12 empty] | _____ |  | 0% | 0 | 0 | _____
[12 empty] | _____ |  | 0% | 0 | 0 | _____
[12 empty] | _____ |  | 0% | 0 | 0 | _____
[12 empty] | _____ |  | 0% | 0 | 0 | _____
[12 empty] | _____ |  | 0% | 0 | 0 | _____
[12 empty] | _____ |  | 0% | 0 | 0 | _____
[12 empty] | _____ |  | 0% | 0 | 0 | _____
[12 empty] | _____ |  | 0% | 0 | 0 | _____
[12 empty] | _____ |  | 0% | 0 | 0 | _____
[12 empty] | _____ |  | 0% | 0 | 0 | _____
[12 empty] | _____ |  | 0% | 0 | 0 | _____
[12 empty] | _____ |  | 0% | 0 | 0 | _____
[12 empty] | _____ |  | 0% | 0 | 0 | _____
[12 empty] | _____ |  | 0% | 0 | 0 | _____
[12 empty] | _____ |  | 0% | 0 | 0 | _____
[12 empty] | _____ |  | 0% | 0 | 0 | _____
[12 empty] | _____ |  | 0% | 0 | 0 | _____
[12 empty] | _____ |  | 0% | 0 | 0 | _____
[12 empty] | _____ |  | 0% | 0 | 0 | _____
[12 empty] | _____ |  | 0% | 0 | 0 | _____
[12 empty] | _____ |  | 0% | 0 | 0 | _____
[12 empty] | _____ |  | 0% | 0 | 0 | _____
[12 empty] | _____ |  | 0% | 0 | 0 | _____
[12 empty] | _____ |  | 0% | 0 | 0 | _____
[12 empty] | _____ |  | 0% | 0 | 0 | _____
[12 empty] | _____ |  | 0% | 0 | 0 | _____
[12 empty] | _____ |  | 0% | 0 | 0 | _____
[12 empty] | _____ |  | 0% | 0 | 0 | _____
[12 empty] | _____ |  | 0% | 0 | 0 | _____
[12 empty] | _____ |  | 0% | 0 | 0 | _____
[12 empty] | _____ |  | 0% | 0 | 0 | _____
[12 empty] | _____ |  | 0% | 0 | 0 | _____
[12 empty] | _____ |  | 0% | 0 | 0 | _____
[12 empty] | _____ |  | 0% | 0 | 0 | _____
[12 empty] | _____ |  | 0% | 0 | 0 | _____
[12 empty] | _____ |  | 0% | 0 | 0 | _____
[12 empty] | _____ |  | 0% | 0 | 0 | _____
[12 empty] | _____ |  | 0% | 0 | 0 | _____
[12 empty] | _____ |  | 0% | 0 | 0 | _____
[12 empty] | _____ |  | 0% | 0 | 0 | _____
[12 empty] | _____ |  | 0% | 0 | 0 | _____
[12 empty] | _____ |  | 0% | 0 | 0 | _____
[12 empty] | _____ |  | 0% | 0 | 0 | _____
[12 empty] | _____ |  | 0% | 0 | 0 | _____
[12 empty] | _____ |  | 0% | 0 | 0 | _____
[12 empty] | _____ |  | 0% | 0 | 0 | _____
[12 empty] | _____ |  | 0% | 0 | 0 | _____
[12 empty] | _____ |  | 0% | 0 | 0 | _____
[12 empty] | _____ |  | 0% | 0 | 0 | _____
[12 empty] | _____ |  | 0% | 0 | 0 | _____
[12 empty] | _____ |  | 0% | 0 | 0 | _____
[12 empty] | _____ |  | 0% | 0 | 0 | _____
[12 empty] | _____ |  | 0% | 0 | 0 | _____
[12 empty] | _____ |  | 0% | 0 | 0 | _____
[12 empty] | _____ |  | 0% | 0 | 0 | _____
[12 empty] | _____ |  | 0% | 0 | 0 | _____
[12 empty] | _____ |  | 0% | 0 | 0 | _____
[12 empty] | _____ |  | 0% | 0 | 0 | _____
[12 empty] | _____ |  | 0% | 0 | 0 | _____
[12 empty] | _____ |  | 0% | 0 | 0 | _____
[12 empty] | _____ |  | 0% | 0 | 0 | _____
[12 empty] | _____ |  | 0% | 0 | 0 | _____
[12 empty] | _____ |  | 0% | 0 | 0 | _____
[12 empty] | _____ |  | 0% | 0 | 0 | _____
[12 empty] | _____ |  | 0% | 0 | 0 | _____
[12 empty] | _____ |  | 0% | 0 | 0 | _____
[12 empty] | _____ |  | 0% | 0 | 0 | _____
[12 empty] | _____ |  | 0% | 0 | 0 | _____
[12 empty] | _____ |  | 0% | 0 | 0 | _____
[12 empty] | _____ |  | 0% | 0 | 0 | _____
[12 empty] | _____ |  | 0% | 0 | 0 | _____
[12 empty] | _____ |  | 0% | 0 | 0 | _____
[12 empty] | _____ |  | 0% | 0 | 0 | _____
[12 empty] | _____ |  | 0% | 0 | 0 | _____
[12 empty] | _____ |  | 0% | 0 | 0 | _____
[12 empty] | _____ |  | 0% | 0 | 0 | _____
[12 empty] | _____ |  | 0% | 0 | 0 | _____
[12 empty] | _____ |  | 0% | 0 | 0 | _____
[12 empty] | _____ |  | 0% | 0 | 0 | _____
[12 empty] | _____ |  | 0% | 0 | 0 | _____
[12 empty] | _____ |  | 0% | 0 | 0 | _____
[12 empty] | _____ |  | 0% | 0 | 0 | _____
[12 empty] | _____ |  | 0% | 0 | 0 | _____
[12 empty] | _____ |  | 0% | 0 | 0 | _____
[12 empty] | _____ |  | 0% | 0 | 0 | _____
[12 empty] | _____ |  | 0% | 0 | 0 | _____
[12 empty] | _____ |  | 0% | 0 | 0 | _____
[12 empty] | _____ |  | 0% | 0 | 0 | _____
[12 empty] | _____ |  | 0% | 0 | 0 | _____
[12 empty] | _____ |  | 0% | 0 | 0 | _____
[12 empty] | _____ |  | 0% | 0 | 0 | _____
[12 empty] | _____ |  | 0% | 0 | 0 | _____
[12 empty] | _____ |  | 0% | 0 | 0 | _____
[12 empty] | _____ |  | 0% | 0 | 0 | _____
[12 empty] | _____ |  | 0% | 0 | 0 | _____
[12 empty] | _____ |  | 0% | 0 | 0 | _____
[12 empty] | _____ |  | 0% | 0 | 0 | _____
[12 empty] | _____ |  | 0% | 0 | 0 | _____
[12 empty] | _____ |  | 0% | 0 | 0 | _____
[12 empty] | _____ |  | 0% | 0 | 0 | _____
[12 empty] | _____ |  | 0% | 0 | 0 | _____
[12 empty] | _____ |  | 0% | 0 | 0 | _____
[12 empty] | _____ |  | 0% | 0 | 0 | _____
[12 empty] | _____ |  | 0% | 0 | 0 | _____
[12 empty] | _____ |  | 0% | 0 | 0 | _____
[12 empty] | _____ |  | 0% | 0 | 0 | _____
[12 empty] | _____ |  | 0% | 0 | 0 | _____
[12 empty] | _____ |  | 0% | 0 | 0 | _____
[12 empty] | _____ |  | 0% | 0 | 0 | _____
[12 empty] | _____ |  | 0% | 0 | 0 | _____
[12 empty] | _____ |  | 0% | 0 | 0 | _____
[12 empty] | _____ |  | 0% | 0 | 0 | _____
[12 empty] | _____ |  | 0% | 0 | 0 | _____
[12 empty] | _____ |  | 0% | 0 | 0 | _____
[12 empty] | _____ |  | 0% | 0 | 0 | _____
[12 empty] | _____ |  | 0% | 0 | 0 | _____
[12 empty] | _____ |  | 0% | 0 | 0 | _____
[12 empty] | _____ |  | 0% | 0 | 0 | _____
[12 empty] | _____ |  | 0% | 0 | 0 | _____
[12 empty] | _____ |  | 0% | 0 | 0 | _____
[12 empty] | _____ |  | 0% | 0 | 0 | _____
[12 empty] | _____ |  | 0% | 0 | 0 | _____
[12 empty] | _____ |  | 0% | 0 | 0 | _____
[12 empty] | _____ |  | 0% | 0 | 0 | _____
[12 empty] | _____ |  | 0% | 0 | 0 | _____
[12 empty] | _____ |  | 0% | 0 | 0 | _____
[12 empty] | _____ |  | 0% | 0 | 0 | _____
[12 empty] | _____ |  | 0% | 0 | 0 | _____
[12 empty] | _____ |  | 0% | 0 | 0 | _____
[12 empty] | _____ |  | 0% | 0 | 0 | _____
[12 empty] | _____ |  | 0% | 0 | 0 | _____
[12 empty] | _____ |  | 0% | 0 | 0 | _____
[12 empty] | _____ |  | 0% | 0 | 0 | _____
[12 empty] | _____ |  | 0% | 0 | 0 | _____
[12 empty] | _____ |  | 0% | 0 | 0 | _____
[12 empty] | _____ |  | 0% | 0 | 0 | _____
[12 empty] | _____ |  | 0% | 0 | 0 | _____
[12 empty] | _____ |  | 0% | 0 | 0 | _____
[12 empty] | _____ |  | 0% | 0 | 0 | _____
[12 empty] | _____ |  | 0% | 0 | 0 | _____
[12 empty] | _____ |  | 0% | 0 | 0 | _____
[12 empty] | _____ |  | 0% | 0 | 0 | _____
[12 empty] | _____ |  | 0% | 0 | 0 | _____
[12 empty] | _____ |  | 0% | 0 | 0 | _____
[12 empty] | _____ |  | 0% | 0 | 0 | _____
[12 empty] | _____ |  | 0% | 0 | 0 | _____
[12 empty] | _____ |  | 0% | 0 | 0 | _____
[12 empty] | _____ |  | 0% | 0 | 0 | _____
[12 empty] | _____ |  | 0% | 0 | 0 | _____
[12 empty] | _____ |  | 0% | 0 | 0 | _____
[12 empty] | _____ |  | 0% | 0 | 0 | _____
[12 empty] | _____ |  | 0% | 0 | 0 | _____
[12 empty] | _____ |  | 0% | 0 | 0 | _____
[12 empty] | _____ |  | 0% | 0 | 0 | _____
[12 empty] | _____ |  | 0% | 0 | 0 | _____
[12 empty] | _____ |  | 0% | 0 | 0 | _____
[12 empty] | _____ |  | 0% | 0 | 0 | _____
[12 empty] | _____ |  | 0% | 0 | 0 | _____
[12 empty] | _____ |  | 0% | 0 | 0 | _____
[12 empty] | _____ |  | 0% | 0 | 0 | _____
[12 empty] | _____ |  | 0% | 0 | 0 | _____
[12 empty] | _____ |  | 0% | 0 | 0 | _____
[12 empty] | _____ |  | 0% | 0 | 0 | _____
[12 empty] | _____ |  | 0% | 0 | 0 | _____
[12 empty] | _____ |  | 0% | 0 | 0 | _____
[12 empty] | _____ |  | 0% | 0 | 0 | _____
[12 empty] | _____ |  | 0% | 0 | 0 | _____
[12 empty] | _____ |  | 0% | 0 | 0 | _____
[12 empty] | _____ |  | 0% | 0 | 0 | _____
[12 empty] | _____ |  | 0% | 0 | 0 | _____
[12 empty] | _____ |  | 0% | 0 | 0 | _____
[12 empty] | _____ |  | 0% | 0 | 0 | _____
[12 empty] | _____ |  | 0% | 0 | 0 | _____
[12 empty] | _____ |  | 0% | 0 | 0 | _____
[12 empty] | _____ |  | 0% | 0 | 0 | _____
[12 empty] | _____ |  | 0% | 0 | 0 | _____
[12 empty] | _____ |  | 0% | 0 | 0 | _____
[12 empty] | _____ |  | 0% | 0 | 0 | _____
[12 empty] | _____ |  | 0% | 0 | 0 | _____
[12 empty] | _____ |  | 0% | 0 | 0 | _____
[12 empty] | _____ |  | 0% | 0 | 0 | _____
[12 empty] | _____ |  | 0% | 0 | 0 | _____
[12 empty] | _____ |  | 0% | 0 | 0 | _____
[12 empty] | _____ |  | 0% | 0 | 0 | _____
[12 empty] | _____ |  | 0% | 0 | 0 | _____
[12 empty] | _____ |  | 0% | 0 | 0 | _____
[12 empty] | _____ |  | 0% | 0 | 0 | _____
[12 empty] | _____ |  | 0% | 0 | 0 | _____
[12 empty] | _____ |  | 0% | 0 | 0 | _____
[12 empty] | _____ |  | 0% | 0 | 0 | _____
[12 empty] | _____ |  | 0% | 0 | 0 | _____
[12 empty] | _____ |  | 0% | 0 | 0 | _____
[12 empty] | _____ |  | 0% | 0 | 0 | _____
[12 empty] | _____ |  | 0% | 0 | 0 | _____
[12 empty] | _____ |  | 0% | 0 | 0 | _____
[12 empty] | _____ |  | 0% | 0 | 0 | _____
[12 empty] | _____ |  | 0% | 0 | 0 | _____
[12 empty] | _____ |  | 0% | 0 | 0 | _____
[12 empty] | _____ |  | 0% | 0 | 0 | _____
[12 empty] | _____ |  | 0% | 0 | 0 | _____
[12 empty] | _____ |  | 0% | 0 | 0 | _____
[12 empty] | _____ |  | 0% | 0 | 0 | _____
[12 empty] | _____ |  | 0% | 0 | 0 | _____
[12 empty] | _____ |  | 0% | 0 | 0 | _____
[12 empty] | _____ |  | 0% | 0 | 0 | _____
[12 empty] | _____ |  | 0% | 0 | 0 | _____
[12 empty] | _____ |  | 0% | 0 | 0 | _____
[12 empty] | _____ |  | 0% | 0 | 0 | _____
[12 empty] | _____ |  | 0% | 0 | 0 | _____
[12 empty] | _____ |  | 0% | 0 | 0 | _____
[12 empty] | _____ |  | 0% | 0 | 0 | _____
[12 empty] | _____ |  | 0% | 0 | 0 | _____
[12 empty] | _____ |  | 0% | 0 | 0 | _____
[12 empty] | _____ |  | 0% | 0 | 0 | _____
[12 empty] | _____ |  | 0% | 0 | 0 | _____
[12 empty] | _____ |  | 0% | 0 | 0 | _____
[12 empty] | _____ |  | 0% | 0 | 0 | _____
[12 empty] | _____ |  | 0% | 0 | 0 | _____
[12 empty] | _____ |  | 0% | 0 | 0 | _____
[12 empty] | _____ |  | 0% | 0 | 0 | _____
[12 empty] | _____ |  | 0% | 0 | 0 | _____
[12 empty] | _____ |  | 0% | 0 | 0 | _____
[12 empty] | _____ |  | 0% | 0 | 0 | _____
[12 empty] | _____ |  | 0% | 0 | 0 | _____
[12 empty] | _____ |  | 0% | 0 | 0 | _____
[12 empty] | _____ |  | 0% | 0 | 0 | _____
[12 empty] | _____ |  | 0% | 0 | 0 | _____
[12 empty] | _____ |  | 0% | 0 | 0 | _____
[12 empty] | _____ |  | 0% | 0 | 0 | _____
[12 empty] | _____ |  | 0% | 0 | 0 | _____
[12 empty] | _____ |  | 0% | 0 | 0 | _____
[12 empty] | _____ |  | 0% | 0 | 0 | _____
[12 empty] | _____ |  | 0% | 0 | 0 | _____
[12 empty] | _____ |  | 0% | 0 | 0 | _____
[12 empty] | _____ |  | 0% | 0 | 0 | _____
[12 empty] | _____ |  | 0% | 0 | 0 | _____
[12 empty] | _____ |  | 0% | 0 | 0 | _____
[12 empty] | _____ |  | 0% | 0 | 0 | _____
[12 empty] | _____ |  | 0% | 0 | 0 | _____
[12 empty] | _____ |  | 0% | 0 | 0 | _____
[12 empty] | _____ |  | 0% | 0 | 0 | _____
[12 empty] | _____ |  | 0% | 0 | 0 | _____
[12 empty] | _____ |  | 0% | 0 | 0 | _____
[12 empty] | _____ |  | 0% | 0 | 0 | _____
[12 empty] | _____ |  | 0% | 0 | 0 | _____
[12 empty] | _____ |  | 0% | 0 | 0 | _____
[12 empty] | _____ |  | 0% | 0 | 0 | _____
[12 empty] | _____ |  | 0% | 0 | 0 | _____
[12 empty] | _____ |  | 0% | 0 | 0 | _____
[12 empty] | _____ |  | 0% | 0 | 0 | _____
[12 empty] | _____ |  | 0% | 0 | 0 | _____
[12 empty] | _____ |  | 0% | 0 | 0 | _____
[12 empty] | _____ |  | 0% | 0 | 0 | _____
[12 empty] | _____ |  | 0% | 0 | 0 | _____
[12 empty] | _____ |  | 0% | 0 | 0 | _____
[12 empty] | _____ |  | 0% | 0 | 0 | _____
[12 empty] | _____ |  | 0% | 0 | 0 | _____
[12 empty] | _____ |  | 0% | 0 | 0 | _____
[12 empty] | _____ |  | 0% | 0 | 0 | _____
[12 empty] | _____ |  | 0% | 0 | 0 | _____
[12 empty] | _____ |  | 0% | 0 | 0 | _____
[12 empty] | _____ |  | 0% | 0 | 0 | _____
[12 empty] | _____ |  | 0% | 0 | 0 | _____
[12 empty] | _____ |  | 0% | 0 | 0 | _____
[12 empty] | _____ |  | 0% | 0 | 0 | _____
[12 empty] | _____ |  | 0% | 0 | 0 | _____
[12 empty] | _____ |  | 0% | 0 | 0 | _____
[12 empty] | _____ |  | 0% | 0 | 0 | _____
[12 empty] | _____ |  | 0% | 0 | 0 | _____
[12 empty] | _____ |  | 0% | 0 | 0 | _____
[12 empty] | _____ |  | 0% | 0 | 0 | _____
[12 empty] | _____ |  | 0% | 0 | 0 | _____
[12 empty] | _____ |  | 0% | 0 | 0 | _____
[12 empty] | _____ |  | 0% | 0 | 0 | _____
[12 empty] | _____ |  | 0% | 0 | 0 | _____
[12 empty] | _____ |  | 0% | 0 | 0 | _____
[12 empty] | _____ |  | 0% | 0 | 0 | _____
[12 empty] | _____ |  | 0% | 0 | 0 | _____
[12 empty] | _____ |  | 0% | 0 | 0 | _____
[12 empty] | _____ |  | 0% | 0 | 0 | _____
[12 empty] | _____ |  | 0% | 0 | 0 | _____
[12 empty] | _____ |  | 0% | 0 | 0 | _____
[12 empty] | _____ |  | 0% | 0 | 0 | _____
[12 empty] | _____ |  | 0% | 0 | 0 | _____
[12 empty] | _____ |  | 0% | 0 | 0 | _____
[12 empty] | _____ |  | 0% | 0 | 0 | _____
[12 empty] | _____ |  | 0% | 0 | 0 | _____
[12 empty] | _____ |  | 0% | 0 | 0 | _____
[12 empty] | _____ |  | 0% | 0 | 0 | _____
[12 empty] | _____ |  | 0% | 0 | 0 | _____
[12 empty] | _____ |  | 0% | 0 | 0 | _____
[12 empty] | _____ |  | 0% | 0 | 0 | _____
[12 empty] | _____ |  | 0% | 0 | 0 | _____
[12 empty] | _____ |  | 0% | 0 | 0 | _____
[12 empty] | _____ |  | 0% | 0 | 0 | _____
[12 empty] | _____ |  | 0% | 0 | 0 | _____
[12 empty] | _____ |  | 0% | 0 | 0 | _____
[12 empty] | _____ |  | 0% | 0 | 0 | _____
[12 empty] | _____ |  | 0% | 0 | 0 | _____
[12 empty] | _____ |  | 0% | 0 | 0 | _____
[12 empty] | _____ |  | 0% | 0 | 0 | _____
[12 empty] | _____ |  | 0% | 0 | 0 | _____
[12 empty] | _____ |  | 0% | 0 | 0 | _____
[12 empty] | _____ |  | 0% | 0 | 0 | _____
[12 empty] | _____ |  | 0% | 0 | 0 | _____
[12 empty] | _____ |  | 0% | 0 | 0 | _____
[12 empty] | _____ |  | 0% | 0 | 0 | _____
[12 empty] | _____ |  | 0% | 0 | 0 | _____
[12 empty] | _____ |  | 0% | 0 | 0 | _____
[12 empty] | _____ |  | 0% | 0 | 0 | _____
[12 empty] | _____ |  | 0% | 0 | 0 | _____
[12 empty] | _____ |  | 0% | 0 | 0 | _____
[12 empty] | _____ |  | 0% | 0 | 0 | _____
[12 empty] | _____ |  | 0% | 0 | 0 | _____
[12 empty] | _____ |  | 0% | 0 | 0 | _____
[12 empty] | _____ |  | 0% | 0 | 0 | _____
[12 empty] | _____ |  | 0% | 0 | 0 | _____
[12 empty] | _____ |  | 0% | 0 | 0 | _____
[12 empty] | _____ |  | 0% | 0 | 0 | _____
[12 empty] | _____ |  | 0% | 0 | 0 | _____
[12 empty] | _____ |  | 0% | 0 | 0 | _____
[12 empty] | _____ |  | 0% | 0 | 0 | _____
[12 empty] | _____ |  | 0% | 0 | 0 | _____
[12 empty] | _____ |  | 0% | 0 | 0 | _____
[12 empty] | _____ |  | 0% | 0 | 0 | _____
[12 empty] | _____ |  | 0% | 0 | 0 | _____
[12 empty] | _____ |  | 0% | 0 | 0 | _____
[12 empty] | _____ |  | 0% | 0 | 0 | _____
[12 empty] | _____ |  | 0% | 0 | 0 | _____
[12 empty] | _____ |  | 0% | 0 | 0 | _____
[12 empty] | _____ |  | 0% | 0 | 0 | _____
[12 empty] | _____ |  | 0% | 0 | 0 | _____
[12 empty] | _____ |  | 0% | 0 | 0 | _____
[12 empty] | _____ |  | 0% | 0 | 0 | _____
[12 empty] | _____ |  | 0% | 0 | 0 | _____
[12 empty] | _____ |  | 0% | 0 | 0 | _____
[12 empty] | _____ |  | 0% | 0 | 0 | _____
[12 empty] | _____ |  | 0% | 0 | 0 | _____
[12 empty] | _____ |  | 0% | 0 | 0 | _____
[12 empty] | _____ |  | 0% | 0 | 0 | _____
[12 empty] | _____ |  | 0% | 0 | 0 | _____
[12 empty] | _____ |  | 0% | 0 | 0 | _____
[12 empty] | _____ |  | 0% | 0 | 0 | _____
[12 empty] | _____ |  | 0% | 0 | 0 | _____
[12 empty] | _____ |  | 0% | 0 | 0 | _____
[12 empty] | _____ |  | 0% | 0 | 0 | _____
[12 empty] | _____ |  | 0% | 0 | 0 | _____
[12 empty] | _____ |  | 0% | 0 | 0 | _____
[12 empty] | _____ |  | 0% | 0 | 0 | _____
[12 empty] | _____ |  | 0% | 0 | 0 | _____
[12 empty] | _____ |  | 0% | 0 | 0 | _____
[12 empty] | _____ |  | 0% | 0 | 0 | _____
[12 empty] | _____ |  | 0% | 0 | 0 | _____
[12 empty] | _____ |  | 0% | 0 | 0 | _____
[12 empty] | _____ |  | 0% | 0 | 0 | _____
[12 empty] | _____ |  | 0% | 0 | 0 | _____
[12 empty] | _____ |  | 0% | 0 | 0 | _____
[12 empty] | _____ |  | 0% | 0 | 0 | _____
[12 empty] | _____ |  | 0% | 0 | 0 | _____
[12 empty] | _____ |  | 0% | 0 | 0 | _____
[12 empty] | _____ |  | 0% | 0 | 0 | _____
[12 empty] | _____ |  | 0% | 0 | 0 | _____
[12 empty] | _____ |  | 0% | 0 | 0 | _____
[12 empty] | _____ |  | 0% | 0 | 0 | _____
[12 empty] | _____ |  | 0% | 0 | 0 | _____
[12 empty] | _____ |  | 0% | 0 | 0 | _____
[12 empty] | _____ |  | 0% | 0 | 0 | _____
[12 empty] | _____ |  | 0% | 0 | 0 | _____
[12 empty] | _____ |  | 0% | 0 | 0 | _____
[12 empty] | _____ |  | 0% | 0 | 0 | _____
[12 empty] | _____ |  | 0% | 0 | 0 | _____
[12 empty] | _____ |  | 0% | 0 | 0 | _____
[12 empty] | _____ |  | 0% | 0 | 0 | _____
[12 empty] | _____ |  | 0% | 0 | 0 | _____
[12 empty] | _____ |  | 0% | 0 | 0 | _____
[12 empty] | _____ |  | 0% | 0 | 0 | _____
[12 empty] | _____ |  | 0% | 0 | 0 | _____
[12 empty] | _____ |  | 0% | 0 | 0 | _____
[12 empty] | _____ |  | 0% | 0 | 0 | _____
[12 empty] | _____ |  | 0% | 0 | 0 | _____
[12 empty] | _____ |  | 0% | 0 | 0 | _____
[12 empty] | _____ |  | 0% | 0 | 0 | _____
[12 empty] | _____ |  | 0% | 0 | 0 | _____
[12 empty] | _____ |  | 0% | 0 | 0 | _____
[12 empty] | _____ |  | 0% | 0 | 0 | _____
[12 empty] | _____ |  | 0% | 0 | 0 | _____
[12 empty] | _____ |  | 0% | 0 | 0 | _____
[12 empty] | _____ |  | 0% | 0 | 0 | _____
[12 empty] | _____ |  | 0% | 0 | 0 | _____
[12 empty] | _____ |  | 0% | 0 | 0 | _____
[12 empty] | _____ |  | 0% | 0 | 0 | _____
[12 empty] | _____ |  | 0% | 0 | 0 | _____
[12 empty] | _____ |  | 0% | 0 | 0 | _____
[12 empty] | _____ |  | 0% | 0 | 0 | _____
[12 empty] | _____ |  | 0% | 0 | 0 | _____
[12 empty] | _____ |  | 0% | 0 | 0 | _____
[12 empty] | _____ |  | 0% | 0 | 0 | _____
[12 empty] | _____ |  | 0% | 0 | 0 | _____
[12 empty] | _____ |  | 0% | 0 | 0 | _____
[12 empty] | _____ |  | 0% | 0 | 0 | _____
[12 empty] | _____ |  | 0% | 0 | 0 | _____
[12 empty] | _____ |  | 0% | 0 | 0 | _____
[12 empty] | _____ |  | 0% | 0 | 0 | _____
[12 empty] | _____ |  | 0% | 0 | 0 | _____
[12 empty] | _____ |  | 0% | 0 | 0 | _____
[12 empty] | _____ |  | 0% | 0 | 0 | _____
[12 empty] | _____ |  | 0% | 0 | 0 | _____
[12 empty] | _____ |  | 0% | 0 | 0 | _____
[12 empty] | _____ |  | 0% | 0 | 0 | _____
[12 empty] | _____ |  | 0% | 0 | 0 | _____
[12 empty] | _____ |  | 0% | 0 | 0 | _____
[12 empty] | _____ |  | 0% | 0 | 0 | _____
[12 empty] | _____ |  | 0% | 0 | 0 | _____
[12 empty] | _____ |  | 0% | 0 | 0 | _____
[12 empty] | _____ |  | 0% | 0 | 0 | _____
[12 empty] | _____ |  | 0% | 0 | 0 | _____
[12 empty] | _____ |  | 0% | 0 | 0 | _____
[12 empty] | _____ |  | 0% | 0 | 0 | _____
[12 empty] | _____ |  | 0% | 0 | 0 | _____
[12 empty] | _____ |  | 0% | 0 | 0 | _____
[12 empty] | _____ |  | 0% | 0 | 0 | _____
[12 empty] | _____ |  | 0% | 0 | 0 | _____
[12 empty] | _____ |  | 0% | 0 | 0 | _____
[12 empty] | _____ |  | 0% | 0 | 0 | _____
[12 empty] | _____ |  | 0% | 0 | 0 | _____
[12 empty] | _____ |  | 0% | 0 | 0 | _____
[12 empty] | _____ |  | 0% | 0 | 0 | _____
[12 empty] | _____ |  | 0% | 0 | 0 | _____
[12 empty] | _____ |  | 0% | 0 | 0 | _____
[12 empty] | _____ |  | 0% | 0 | 0 | _____
[12 empty] | _____ |  | 0% | 0 | 0 | _____
[12 empty] | _____ |  | 0% | 0 | 0 | _____
[12 empty] | _____ |  | 0% | 0 | 0 | _____
[12 empty] | _____ |  | 0% | 0 | 0 | _____
[12 empty] | _____ |  | 0% | 0 | 0 | _____
[12 empty] | _____ |  | 0% | 0 | 0 | _____
[12 empty] | _____ |  | 0% | 0 | 0 | _____
[12 empty] | _____ |  | 0% | 0 | 0 | _____
[12 empty] | _____ |  | 0% | 0 | 0 | _____
[12 empty] | _____ |  | 0% | 0 | 0 | _____
[12 empty] | _____ |  | 0% | 0 | 0 | _____
[12 empty] | _____ |  | 0% | 0 | 0 | _____
[12 empty] | _____ |  | 0% | 0 | 0 | _____
[12 empty] | _____ |  | 0% | 0 | 0 | _____
[12 empty] | _____ |  | 0% | 0 | 0 | _____
[12 empty] | _____ |  | 0% | 0 | 0 | _____
[12 empty] | _____ |  | 0% | 0 | 0 | _____
[12 empty] | _____ |  | 0% | 0 | 0 | _____
[12 empty] | _____ |  | 0% | 0 | 0 | _____
[12 empty] | _____ |  | 0% | 0 | 0 | _____
[12 empty] | _____ |  | 0% | 0 | 0 | _____
[12 empty] | _____ |  | 0% | 0 | 0 | _____
[12 empty] | _____ |  | 0% | 0 | 0 | _____
[12 empty] | _____ |  | 0% | 0 | 0 | _____
[12 empty] | _____ |  | 0% | 0 | 0 | _____
[12 empty] | _____ |  | 0% | 0 | 0 | _____
[12 empty] | _____ |  | 0% | 0 | 0 | _____
[12 empty] | _____ |  | 0% | 0 | 0 | _____
[12 empty] | _____ |  | 0% | 0 | 0 | _____
[12 empty] | _____ |  | 0% | 0 | 0 | _____
[12 empty] | _____ |  | 0% | 0 | 0 | _____
[12 empty] | _____ |  | 0% | 0 | 0 | _____
[12 empty] | _____ |  | 0% | 0 | 0 | _____
[12 empty] | _____ |  | 0% | 0 | 0 | _____
[12 empty] | _____ |  | 0% | 0 | 0 | _____
[12 empty] | _____ |  | 0% | 0 | 0 | _____
[12 empty] | _____ |  | 0% | 0 | 0 | _____
[12 empty] | _____ |  | 0% | 0 | 0 | _____
[12 empty] | _____ |  | 0% | 0 | 0 | _____
[12 empty] | _____ |  | 0% | 0 | 0 | _____
[12 empty] | _____ |  | 0% | 0 | 0 | _____
[12 empty] | _____ |  | 0% | 0 | 0 | _____
[12 empty] | _____ |  | 0% | 0 | 0 | _____
[12 empty] | _____ |  | 0% | 0 | 0 | _____
[12 empty] | _____ |  | 0% | 0 | 0 | _____
[12 empty] | _____ |  | 0% | 0 | 0 | _____
[12 empty] | _____ |  | 0% | 0 | 0 | _____
[12 empty] | _____ |  | 0% | 0 | 0 | _____
[12 empty] | _____ |  | 0% | 0 | 0 | _____
[12 empty] | _____ |  | 0% | 0 | 0 | _____
[12 empty] | _____ |  | 0% | 0 | 0 | _____
[12 empty] | _____ |  | 0% | 0 | 0 | _____
[12 empty] | _____ |  | 0% | 0 | 0 | _____
[12 empty] | _____ |  | 0% | 0 | 0 | _____
[12 empty] | _____ |  | 0% | 0 | 0 | _____
[12 empty] | _____ |  | 0% | 0 | 0 | _____
[12 empty] | _____ |  | 0% | 0 | 0 | _____
[12 empty] | _____ |  | 0% | 0 | 0 | _____
[12 empty] | _____ |  | 0% | 0 | 0 | _____
[12 empty] | _____ |  | 0% | 0 | 0 | _____
[12 empty] | _____ |  | 0% | 0 | 0 | _____
[12 empty] | _____ |  | 0% | 0 | 0 | _____
[12 empty] | _____ |  | 0% | 0 | 0 | _____
[12 empty] | _____ |  | 0% | 0 | 0 | _____
[12 empty] | _____ |  | 0% | 0 | 0 | _____
[12 empty] | _____ |  | 0% | 0 | 0 | _____
[12 empty] | _____ |  | 0% | 0 | 0 | _____
[12 empty] | _____ |  | 0% | 0 | 0 | _____
[12 empty] | _____ |  | 0% | 0 | 0 | _____
[12 empty] | _____ |  | 0% | 0 | 0 | _____
[12 empty] | _____ |  | 0% | 0 | 0 | _____
[12 empty] | _____ |  | 0% | 0 | 0 | _____
[12 empty] | _____ |  | 0% | 0 | 0 | _____
[12 empty] | _____ |  | 0% | 0 | 0 | _____
[12 empty] | _____ |  | 0% | 0 | 0 | _____
[12 empty] | _____ |  | 0% | 0 | 0 | _____
[12 empty] | _____ |  | 0% | 0 | 0 | _____
[12 empty] | _____ |  | 0% | 0 | 0 | _____
[12 empty] | _____ |  | 0% | 0 | 0 | _____
[12 empty] | _____ |  | 0% | 0 | 0 | _____
[12 empty] | _____ |  | 0% | 0 | 0 | _____
[12 empty] | _____ |  | 0% | 0 | 0 | _____
[12 empty] | _____ |  | 0% | 0 | 0 | _____
[12 empty] | _____ |  | 0% | 0 | 0 | _____
[12 empty] | _____ |  | 0% | 0 | 0 | _____
[12 empty] | _____ |  | 0% | 0 | 0 | _____
[12 empty] | _____ |  | 0% | 0 | 0 | _____
[12 empty] | _____ |  | 0% | 0 | 0 | _____
[12 empty] | _____ |  | 0% | 0 | 0 | _____
[12 empty] | _____ |  | 0% | 0 | 0 | _____
[12 empty] | _____ |  | 0% | 0 | 0 | _____
[12 empty] | _____ |  | 0% | 0 | 0 | _____
[12 empty] | _____ |  | 0% | 0 | 0 | _____
[12 empty] | _____ |  | 0% | 0 | 0 | _____
[12 empty] | _____ |  | 0% | 0 | 0 | _____
[12 empty] | _____ |  | 0% | 0 | 0 | _____
[12 empty] | _____ |  | 0% | 0 | 0 | _____
[12 empty] | _____ |  | 0% | 0 | 0 | _____
[12 empty] | _____ |  | 0% | 0 | 0 | _____
[12 empty] | _____ |  | 0% | 0 | 0 | _____
[12 empty] | _____ |  | 0% | 0 | 0 | _____
[12 empty] | _____ |  | 0% | 0 | 0 | _____
[12 empty] | _____ |  | 0% | 0 | 0 | _____
[12 empty] | _____ |  | 0% | 0 | 0 | _____
[12 empty] | _____ |  | 0% | 0 | 0 | _____
[12 empty] | _____ |  | 0% | 0 | 0 | _____
[12 empty] | _____ |  | 0% | 0 | 0 | _____
[12 empty] | _____ |  | 0% | 0 | 0 | _____
[12 empty] | _____ |  | 0% | 0 | 0 | _____
[12 empty] | _____ |  | 0% | 0 | 0 | _____
[12 empty] | _____ |  | 0% | 0 | 0 | _____
[12 empty] | _____ |  | 0% | 0 | 0 | _____
[12 empty] | _____ |  | 0% | 0 | 0 | _____
[12 empty] | _____ |  | 0% | 0 | 0 | _____
[12 empty] | _____ |  | 0% | 0 | 0 | _____
[12 empty] | _____ |  | 0% | 0 | 0 | _____
[12 empty] | _____ |  | 0% | 0 | 0 | _____
[12 empty] | _____ |  | 0% | 0 | 0 | _____
[12 empty] | _____ |  | 0% | 0 | 0 | _____
[12 empty] | _____ |  | 0% | 0 | 0 | _____
[12 empty] | _____ |  | 0% | 0 | 0 | _____
[12 empty] | _____ |  | 0% | 0 | 0 | _____
[12 empty] | _____ |  | 0% | 0 | 0 | _____
[12 empty] | _____ |  | 0% | 0 | 0 | _____
[12 empty] | _____ |  | 0% | 0 | 0 | _____
[12 empty] | _____ |  | 0% | 0 | 0 | _____
[12 empty] | _____ |  | 0% | 0 | 0 | _____
[12 empty] | _____ |  | 0% | 0 | 0 | _____
[12 empty] | _____ |  | 0% | 0 | 0 | _____
[12 empty] | _____ |  | 0% | 0 | 0 | _____
[12 empty] | _____ |  | 0% | 0 | 0 | _____
[12 empty] | _____ |  | 0% | 0 | 0 | _____
[12 empty] | _____ |  | 0% | 0 | 0 | _____
[12 empty] | _____ |  | 0% | 0 | 0 | _____
[12 empty] | _____ |  | 0% | 0 | 0 | _____
[12 empty] | _____ |  | 0% | 0 | 0 | _____
[12 empty] | _____ |  | 0% | 0 | 0 | _____
[12 empty] | _____ |  | 0% | 0 | 0 | _____
[12 empty] | _____ |  | 0% | 0 | 0 | _____
[12 empty] | _____ |  | 0% | 0 | 0 | _____
[12 empty] | _____ |  | 0% | 0 | 0 | _____
[12 empty] | _____ |  | 0% | 0 | 0 | _____
[12 empty] | _____ |  | 0% | 0 | 0 | _____
[12 empty] | _____ |  | 0% | 0 | 0 | _____
[12 empty] | _____ |  | 0% | 0 | 0 | _____
[12 empty] | _____ |  | 0% | 0 | 0 | _____
[12 empty] | _____ |  | 0% | 0 | 0 | _____
[12 empty] | _____ |  | 0% | 0 | 0 | _____
[12 empty] | _____ |  | 0% | 0 | 0 | _____
[12 empty] | _____ |  | 0% | 0 | 0 | _____
[12 empty] | _____ |  | 0% | 0 | 0 | _____
[12 empty] | _____ |  | 0% | 0 | 0 | _____
[12 empty] | _____ |  | 0% | 0 | 0 | _____
[12 empty] | _____ |  | 0% | 0 | 0 | _____
[12 empty] | _____ |  | 0% | 0 | 0 | _____
[12 empty] | _____ |  | 0% | 0 | 0 | _____
[12 empty] | _____ |  | 0% | 0 | 0 | _____
[12 empty] | _____ |  | 0% | 0 | 0 | _____
[12 empty] | _____ |  | 0% | 0 | 0 | _____
[12 empty] | _____ |  | 0% | 0 | 0 | _____
[12 empty] | _____ |  | 0% | 0 | 0 | _____
[12 empty] | _____ |  | 0% | 0 | 0 | _____
[12 empty] | _____ |  | 0% | 0 | 0 | _____
[12 empty] | _____ |  | 0% | 0 | 0 | _____
[12 empty] | _____ |  | 0% | 0 | 0 | _____
[12 empty] | _____ |  | 0% | 0 | 0 | _____
[12 empty] | _____ |  | 0% | 0 | 0 | _____
[12 empty] | _____ |  | 0% | 0 | 0 | _____
[12 empty] | _____ |  | 0% | 0 | 0 | _____
[12 empty] | _____ |  | 0% | 0 | 0 | _____
[12 empty] | _____ |  | 0% | 0 | 0 | _____
[12 empty] | _____ |  | 0% | 0 | 0 | _____
[12 empty] | _____ |  | 0% | 0 | 0 | _____
[12 empty] | _____ |  | 0% | 0 | 0 | _____
[12 empty] | _____ |  | 0% | 0 | 0 | _____
[12 empty] | _____ |  | 0% | 0 | 0 | _____
[12 empty] | _____ |  | 0% | 0 | 0 | _____
[12 empty] | _____ |  | 0% | 0 | 0 | _____
[12 empty] | _____ |  | 0% | 0 | 0 | _____
[12 empty] | _____ |  | 0% | 0 | 0 | _____
[12 empty] | _____ |  | 0% | 0 | 0 | _____
[12 empty] | _____ |  | 0% | 0 | 0 | _____
[12 empty] | _____ |  | 0% | 0 | 0 | _____
[12 empty] | _____ |  | 0% | 0 | 0 | _____
[12 empty] | _____ |  | 0% | 0 | 0 | _____
[12 empty] | _____ |  | 0% | 0 | 0 | _____
[12 empty] | _____ |  | 0% | 0 | 0 | _____
[12 empty] | _____ |  | 0% | 0 | 0 | _____
[12 empty] | _____ |  | 0% | 0 | 0 | _____
[12 empty] | _____ |  | 0% | 0 | 0 | _____
[12 empty] | _____ |  | 0% | 0 | 0 | _____
[12 empty] | _____ |  | 0% | 0 | 0 | _____
[12 empty] | _____ |  | 0% | 0 | 0 | _____
[12 empty] | _____ |  | 0% | 0 | 0 | _____
[12 empty] | _____ |  | 0% | 0 | 0 | _____
[12 empty] | _____ |  | 0% | 0 | 0 | _____
[12 empty] | _____ |  | 0% | 0 | 0 | _____
[12 empty] | _____ |  | 0% | 0 | 0 | _____
[12 empty] | _____ |  | 0% | 0 | 0 | _____
[12 empty] | _____ |  | 0% | 0 | 0 | _____
[12 empty] | _____ |  | 0% | 0 | 0 | _____
[12 empty] | _____ |  | 0% | 0 | 0 | _____
[12 empty] | _____ |  | 0% | 0 | 0 | _____
[12 empty] | _____ |  | 0% | 0 | 0 | _____
[12 empty] | _____ |  | 0% | 0 | 0 | _____
[12 empty] | _____ |  | 0% | 0 | 0 | _____
[12 empty] | _____ |  | 0% | 0 | 0 | _____
[12 empty] | _____ |  | 0% | 0 | 0 | _____
[12 empty] | _____ |  | 0% | 0 | 0 | _____
[12 empty] | _____ |  | 0% | 0 | 0 | _____
[12 empty] | _____ |  | 0% | 0 | 0 | _____
[12 empty] | _____ |  | 0% | 0 | 0 | _____
[12 empty] | _____ |  | 0% | 0 | 0 | _____
[12 empty] | _____ |  | 0% | 0 | 0 | _____
[12 empty] | _____ |  | 0% | 0 | 0 | _____
[12 empty] | _____ |  | 0% | 0 | 0 | _____
[12 empty] | _____ |  | 0% | 0 | 0 | _____
[12 empty] | _____ |  | 0% | 0 | 0 | _____
[12 empty] | _____ |  | 0% | 0 | 0 | _____
[12 empty] | _____ |  | 0% | 0 | 0 | _____
[12 empty] | _____ |  | 0% | 0 | 0 | _____
[12 empty] | _____ |  | 0% | 0 | 0 | _____
[12 empty] | _____ |  | 0% | 0 | 0 | _____
[12 empty] | _____ |  | 0% | 0 | 0 | _____
[12 empty] | _____ |  | 0% | 0 | 0 | _____
[12 empty] | _____ |  | 0% | 0 | 0 | _____
[12 empty] | _____ |  | 0% | 0 | 0 | _____
[12 empty] | _____ |  | 0% | 0 | 0 | _____
[12 empty] | _____ |  | 0% | 0 | 0 | _____
[12 empty] | _____ |  | 0% | 0 | 0 | _____
[12 empty] | _____ |  | 0% | 0 | 0 | _____
[12 empty] | _____ |  | 0% | 0 | 0 | _____
[12 empty] | _____ |  | 0% | 0 | 0 | _____
[12 empty] | _____ |  | 0% | 0 | 0 | _____
[12 empty] | _____ |  | 0% | 0 | 0 | _____
[12 empty] | _____ |  | 0% | 0 | 0 | _____
[12 empty] | _____ |  | 0% | 0 | 0 | _____
[12 empty] | _____ |  | 0% | 0 | 0 | _____
[12 empty] | _____ |  | 0% | 0 | 0 | _____
[12 empty] | _____ |  | 0% | 0 | 0 | _____
[12 empty] | _____ |  | 0% | 0 | 0 | _____
[12 empty] | _____ |  | 0% | 0 | 0 | _____
[12 empty] | _____ |  | 0% | 0 | 0 | _____
[12 empty] | _____ |  | 0% | 0 | 0 | _____
[12 empty] | _____ |  | 0% | 0 | 0 | _____
[12 empty] | _____ |  | 0% | 0 | 0 | _____
[12 empty] | _____ |  | 0% | 0 | 0 | _____
[12 empty] | _____ |  | 0% | 0 | 0 | _____
[12 empty] | _____ |  | 0% | 0 | 0 | _____
[12 empty] | _____ |  | 0% | 0 | 0 | _____
[12 empty] | _____ |  | 0% | 0 | 0 | _____
[12 empty] | _____ |  | 0% | 0 | 0 | _____
[12 empty] | _____ |  | 0% | 0 | 0 | _____
[12 empty] | _____ |  | 0% | 0 | 0 | _____
[12 empty] | _____ |  | 0% | 0 | 0 | _____
[12 empty] | _____ |  | 0% | 0 | 0 | _____
[12 empty] | _____ |  | 0% | 0 | 0 | _____
[12 empty] | _____ |  | 0% | 0 | 0 | _____
[12 empty] | _____ |  | 0% | 0 | 0 | _____
[12 empty] | _____ |  | 0% | 0 | 0 | _____
[12 empty] | _____ |  | 0% | 0 | 0 | _____
[12 empty] | _____ |  | 0% | 0 | 0 | _____
[12 empty] | _____ |  | 0% | 0 | 0 | _____
[12 empty] | _____ |  | 0% | 0 | 0 | _____
[12 empty] | _____ |  | 0% | 0 | 0 | _____
[12 empty] | _____ |  | 0% | 0 | 0 | _____
[12 empty] | _____ |  | 0% | 0 | 0 | _____
[12 empty] | _____ |  | 0% | 0 | 0 | _____
[12 empty] | _____ |  | 0% | 0 | 0 | _____
[12 empty] | _____ |  | 0% | 0 | 0 | _____
[12 empty] | _____ |  | 0% | 0 | 0 | _____
[12 empty] | _____ |  | 0% | 0 | 0 | _____
[12 empty] | _____ |  | 0% | 0 | 0 | _____
[12 empty] | _____ |  | 0% | 0 | 0 | _____
[12 empty] | _____ |  | 0% | 0 | 0 | _____
[12 empty] | _____ |  | 0% | 0 | 0 | _____
[12 empty] | _____ |  | 0% | 0 | 0 | _____
[12 empty] | _____ |  | 0% | 0 | 0 | _____
[12 empty] | _____ |  | 0% | 0 | 0 | _____
[12 empty] | _____ |  | 0% | 0 | 0 | _____
[12 empty] | _____ |  | 0% | 0 | 0 | _____
[12 empty] | _____ |  | 0% | 0 | 0 | _____
[12 empty] | _____ |  | 0% | 0 | 0 | _____
[12 empty] | _____ |  | 0% | 0 | 0 | _____
[12 empty] | _____ |  | 0% | 0 | 0 | _____
[12 empty] | _____ |  | 0% | 0 | 0 | _____
[12 empty] | _____ |  | 0% | 0 | 0 | _____
[12 empty] | _____ |  | 0% | 0 | 0 | _____
[12 empty] | _____ |  | 0% | 0 | 0 | _____
[12 empty] | _____ |  | 0% | 0 | 0 | _____
[12 empty] | _____ |  | 0% | 0 | 0 | _____
[12 empty] | _____ |  | 0% | 0 | 0 | _____
[12 empty] | _____ |  | 0% | 0 | 0 | _____
[12 empty] | _____ |  | 0% | 0 | 0 | _____
[12 empty] | _____ |  | 0% | 0 | 0 | _____
[12 empty] | _____ |  | 0% | 0 | 0 | _____
[12 empty] | _____ |  | 0% | 0 | 0 | _____
[12 empty] | _____ |  | 0% | 0 | 0 | _____
[12 empty] | _____ |  | 0% | 0 | 0 | _____
[12 empty] | _____ |  | 0% | 0 | 0 | _____
[12 empty] | _____ |  | 0% | 0 | 0 | _____
[12 empty] | _____ |  | 0% | 0 | 0 | _____
[12 empty] | _____ |  | 0% | 0 | 0 | _____
[12 empty] | _____ |  | 0% | 0 | 0 | _____
[12 empty] | _____ |  | 0% | 0 | 0 | _____
[12 empty] | _____ |  | 0% | 0 | 0 | _____
[12 empty] | _____ |  | 0% | 0 | 0 | _____
[12 empty] | _____ |  | 0% | 0 | 0 | _____
[12 empty] | _____ |  | 0% | 0 | 0 | _____
[12 empty] | _____ |  | 0% | 0 | 0 | _____
[12 empty] | _____ |  | 0% | 0 | 0 | _____
[12 empty] | _____ |  | 0% | 0 | 0 | _____
[12 empty] | _____ |  | 0% | 0 | 0 | _____
[12 empty] | _____ |  | 0% | 0 | 0 | _____
[12 empty] | _____ |  | 0% | 0 | 0 | _____
[12 empty] | _____ |  | 0% | 0 | 0 | _____
[12 empty] | _____ |  | 0% | 0 | 0 | _____
[12 empty] | _____ |  | 0% | 0 | 0 | _____
[12 empty] | _____ |  | 0% | 0 | 0 | _____
[12 empty] | _____ |  | 0% | 0 | 0 | _____
[12 empty] | _____ |  | 0% | 0 | 0 | _____
[12 empty] | _____ |  | 0% | 0 | 0 | _____
[12 empty] | _____ |  | 0% | 0 | 0 | _____
[12 empty] | _____ |  | 0% | 0 | 0 | _____
[12 empty] | _____ |  | 0% | 0 | 0 | _____
[12 empty] | _____ |  | 0% | 0 | 0 | _____
[12 empty] | _____ |  | 0% | 0 | 0 | _____
[12 empty] | _____ |  | 0% | 0 | 0 | _____
[12 empty] | _____ |  | 0% | 0 | 0 | _____
[12 empty] | _____ |  | 0% | 0 | 0 | _____
[12 empty] | _____ |  | 0% | 0 | 0 | _____
[12 empty] | _____ |  | 0% | 0 | 0 | _____
[12 empty] | _____ |  | 0% | 0 | 0 | _____
[12 empty] | _____ |  | 0% | 0 | 0 | _____
[12 empty] | _____ |  | 0% | 0 | 0 | _____
[12 empty] | _____ |  | 0% | 0 | 0 | _____
[12 empty] | _____ |  | 0% | 0 | 0 | _____
[12 empty] | _____ |  | 0% | 0 | 0 | _____
[12 empty] | _____ |  | 0% | 0 | 0 | _____
[12 empty] | _____ |  | 0% | 0 | 0 | _____
[12 empty] | _____ |  | 0% | 0 | 0 | _____
[12 empty] | _____ |  | 0% | 0 | 0 | _____
[12 empty] | _____ |  | 0% | 0 | 0 | _____
[12 empty] | _____ |  | 0% | 0 | 0 | _____
[12 empty] | _____ |  | 0% | 0 | 0 | _____
[12 empty] | _____ |  | 0% | 0 | 0 | _____
[12 empty] | _____ |  | 0% | 0 | 0 | _____
[12 empty] | _____ |  | 0% | 0 | 0 | _____
[12 empty] | _____ |  | 0% | 0 | 0 | _____
[12 empty] | _____ |  | 0% | 0 | 0 | _____
[12 empty] | _____ |  | 0% | 0 | 0 | _____
[12 empty] | _____ |  | 0% | 0 | 0 | _____
[12 empty] | _____ |  | 0% | 0 | 0 | _____
[12 empty] | _____ |  | 0% | 0 | 0 | _____
[12 empty] | _____ |  | 0% | 0 | 0 | _____
[12 empty] | _____ |  | 0% | 0 | 0 | _____
[12 empty] | _____ |  | 0% | 0 | 0 | _____
[12 empty] | _____ |  | 0% | 0 | 0 | _____
[12 empty] | _____ |  | 0% | 0 | 0 | _____
[12 empty] | _____ |  | 0% | 0 | 0 | _____
[12 empty] | _____ |  | 0% | 0 | 0 | _____
[12 empty] | _____ |  | 0% | 0 | 0 | _____
[12 empty] | _____ |  | 0% | 0 | 0 | _____
[12 empty] | _____ |  | 0% | 0 | 0 | _____
[12 empty] | _____ |  | 0% | 0 | 0 | _____
[12 empty] | _____ |  | 0% | 0 | 0 | _____
[12 empty] | _____ |  | 0% | 0 | 0 | _____
[12 empty] | _____ |  | 0% | 0 | 0 | _____
[12 empty] | _____ |  | 0% | 0 | 0 | _____
[12 empty] | _____ |  | 0% | 0 | 0 | _____
[12 empty] | _____ |  | 0% | 0 | 0 | _____
[12 empty] | _____ |  | 0% | 0 | 0 | _____
[12 empty] | _____ |  | 0% | 0 | 0 | _____
[12 empty] | _____ |  | 0% | 0 | 0 | _____
[12 empty] | _____ |  | 0% | 0 | 0 | _____
[12 empty] | _____ |  | 0% | 0 | 0 | _____
[12 empty] | _____ |  | 0% | 0 | 0 | _____
[12 empty] | _____ |  | 0% | 0 | 0 | _____
[12 empty] | _____ |  | 0% | 0 | 0 | _____
[12 empty] | _____ |  | 0% | 0 | 0 | _____
[12 empty] | _____ |  | 0% | 0 | 0 | _____
[12 empty] | _____ |  | 0% | 0 | 0 | _____
[12 empty] | _____ |  | 0% | 0 | 0 | _____
[12 empty] | _____ |  | 0% | 0 | 0 | _____
[12 empty] | _____ |  | 0% | 0 | 0 | _____
[12 empty] | _____ |  | 0% | 0 | 0 | _____
[12 empty] | _____ |  | 0% | 0 | 0 | _____
[12 empty] | _____ |  | 0% | 0 | 0 | _____
[12 empty] | _____ |  | 0% | 0 | 0 | _____
[12 empty] | _____ |  | 0% | 0 | 0 | _____
[12 empty] | _____ |  | 0% | 0 | 0 | _____
[12 empty] | _____ |  | 0% | 0 | 0 | _____
[12 empty] | _____ |  | 0% | 0 | 0 | _____
[12 empty] | _____ |  | 0% | 0 | 0 | _____
[12 empty] | _____ |  | 0% | 0 | 0 | _____
[12 empty] | _____ |  | 0% | 0 | 0 | _____
[12 empty] | _____ |  | 0% | 0 | 0 | _____
[12 empty] | _____ |  | 0% | 0 | 0 | _____
[12 empty] | _____ |  | 0% | 0 | 0 | _____
[12 empty] | _____ |  | 0% | 0 | 0 | _____
[12 empty] | _____ |  | 0% | 0 | 0 | _____
[12 empty] | _____ |  | 0% | 0 | 0 | _____
[12 empty] | _____ |  | 0% | 0 | 0 | _____
[12 empty] | _____ |  | 0% | 0 | 0 | _____
[12 empty] | _____ |  | 0% | 0 | 0 | _____
[12 empty] | _____ |  | 0% | 0 | 0 | _____
[12 empty] | _____ |  | 0% | 0 | 0 | _____
[12 empty] | _____ |  | 0% | 0 | 0 | _____
[12 empty] | _____ |  | 0% | 0 | 0 | _____
[12 empty] | _____ |  | 0% | 0 | 0 | _____
[12 empty] | _____ |  | 0% | 0 | 0 | _____
[12 empty] | _____ |  | 0% | 0 | 0 | _____
[12 empty] | _____ |  | 0% | 0 | 0 | _____
[12 empty] | _____ |  | 0% | 0 | 0 | _____
[12 empty] | _____ |  | 0% | 0 | 0 | _____
[12 empty] | _____ |  | 0% | 0 | 0 | _____
[12 empty] | _____ |  | 0% | 0 | 0 | _____
[12 empty] | _____ |  | 0% | 0 | 0 | _____
[12 empty] | _____ |  | 0% | 0 | 0 | _____
[12 empty] | _____ |  | 0% | 0 | 0 | _____
[12 empty] | _____ |  | 0% | 0 | 0 | _____
[12 empty] | _____ |  | 0% | 0 | 0 | _____
[12 empty] | _____ |  | 0% | 0 | 0 | _____
[12 empty] | _____ |  | 0% | 0 | 0 | _____
[12 empty] | _____ |  | 0% | 0 | 0 | _____
[12 empty] | _____ |  | 0% | 0 | 0 | _____
[12 empty] | _____ |  | 0% | 0 | 0 | _____
[12 empty] | _____ |  | 0% | 0 | 0 | _____
[12 empty] | _____ |  | 0% | 0 | 0 | _____
[12 empty] | _____ |  | 0% | 0 | 0 | _____
[12 empty] | _____ |  | 0% | 0 | 0 | _____
[12 empty] | _____ |  | 0% | 0 | 0 | _____
[12 empty] | _____ |  | 0% | 0 | 0 | _____
[12 empty] | _____ |  | 0% | 0 | 0 | _____
[12 empty] | _____ |  | 0% | 0 | 0 | _____
[12 empty] | _____ |  | 0% | 0 | 0 | _____
[12 empty] | _____ |  | 0% | 0 | 0 | _____
[12 empty] | _____ |  | 0% | 0 | 0 | _____
[12 empty] | _____ |  | 0% | 0 | 0 | _____
[12 empty] | _____ |  | 0% | 0 | 0 | _____
[12 empty] | _____ |  | 0% | 0 | 0 | _____
[12 empty] | _____ |  | 0% | 0 | 0 | _____
[12 empty] | _____ |  | 0% | 0 | 0 | _____
[12 empty] | _____ |  | 0% | 0 | 0 | _____
[12 empty] | _____ |  | 0% | 0 | 0 | _____
[12 empty] | _____ |  | 0% | 0 | 0 | _____
[12 empty] | _____ |  | 0% | 0 | 0 | _____
[12 empty] | _____ |  | 0% | 0 | 0 | _____
[12 empty] | _____ |  | 0% | 0 | 0 | _____
[12 empty] | _____ |  | 0% | 0 | 0 | _____
[12 empty] | _____ |  | 0% | 0 | 0 | _____
[12 empty] | _____ |  | 0% | 0 | 0 | _____
[12 empty] | _____ |  | 0% | 0 | 0 | _____
[12 empty] | _____ |  | 0% | 0 | 0 | _____
[12 empty] | _____ |  | 0% | 0 | 0 | _____
[12 empty] | _____ |  | 0% | 0 | 0 | _____
[12 empty] | _____ |  | 0% | 0 | 0 | _____
[12 empty] | _____ |  | 0% | 0 | 0 | _____
[12 empty] | _____ |  | 0% | 0 | 0 | _____
[12 empty] | _____ |  | 0% | 0 | 0 | _____
[12 empty] | _____ |  | 0% | 0 | 0 | _____
[12 empty] | _____ |  | 0% | 0 | 0 | _____
[12 empty] | _____ |  | 0% | 0 | 0 | _____
[12 empty] | _____ |  | 0% | 0 | 0 | _____
[12 empty] | _____ |  | 0% | 0 | 0 | _____
[12 empty] | _____ |  | 0% | 0 | 0 | _____
[12 empty] | _____ |  | 0% | 0 | 0 | _____
[12 empty] | _____ |  | 0% | 0 | 0 | _____
[12 empty] | _____ |  | 0% | 0 | 0 | _____
[12 empty] | _____ |  | 0% | 0 | 0 | _____
[12 empty] | _____ |  | 0% | 0 | 0 | _____
[12 empty] | _____ |  | 0% | 0 | 0 | _____
[12 empty] | _____ |  | 0% | 0 | 0 | _____
[12 empty] | _____ |  | 0% | 0 | 0 | _____
[12 empty] | _____ |  | 0% | 0 | 0 | _____
[12 empty] | _____ |  | 0% | 0 | 0 | _____
[12 empty] | _____ |  | 0% | 0 | 0 | _____
[12 empty] | _____ |  | 0% | 0 | 0 | _____
[12 empty] | _____ |  | 0% | 0 | 0 | _____
[12 empty] | _____ |  | 0% | 0 | 0 | _____
[12 empty] | _____ |  | 0% | 0 | 0 | _____
[12 empty] | _____ |  | 0% | 0 | 0 | _____
[12 empty] | _____ |  | 0% | 0 | 0 | _____
[12 empty] | _____ |  | 0% | 0 | 0 | _____
[12 empty] | _____ |  | 0% | 0 | 0 | _____
[12 empty] | _____ |  | 0% | 0 | 0 | _____
[12 empty] | _____ |  | 0% | 0 | 0 | _____
[12 empty] | _____ |  | 0% | 0 | 0 | _____
[12 empty] | _____ |  | 0% | 0 | 0 | _____
[12 empty] | _____ |  | 0% | 0 | 0 | _____
[12 empty] | _____ |  | 0% | 0 | 0 | _____
[12 empty] | _____ |  | 0% | 0 | 0 | _____
[12 empty] | _____ |  | 0% | 0 | 0 | _____
[12 empty] | _____ |  | 0% | 0 | 0 | _____
[12 empty] | _____ |  | 0% | 0 | 0 | _____
[12 empty] | _____ |  | 0% | 0 | 0 | _____
[12 empty] | _____ |  | 0% | 0 | 0 | _____
[12 empty] | _____ |  | 0% | 0 | 0 | _____
[12 empty] | _____ |  | 0% | 0 | 0 | _____
[12 empty] | _____ |  | 0% | 0 | 0 | _____
[12 empty] | _____ |  | 0% | 0 | 0 | _____
[12 empty] | _____ |  | 0% | 0 | 0 | _____
[12 empty] | _____ |  | 0% | 0 | 0 | _____
[12 empty] | _____ |  | 0% | 0 | 0 | _____
[12 empty] | _____ |  | 0% | 0 | 0 | _____
[12 empty] | _____ |  | 0% | 0 | 0 | _____
[12 empty] | _____ |  | 0% | 0 | 0 | _____
[12 empty] | _____ |  | 0% | 0 | 0 | _____
[12 empty] | _____ |  | 0% | 0 | 0 | _____
[12 empty] | _____ |  | 0% | 0 | 0 | _____
[12 empty] | _____ |  | 0% | 0 | 0 | _____
[12 empty] | _____ |  | 0% | 0 | 0 | _____
[12 empty] | _____ |  | 0% | 0 | 0 | _____
[12 empty] | _____ |  | 0% | 0 | 0 | _____
[12 empty] | _____ |  | 0% | 0 | 0 | _____
[12 empty] | _____ |  | 0% | 0 | 0 | _____
[12 empty] | _____ |  | 0% | 0 | 0 | _____
[12 empty] | _____ |  | 0% | 0 | 0 | _____
[12 empty] | _____ |  | 0% | 0 | 0 | _____
[12 empty] | _____ |  | 0% | 0 | 0 | _____
[12 empty] | _____ |  | 0% | 0 | 0 | _____
[12 empty] | _____ |  | 0% | 0 | 0 | _____
[12 empty] | _____ |  | 0% | 0 | 0 | _____
[12 empty] | _____ |  | 0% | 0 | 0 | _____
[12 empty] | _____ |  | 0% | 0 | 0 | _____
[12 empty] | _____ |  | 0% | 0 | 0 | _____
[12 empty] | _____ |  | 0% | 0 | 0 | _____
[12 empty] | _____ |  | 0% | 0 | 0 | _____
[12 empty] | _____ |  | 0% | 0 | 0 | _____
[12 empty] | _____ |  | 0% | 0 | 0 | _____
[12 empty] | _____ |  | 0% | 0 | 0 | _____
[12 empty] | _____ |  | 0% | 0 | 0 | _____
[12 empty] | _____ |  | 0% | 0 | 0 | _____
[12 empty] | _____ |  | 0% | 0 | 0 | _____
[12 empty] | _____ |  | 0% | 0 | 0 | _____
[12 empty] | _____ |  | 0% | 0 | 0 | _____
[12 empty] | _____ |  | 0% | 0 | 0 | _____
[12 empty] | _____ |  | 0% | 0 | 0 | _____
[12 empty] | _____ |  | 0% | 0 | 0 | _____
[12 empty] | _____ |  | 0% | 0 | 0 | _____
[12 empty] | _____ |  | 0% | 0 | 0 | _____
[12 empty] | _____ |  | 0% | 0 | 0 | _____
[12 empty] | _____ |  | 0% | 0 | 0 | _____
[12 empty] | _____ |  | 0% | 0 | 0 | _____
[12 empty] | _____ |  | 0% | 0 | 0 | _____
[12 empty] | _____ |  | 0% | 0 | 0 | _____
[12 empty] | _____ |  | 0% | 0 | 0 | _____
[12 empty] | _____ |  | 0% | 0 | 0 | _____
[12 empty] | _____ |  | 0% | 0 | 0 | _____
[12 empty] | _____ |  | 0% | 0 | 0 | _____
[12 empty] | _____ |  | 0% | 0 | 0 | _____
[12 empty] | _____ |  | 0% | 0 | 0 | _____
[12 empty] | _____ |  | 0% | 0 | 0 | _____
[12 empty] | _____ |  | 0% | 0 | 0 | _____
[12 empty] | _____ |  | 0% | 0 | 0 | _____
[12 empty] | _____ |  | 0% | 0 | 0 | _____
[12 empty] | _____ |  | 0% | 0 | 0 | _____
[12 empty] | _____ |  | 0% | 0 | 0 | _____
[12 empty] | _____ |  | 0% | 0 | 0 | _____
[12 empty] | _____ |  | 0% | 0 | 0 | _____
[12 empty] | _____ |  | 0% | 0 | 0 | _____
[12 empty] | _____ |  | 0% | 0 | 0 | _____
[12 empty] | _____ |  | 0% | 0 | 0 | _____
[12 empty] | _____ |  | 0% | 0 | 0 | _____
[12 empty] | _____ |  | 0% | 0 | 0 | _____
[12 empty] | _____ |  | 0% | 0 | 0 | _____
[12 empty] | _____ |  | 0% | 0 | 0 | _____
[12 empty] | _____ |  | 0% | 0 | 0 | _____
[12 empty] | _____ |  | 0% | 0 | 0 | _____
[12 empty] | _____ |  | 0% | 0 | 0 | _____
[12 empty] | _____ |  | 0% | 0 | 0 | _____
[12 empty] | _____ |  | 0% | 0 | 0 | _____
[12 empty] | _____ |  | 0% | 0 | 0 | _____
[12 empty] | _____ |  | 0% | 0 | 0 | _____
[12 empty] | _____ |  | 0% | 0 | 0 | _____
[12 empty] | _____ |  | 0% | 0 | 0 | _____
[12 empty] | _____ |  | 0% | 0 | 0 | _____
[12 empty] | _____ |  | 0% | 0 | 0 | _____
[12 empty] | _____ |  | 0% | 0 | 0 | _____
[12 empty] | _____ |  | 0% | 0 | 0 | _____
[12 empty] | _____ |  | 0% | 0 | 0 | _____
[12 empty] | _____ |  | 0% | 0 | 0 | _____
[12 empty] | _____ |  | 0% | 0 | 0 | _____
[12 empty] | _____ |  | 0% | 0 | 0 | _____
[12 empty] | _____ |  | 0% | 0 | 0 | _____
[12 empty] | _____ |  | 0% | 0 | 0 | _____
[12 empty] | _____ |  | 0% | 0 | 0 | _____
[12 empty] | _____ |  | 0% | 0 | 0 | _____
[12 empty] | _____ |  | 0% | 0 | 0 | _____
[12 empty] | _____ |  | 0% | 0 | 0 | _____
[12 empty] | _____ |  | 0% | 0 | 0 | _____
[12 empty] | _____ |  | 0% | 0 | 0 | _____
[12 empty] | _____ |  | 0% | 0 | 0 | _____
[12 empty] | _____ |  | 0% | 0 | 0 | _____
[12 empty] | _____ |  | 0% | 0 | 0 | _____
[12 empty] | _____ |  | 0% | 0 | 0 | _____
[12 empty] | _____ |  | 0% | 0 | 0 | _____
[12 empty] | _____ |  | 0% | 0 | 0 | _____
[12 empty] | _____ |  | 0% | 0 | 0 | _____
[12 empty] | _____ |  | 0% | 0 | 0 | _____
[12 empty] | _____ |  | 0% | 0 | 0 | _____
[12 empty] | _____ |  | 0% | 0 | 0 | _____
[12 empty] | _____ |  | 0% | 0 | 0 | _____
[12 empty] | _____ |  | 0% | 0 | 0 | _____
[12 empty] | _____ |  | 0% | 0 | 0 | _____
[12 empty] | _____ |  | 0% | 0 | 0 | _____
[12 empty] | _____ |  | 0% | 0 | 0 | _____
[12 empty] | _____ |  | 0% | 0 | 0 | _____
[12 empty] | _____ |  | 0% | 0 | 0 | _____
[12 empty] | _____ |  | 0% | 0 | 0 | _____
[12 empty] | _____ |  | 0% | 0 | 0 | _____
[12 empty] | _____ |  | 0% | 0 | 0 | _____
[12 empty] | _____ |  | 0% | 0 | 0 | _____
[12 empty] | _____ |  | 0% | 0 | 0 | _____
[12 empty] | _____ |  | 0% | 0 | 0 | _____
[12 empty] | _____ |  | 0% | 0 | 0 | _____
[12 empty] | _____ |  | 0% | 0 | 0 | _____
[12 empty] | _____ |  | 0% | 0 | 0 | _____
[12 empty] | _____ |  | 0% | 0 | 0 | _____
[12 empty] | _____ |  | 0% | 0 | 0 | _____
[12 empty] | _____ |  | 0% | 0 | 0 | _____
[12 empty] | _____ |  | 0% | 0 | 0 | _____
[12 empty] | _____ |  | 0% | 0 | 0 | _____
[12 empty] | _____ |  | 0% | 0 | 0 | _____
[12 empty] | _____ |  | 0% | 0 | 0 | _____
[12 empty] | _____ |  | 0% | 0 | 0 | _____
[12 empty] | _____ |  | 0% | 0 | 0 | _____
[12 empty] | _____ |  | 0% | 0 | 0 | _____
[12 empty] | _____ |  | 0% | 0 | 0 | _____
[12 empty] | _____ |  | 0% | 0 | 0 | _____
[12 empty] | _____ |  | 0% | 0 | 0 | _____
[12 empty] | _____ |  | 0% | 0 | 0 | _____
[12 empty] | _____ |  | 0% | 0 | 0 | _____
[12 empty] | _____ |  | 0% | 0 | 0 | _____
[12 empty] | _____ |  | 0% | 0 | 0 | _____
[12 empty] | _____ |  | 0% | 0 | 0 | _____
[12 empty] | _____ |  | 0% | 0 | 0 | _____
[12 empty] | _____ |  | 0% | 0 | 0 | _____
[12 empty] | _____ |  | 0% | 0 | 0 | _____
[12 empty] | _____ |  | 0% | 0 | 0 | _____
[12 empty] | _____ |  | 0% | 0 | 0 | _____
[12 empty] | _____ |  | 0% | 0 | 0 | _____
[12 empty] | _____ |  | 0% | 0 | 0 | _____
[12 empty] | _____ |  | 0% | 0 | 0 | _____
[12 empty] | _____ |  | 0% | 0 | 0 | _____
[12 empty] | _____ |  | 0% | 0 | 0 | _____
[12 empty] | _____ |  | 0% | 0 | 0 | _____
[12 empty] | _____ |  | 0% | 0 | 0 | _____
[12 empty] | _____ |  | 0% | 0 | 0 | _____
[12 empty] | _____ |  | 0% | 0 | 0 | _____
[12 empty] | _____ |  | 0% | 0 | 0 | _____
[12 empty] | _____ |  | 0% | 0 | 0 | _____
[12 empty] | _____ |  | 0% | 0 | 0 | _____
[12 empty] | _____ |  | 0% | 0 | 0 | _____
[12 empty] | _____ |  | 0% | 0 | 0 | _____
[12 empty] | _____ |  | 0% | 0 | 0 | _____
[12 empty] | _____ |  | 0% | 0 | 0 | _____
[12 empty] | _____ |  | 0% | 0 | 0 | _____
[12 empty] | _____ |  | 0% | 0 | 0 | _____
[12 empty] | _____ |  | 0% | 0 | 0 | _____
[12 empty] | _____ |  | 0% | 0 | 0 | _____
[12 empty] | _____ |  | 0% | 0 | 0 | _____
[12 empty] | _____ |  | 0% | 0 | 0 | _____
[12 empty] | _____ |  | 0% | 0 | 0 | _____
[12 empty] | _____ |  | 0% | 0 | 0 | _____
[12 empty] | _____ |  | 0% | 0 | 0 | _____
[12 empty] | _____ |  | 0% | 0 | 0 | _____
[12 empty] | _____ |  | 0% | 0 | 0 | _____
[12 empty] | _____ |  | 0% | 0 | 0 | _____
[12 empty] | _____ |  | 0% | 0 | 0 | _____
[12 empty] | _____ |  | 0% | 0 | 0 | _____
[12 empty] | _____ |  | 0% | 0 | 0 | _____
[12 empty] | _____ |  | 0% | 0 | 0 | _____
[12 empty] | _____ |  | 0% | 0 | 0 | _____
[12 empty] | _____ |  | 0% | 0 | 0 | _____
[12 empty] | _____ |  | 0% | 0 | 0 | _____
[12 empty] | _____ |  | 0% | 0 | 0 | _____
[12 empty] | _____ |  | 0% | 0 | 0 | _____
[12 empty] | _____ |  | 0% | 0 | 0 | _____
[12 empty] | _____ |  | 0% | 0 | 0 | _____
[12 empty] | _____ |  | 0% | 0 | 0 | _____
[12 empty] | _____ |  | 0% | 0 | 0 | _____
[12 empty] | _____ |  | 0% | 0 | 0 | _____
[12 empty] | _____ |  | 0% | 0 | 0 | _____
[12 empty] | _____ |  | 0% | 0 | 0 | _____
[12 empty] | _____ |  | 0% | 0 | 0 | _____
[12 empty] | _____ |  | 0% | 0 | 0 | _____
[12 empty] | _____ |  | 0% | 0 | 0 | _____
[12 empty] | _____ |  | 0% | 0 | 0 | _____
[12 empty] | _____ |  | 0% | 0 | 0 | _____
[12 empty] | _____ |  | 0% | 0 | 0 | _____
[12 empty] | _____ |  | 0% | 0 | 0 | _____
[12 empty] | _____ |  | 0% | 0 | 0 | _____
[12 empty] | _____ |  | 0% | 0 | 0 | _____
[12 empty] | _____ |  | 0% | 0 | 0 | _____
[12 empty] | _____ |  | 0% | 0 | 0 | _____
[12 empty] | _____ |  | 0% | 0 | 0 | _____
[12 empty] | _____ |  | 0% | 0 | 0 | _____
[12 empty] | _____ |  | 0% | 0 | 0 | _____
[12 empty] | _____ |  | 0% | 0 | 0 | _____
[12 empty] | _____ |  | 0% | 0 | 0 | _____
[12 empty] | _____ |  | 0% | 0 | 0 | _____
[12 empty] | _____ |  | 0% | 0 | 0 | _____
[12 empty] | _____ |  | 0% | 0 | 0 | _____
[12 empty] | _____ |  | 0% | 0 | 0 | _____
[12 empty] | _____ |  | 0% | 0 | 0 | _____
[12 empty] | _____ |  | 0% | 0 | 0 | _____
[12 empty] | _____ |  | 0% | 0 | 0 | _____
[12 empty] | _____ |  | 0% | 0 | 0 | _____
[12 empty] | _____ |  | 0% | 0 | 0 | _____
[12 empty] | _____ |  | 0% | 0 | 0 | _____
[12 empty] | _____ |  | 0% | 0 | 0 | _____
[12 empty] | _____ |  | 0% | 0 | 0 | _____
[12 empty] | _____ |  | 0% | 0 | 0 | _____
[12 empty] | _____ |  | 0% | 0 | 0 | _____
[12 empty] | _____ |  | 0% | 0 | 0 | _____
[12 empty] | _____ |  | 0% | 0 | 0 | _____
[12 empty] | _____ |  | 0% | 0 | 0 | _____
[12 empty] | _____ |  | 0% | 0 | 0 | _____
[12 empty] | _____ |  | 0% | 0 | 0 | _____
[12 empty] | _____ |  | 0% | 0 | 0 | _____
[12 empty] | _____ |  | 0% | 0 | 0 | _____
[12 empty] | _____ |  | 0% | 0 | 0 | _____
[12 empty] | _____ |  | 0% | 0 | 0 | _____
[12 empty] | _____ |  | 0% | 0 | 0 | _____
[12 empty] | _____ |  | 0% | 0 | 0 | _____
[12 empty] | _____ |  | 0% | 0 | 0 | _____
[12 empty] | _____ |  | 0% | 0 | 0 | _____
[12 empty] | _____ |  | 0% | 0 | 0 | _____
[12 empty] | _____ |  | 0% | 0 | 0 | _____
[12 empty] | _____ |  | 0% | 0 | 0 | _____
[12 empty] | _____ |  | 0% | 0 | 0 | _____
[12 empty] | _____ |  | 0% | 0 | 0 | _____
[12 empty] | _____ |  | 0% | 0 | 0 | _____
[12 empty] | _____ |  | 0% | 0 | 0 | _____
[12 empty] | _____ |  | 0% | 0 | 0 | _____
[12 empty] | _____ |  | 0% | 0 | 0 | _____
[12 empty] | _____ |  | 0% | 0 | 0 | _____
[12 empty] | _____ |  | 0% | 0 | 0 | _____
[12 empty] | _____ |  | 0% | 0 | 0 | _____
[12 empty] | _____ |  | 0% | 0 | 0 | _____
[12 empty] | _____ |  | 0% | 0 | 0 | _____
[12 empty] | _____ |  | 0% | 0 | 0 | _____
[12 empty] | _____ |  | 0% | 0 | 0 | _____
[12 empty] | _____ |  | 0% | 0 | 0 | _____
[12 empty] | _____ |  | 0% | 0 | 0 | _____
[12 empty] | _____ |  | 0% | 0 | 0 | _____
[12 empty] | _____ |  | 0% | 0 | 0 | _____
[12 empty] | _____ |  | 0% | 0 | 0 | _____
[12 empty] | _____ |  | 0% | 0 | 0 | _____
[12 empty] | _____ |  | 0% | 0 | 0 | _____
[12 empty] | _____ |  | 0% | 0 | 0 | _____
[12 empty] | _____ |  | 0% | 0 | 0 | _____
[12 empty] | _____ |  | 0% | 0 | 0 | _____
[12 empty] | _____ |  | 0% | 0 | 0 | _____
[12 empty] | _____ |  | 0% | 0 | 0 | _____
[12 empty] | _____ |  | 0% | 0 | 0 | _____
[12 empty] | _____ |  | 0% | 0 | 0 | _____
[12 empty] | _____ |  | 0% | 0 | 0 | _____
[12 empty] | _____ |  | 0% | 0 | 0 | _____
[12 empty] | _____ |  | 0% | 0 | 0 | _____
[12 empty] | _____ |  | 0% | 0 | 0 | _____
[12 empty] | _____ |  | 0% | 0 | 0 | _____
[12 empty] | _____ |  | 0% | 0 | 0 | _____
[12 empty] | _____ |  | 0% | 0 | 0 | _____
[12 empty] | _____ |  | 0% | 0 | 0 | _____
[12 empty] | _____ |  | 0% | 0 | 0 | _____
[12 empty] | _____ |  | 0% | 0 | 0 | _____
[12 empty] | _____ |  | 0% | 0 | 0 | _____
[12 empty] | _____ |  | 0% | 0 | 0 | _____
[12 empty] | _____ |  | 0% | 0 | 0 | _____
[12 empty] | _____ |  | 0% | 0 | 0 | _____
[12 empty] | _____ |  | 0% | 0 | 0 | _____
[12 empty] | _____ |  | 0% | 0 | 0 | _____
[12 empty] | _____ |  | 0% | 0 | 0 | _____
[12 empty] | _____ |  | 0% | 0 | 0 | _____
[12 empty] | _____ |  | 0% | 0 | 0 | _____
[12 empty] | _____ |  | 0% | 0 | 0 | _____
[12 empty] | _____ |  | 0% | 0 | 0 | _____
[12 empty] | _____ |  | 0% | 0 | 0 | _____
[12 empty] | _____ |  | 0% | 0 | 0 | _____
[12 empty] | _____ |  | 0% | 0 | 0 | _____
[12 empty] | _____ |  | 0% | 0 | 0 | _____
[12 empty] | _____ |  | 0% | 0 | 0 | _____
[12 empty] | _____ |  | 0% | 0 | 0 | _____
[12 empty] | _____ |  | 0% | 0 | 0 | _____
[12 empty] | _____ |  | 0% | 0 | 0 | _____
[12 empty] | _____ |  | 0% | 0 | 0 | _____
[12 empty] | _____ |  | 0% | 0 | 0 | _____
[12 empty] | _____ |  | 0% | 0 | 0 | _____
[12 empty] | _____ |  | 0% | 0 | 0 | _____
[12 empty] | _____ |  | 0% | 0 | 0 | _____
[12 empty] | _____ |  | 0% | 0 | 0 | _____
[12 empty] | _____ |  | 0% | 0 | 0 | _____
[12 empty] | _____ |  | 0% | 0 | 0 | _____
[12 empty] | _____ |  | 0% | 0 | 0 | _____
[12 empty] | _____ |  | 0% | 0 | 0 | _____
[12 empty] | _____ |  | 0% | 0 | 0 | _____
[12 empty] | _____ |  | 0% | 0 | 0 | _____
[12 empty] | _____ |  | 0% | 0 | 0 | _____
[12 empty] | _____ |  | 0% | 0 | 0 | _____
[12 empty] | _____ |  | 0% | 0 | 0 | _____
[12 empty] | _____ |  | 0% | 0 | 0 | _____
[12 empty] | _____ |  | 0% | 0 | 0 | _____
[12 empty] | _____ |  | 0% | 0 | 0 | _____
[12 empty] | _____ |  | 0% | 0 | 0 | _____
[12 empty] | _____ |  | 0% | 0 | 0 | _____
[12 empty] | _____ |  | 0% | 0 | 0 | _____
[12 empty] | _____ |  | 0% | 0 | 0 | _____
[12 empty] | _____ |  | 0% | 0 | 0 | _____
[12 empty] | _____ |  | 0% | 0 | 0 | _____
[12 empty] | _____ |  | 0% | 0 | 0 | _____
[12 empty] | _____ |  | 0% | 0 | 0 | _____
[12 empty] | _____ |  | 0% | 0 | 0 | _____
[12 empty] | _____ |  | 0% | 0 | 0 | _____
[12 empty] | _____ |  | 0% | 0 | 0 | _____
[12 empty] | _____ |  | 0% | 0 | 0 | _____
[12 empty] | _____ |  | 0% | 0 | 0 | _____
[12 empty] | _____ |  | 0% | 0 | 0 | _____
[12 empty] | _____ |  | 0% | 0 | 0 | _____
[12 empty] | _____ |  | 0% | 0 | 0 | _____
[12 empty] | _____ |  | 0% | 0 | 0 | _____
[12 empty] | _____ |  | 0% | 0 | 0 | _____
[12 empty] | _____ |  | 0% | 0 | 0 | _____
[12 empty] | _____ |  | 0% | 0 | 0 | _____
[12 empty] | _____ |  | 0% | 0 | 0 | _____
[12 empty] | _____ |  | 0% | 0 | 0 | _____
[12 empty] | _____ |  | 0% | 0 | 0 | _____
[12 empty] | _____ |  | 0% | 0 | 0 | _____
[12 empty] | _____ |  | 0% | 0 | 0 | _____
[12 empty] | _____ |  | 0% | 0 | 0 | _____
[12 empty] | _____ |  | 0% | 0 | 0 | _____
[12 empty] | _____ |  | 0% | 0 | 0 | _____
[12 empty] | _____ |  | 0% | 0 | 0 | _____
[12 empty] | _____ |  | 0% | 0 | 0 | _____
[12 empty] | _____ |  | 0% | 0 | 0 | _____
[12 empty] | _____ |  | 0% | 0 | 0 | _____
[12 empty] | _____ |  | 0% | 0 | 0 | _____
[12 empty] | _____ |  | 0% | 0 | 0 | _____
[12 empty] | _____ |  | 0% | 0 | 0 | _____
[12 empty] | _____ |  | 0% | 0 | 0 | _____
[12 empty] | _____ |  | 0% | 0 | 0 | _____
[12 empty] | _____ |  | 0% | 0 | 0 | _____
[12 empty] | _____ |  | 0% | 0 | 0 | _____
[12 empty] | _____ |  | 0% | 0 | 0 | _____
[12 empty] | _____ |  | 0% | 0 | 0 | _____
[12 empty] | _____ |  | 0% | 0 | 0 | _____
[12 empty] | _____ |  | 0% | 0 | 0 | _____
[12 empty] | _____ |  | 0% | 0 | 0 | _____
[12 empty] | _____ |  | 0% | 0 | 0 | _____
[12 empty] | _____ |  | 0% | 0 | 0 | _____
[12 empty] | _____ |  | 0% | 0 | 0 | _____
[12 empty] | _____ |  | 0% | 0 | 0 | _____
[12 empty] | _____ |  | 0% | 0 | 0 | _____
[12 empty] | _____ |  | 0% | 0 | 0 | _____
[12 empty] | _____ |  | 0% | 0 | 0 | _____
[12 empty] | _____ |  | 0% | 0 | 0 | _____
[12 empty] | _____ |  | 0% | 0 | 0 | _____
[12 empty] | _____ |  | 0% | 0 | 0 | _____
[12 empty] | _____ |  | 0% | 0 | 0 | _____
[12 empty] | _____ |  | 0% | 0 | 0 | _____
[12 empty] | _____ |  | 0% | 0 | 0 | _____
[12 empty] | _____ |  | 0% | 0 | 0 | _____
[12 empty] | _____ |  | 0% | 0 | 0 | _____
[12 empty] | _____ |  | 0% | 0 | 0 | _____
[12 empty] | _____ |  | 0% | 0 | 0 | _____
[12 empty] | _____ |  | 0% | 0 | 0 | _____
[12 empty] | _____ |  | 0% | 0 | 0 | _____
[12 empty] | _____ |  | 0% | 0 | 0 | _____
[12 empty] | _____ |  | 0% | 0 | 0 | _____
[12 empty] | _____ |  | 0% | 0 | 0 | _____
[12 empty] | _____ |  | 0% | 0 | 0 | _____
[12 empty] | _____ |  | 0% | 0 | 0 | _____
[12 empty] | _____ |  | 0% | 0 | 0 | _____
[12 empty] | _____ |  | 0% | 0 | 0 | _____
[12 empty] | _____ |  | 0% | 0 | 0 | _____
[12 empty] | _____ |  | 0% | 0 | 0 | _____
[12 empty] | _____ |  | 0% | 0 | 0 | _____
[12 empty] | _____ |  | 0% | 0 | 0 | _____
[12 empty] | _____ |  | 0% | 0 | 0 | _____
[12 empty] | _____ |  | 0% | 0 | 0 | _____
[12 empty] | _____ |  | 0% | 0 | 0 | _____
[12 empty] | _____ |  | 0% | 0 | 0 | _____
[12 empty] | _____ |  | 0% | 0 | 0 | _____
[12 empty] | _____ |  | 0% | 0 | 0 | _____
[12 empty] | _____ |  | 0% | 0 | 0 | _____
[12 empty] | _____ |  | 0% | 0 | 0 | _____
[12 empty] | _____ |  | 0% | 0 | 0 | _____
[12 empty] | _____ |  | 0% | 0 | 0 | _____
[12 empty] | _____ |  | 0% | 0 | 0 | _____
[12 empty] | _____ |  | 0% | 0 | 0 | _____
[12 empty] | _____ |  | 0% | 0 | 0 | _____
[12 empty] | _____ |  | 0% | 0 | 0 | _____
[12 empty] | _____ |  | 0% | 0 | 0 | _____
[12 empty] | _____ |  | 0% | 0 | 0 | _____
[12 empty] | _____ |  | 0% | 0 | 0 | _____
[12 empty] | _____ |  | 0% | 0 | 0 | _____
[12 empty] | _____ |  | 0% | 0 | 0 | _____
[12 empty] | _____ |  | 0% | 0 | 0 | _____
[12 empty] | _____ |  | 0% | 0 | 0 | _____
[12 empty] | _____ |  | 0% | 0 | 0 | _____
[12 empty] | _____ |  | 0% | 0 | 0 | _____
[12 empty] | _____ |  | 0% | 0 | 0 | _____
[12 empty] | _____ |  | 0% | 0 | 0 | _____
[12 empty] | _____ |  | 0% | 0 | 0 | _____
[12 empty] | _____ |  | 0% | 0 | 0 | _____
[12 empty] | _____ |  | 0% | 0 | 0 | _____
[12 empty] | _____ |  | 0% | 0 | 0 | _____
[12 empty] | _____ |  | 0% | 0 | 0 | _____
[12 empty] | _____ |  | 0% | 0 | 0 | _____
[12 empty] | _____ |  | 0% | 0 | 0 | _____
[12 empty] | _____ |  | 0% | 0 | 0 | _____
[12 empty] | _____ |  | 0% | 0 | 0 | _____
[12 empty] | _____ |  | 0% | 0 | 0 | _____
[12 empty] | _____ |  | 0% | 0 | 0 | _____
[12 empty] | _____ |  | 0% | 0 | 0 | _____
[12 empty] | _____ |  | 0% | 0 | 0 | _____
[12 empty] | _____ |  | 0% | 0 | 0 | _____
[12 empty] | _____ |  | 0% | 0 | 0 | _____
[12 empty] | _____ |  | 0% | 0 | 0 | _____
[12 empty] | _____ |  | 0% | 0 | 0 | _____
[12 empty] | _____ |  | 0% | 0 | 0 | _____
[12 empty] | _____ |  | 0% | 0 | 0 | _____
[12 empty] | _____ |  | 0% | 0 | 0 | _____
[12 empty] | _____ |  | 0% | 0 | 0 | _____
[12 empty] | _____ |  | 0% | 0 | 0 | _____
[12 empty] | _____ |  | 0% | 0 | 0 | _____
[12 empty] | _____ |  | 0% | 0 | 0 | _____
[12 empty] | _____ |  | 0% | 0 | 0 | _____
[12 empty] | _____ |  | 0% | 0 | 0 | _____
[12 empty] | _____ |  | 0% | 0 | 0 | _____
[12 empty] | _____ |  | 0% | 0 | 0 | _____
[12 empty] | _____ |  | 0% | 0 | 0 | _____
[12 empty] | _____ |  | 0% | 0 | 0 | _____
[12 empty] | _____ |  | 0% | 0 | 0 | _____
[12 empty] | _____ |  | 0% | 0 | 0 | _____
[12 empty] | _____ |  | 0% | 0 | 0 | _____
[12 empty] | _____ |  | 0% | 0 | 0 | _____
[12 empty] | _____ |  | 0% | 0 | 0 | _____
[12 empty] | _____ |  | 0% | 0 | 0 | _____
[12 empty] | _____ |  | 0% | 0 | 0 | _____
[12 empty] | _____ |  | 0% | 0 | 0 | _____
[12 empty] | _____ |  | 0% | 0 | 0 | _____
[12 empty] | _____ |  | 0% | 0 | 0 | _____
[12 empty] | _____ |  | 0% | 0 | 0 | _____
[12 empty] | _____ |  | 0% | 0 | 0 | _____
[12 empty] | _____ |  | 0% | 0 | 0 | _____
[12 empty] | _____ |  | 0% | 0 | 0 | _____
[12 empty] | _____ |  | 0% | 0 | 0 | _____
[12 empty] | _____ |  | 0% | 0 | 0 | _____
[12 empty] | _____ |  | 0% | 0 | 0 | _____
[12 empty] | _____ |  | 0% | 0 | 0 | _____
[12 empty] | _____ |  | 0% | 0 | 0 | _____
[12 empty] | _____ |  | 0% | 0 | 0 | _____
[12 empty] | _____ |  | 0% | 0 | 0 | _____
[12 empty] | _____ |  | 0% | 0 | 0 | _____
[12 empty] | _____ |  | 0% | 0 | 0 | _____
[12 empty] | _____ |  | 0% | 0 | 0 | _____
[12 empty] | _____ |  | 0% | 0 | 0 | _____
[12 empty] | _____ |  | 0% | 0 | 0 | _____
[12 empty] | _____ |  | 0% | 0 | 0 | _____
[12 empty] | _____ |  | 0% | 0 | 0 | _____
[12 empty] | _____ |  | 0% | 0 | 0 | _____
[12 empty] | _____ |  | 0% | 0 | 0 | _____
[12 empty] | _____ |  | 0% | 0 | 0 | _____
[12 empty] | _____ |  | 0% | 0 | 0 | _____
[12 empty] | _____ |  | 0% | 0 | 0 | _____
[12 empty] | _____ |  | 0% | 0 | 0 | _____
[12 empty] | _____ |  | 0% | 0 | 0 | _____
[12 empty] | _____ |  | 0% | 0 | 0 | _____
[12 empty] | _____ |  | 0% | 0 | 0 | _____
[12 empty] | _____ |  | 0% | 0 | 0 | _____
[12 empty] | _____ |  | 0% | 0 | 0 | _____
[12 empty] | _____ |  | 0% | 0 | 0 | _____
[12 empty] | _____ |  | 0% | 0 | 0 | _____
[12 empty] | _____ |  | 0% | 0 | 0 | _____
[12 empty] | _____ |  | 0% | 0 | 0 | _____
[12 empty] | _____ |  | 0% | 0 | 0 | _____
[12 empty] | _____ |  | 0% | 0 | 0 | _____
[12 empty] | _____ |  | 0% | 0 | 0 | _____
[12 empty] | _____ |  | 0% | 0 | 0 | _____
[12 empty] | _____ |  | 0% | 0 | 0 | _____
[12 empty] | _____ |  | 0% | 0 | 0 | _____
[12 empty] | _____ |  | 0% | 0 | 0 | _____
[12 empty] | _____ |  | 0% | 0 | 0 | _____
[12 empty] | _____ |  | 0% | 0 | 0 | _____
[12 empty] | _____ |  | 0% | 0 | 0 | _____
[12 empty] | _____ |  | 0% | 0 | 0 | _____
[12 empty] | _____ |  | 0% | 0 | 0 | _____
[12 empty] | _____ |  | 0% | 0 | 0 | _____
[12 empty] | _____ |  | 0% | 0 | 0 | _____
[12 empty] | _____ |  | 0% | 0 | 0 | _____
[12 empty] | _____ |  | 0% | 0 | 0 | _____
[12 empty] | _____ |  | 0% | 0 | 0 | _____
[12 empty] | _____ |  | 0% | 0 | 0 | _____
[12 empty] | _____ |  | 0% | 0 | 0 | _____
[12 empty] | _____ |  | 0% | 0 | 0 | _____
[12 empty] | _____ |  | 0% | 0 | 0 | _____
[12 empty] | _____ |  | 0% | 0 | 0 | _____
[12 empty] | _____ |  | 0% | 0 | 0 | _____
[12 empty] | _____ |  | 0% | 0 | 0 | _____
[12 empty] | _____ |  | 0% | 0 | 0 | _____
[12 empty] | _____ |  | 0% | 0 | 0 | _____
[12 empty] | _____ |  | 0% | 0 | 0 | _____
[12 empty] | _____ |  | 0% | 0 | 0 | _____
[12 empty] | _____ |  | 0% | 0 | 0 | _____
[12 empty] | _____ |  | 0% | 0 | 0 | _____
[12 empty] | _____ |  | 0% | 0 | 0 | _____
[12 empty] | _____ |  | 0% | 0 | 0 | _____
[12 empty] | _____ |  | 0% | 0 | 0 | _____
[12 empty] | _____ |  | 0% | 0 | 0 | _____
[12 empty] | _____ |  | 0% | 0 | 0 | _____
[12 empty] | _____ |  | 0% | 0 | 0 | _____
[12 empty] | _____ |  | 0% | 0 | 0 | _____
[12 empty] | _____ |  | 0% | 0 | 0 | _____
[12 empty] | _____ |  | 0% | 0 | 0 | _____
[12 empty] | _____ |  | 0% | 0 | 0 | _____
[12 empty] | _____ |  | 0% | 0 | 0 | _____
[12 empty] | _____ |  | 0% | 0 | 0 | _____
[12 empty] | _____ |  | 0% | 0 | 0 | _____
[12 empty] | _____ |  | 0% | 0 | 0 | _____
[12 empty] | _____ |  | 0% | 0 | 0 | _____
[12 empty] | _____ |  | 0% | 0 | 0 | _____
[12 empty] | _____ |  | 0% | 0 | 0 | _____
[12 empty] | _____ |  | 0% | 0 | 0 | _____
[12 empty] | _____ |  | 0% | 0 | 0 | _____
[12 empty] | _____ |  | 0% | 0 | 0 | _____
[12 empty] | _____ |  | 0% | 0 | 0 | _____
[12 empty] | _____ |  | 0% | 0 | 0 | _____
[12 empty] | _____ |  | 0% | 0 | 0 | _____
[12 empty] | _____ |  | 0% | 0 | 0 | _____
[12 empty] | _____ |  | 0% | 0 | 0 | _____
[12 empty] | _____ |  | 0% | 0 | 0 | _____
[12 empty] | _____ |  | 0% | 0 | 0 | _____
[12 empty] | _____ |  | 0% | 0 | 0 | _____
[12 empty] | _____ |  | 0% | 0 | 0 | _____
[12 empty] | _____ |  | 0% | 0 | 0 | _____
[12 empty] | _____ |  | 0% | 0 | 0 | _____
[12 empty] | _____ |  | 0% | 0 | 0 | _____
[12 empty] | _____ |  | 0% | 0 | 0 | _____
[12 empty] | _____ |  | 0% | 0 | 0 | _____
[12 empty] | _____ |  | 0% | 0 | 0 | _____
[12 empty] | _____ |  | 0% | 0 | 0 | _____
[12 empty] | _____ |  | 0% | 0 | 0 | _____
[12 empty] | _____ |  | 0% | 0 | 0 | _____
[12 empty] | _____ |  | 0% | 0 | 0 | _____
[12 empty] | _____ |  | 0% | 0 | 0 | _____
[12 empty] | _____ |  | 0% | 0 | 0 | _____
[12 empty] | _____ |  | 0% | 0 | 0 | _____
[12 empty] | _____ |  | 0% | 0 | 0 | _____
[12 empty] | _____ |  | 0% | 0 | 0 | _____
[12 empty] | _____ |  | 0% | 0 | 0 | _____
[12 empty] | _____ |  | 0% | 0 | 0 | _____
[12 empty] | _____ |  | 0% | 0 | 0 | _____
[12 empty] | _____ |  | 0% | 0 | 0 | _____
[12 empty] | _____ |  | 0% | 0 | 0 | _____
[12 empty] | _____ |  | 0% | 0 | 0 | _____
[12 empty] | _____ |  | 0% | 0 | 0 | _____
[12 empty] | _____ |  | 0% | 0 | 0 | _____
[12 empty] | _____ |  | 0% | 0 | 0 | _____
[12 empty] | _____ |  | 0% | 0 | 0 | _____
[12 empty] | _____ |  | 0% | 0 | 0 | _____
[12 empty] | _____ |  | 0% | 0 | 0 | _____
[12 empty] | _____ |  | 0% | 0 | 0 | _____
[12 empty] | _____ |  | 0% | 0 | 0 | _____
[12 empty] | _____ |  | 0% | 0 | 0 | _____
[12 empty] | _____ |  | 0% | 0 | 0 | _____
[12 empty] | _____ |  | 0% | 0 | 0 | _____
[12 empty] | _____ |  | 0% | 0 | 0 | _____
[12 empty] | _____ |  | 0% | 0 | 0 | _____
[12 empty] | _____ |  | 0% | 0 | 0 | _____
[12 empty] | _____ |  | 0% | 0 | 0 | _____
[12 empty] | _____ |  | 0% | 0 | 0 | _____
[12 empty] | _____ |  | 0% | 0 | 0 | _____
[12 empty] | _____ |  | 0% | 0 | 0 | _____
[12 empty] | _____ |  | 0% | 0 | 0 | _____
[12 empty] | _____ |  | 0% | 0 | 0 | _____