Commercial | Com ¦ Reach-in Shaded Pole to ECM/PSC Evaporator Fan Motor | 2039 | Achievable | MW | Before Competition Groups | 30.7915 | 0 | 0 | 1721.5175 | 0.017886 | 15 | Commercial_2039_Achievable_MW_Before Competition Groups_15 | Reach-in Shaded Pole to ECM/PSC Evaporator Fan Motor | 1.789% | 0 | 30.7915 | Commercial_2039_Achievable_MW_Before Competition Groups_Reach-in Shaded Pole to ECM/PSC Evaporator Fan Motor
Commercial | Com ¦ Data Center Storage/Server Virtualization | 2039 | Achievable | MW | Before Competition Groups | 30.6025 | 0 | 0 | 1721.5175 | 0.017776 | 16 | Commercial_2039_Achievable_MW_Before Competition Groups_16 | Data Center Storage/Server Virtualization | 1.778% | 0 | 30.6025 | Commercial_2039_Achievable_MW_Before Competition Groups_Data Center Storage/Server Virtualization
Commercial | Com ¦ Demand Control Ventilation | 2039 | Achievable | MW | Before Competition Groups | 29.1672 | 0 | 0 | 1721.5175 | 0.016943 | 17 | Commercial_2039_Achievable_MW_Before Competition Groups_17 | Demand Control Ventilation | 1.694% | 0 | 29.1672 | Commercial_2039_Achievable_MW_Before Competition Groups_Demand Control Ventilation
Commercial | Com ¦ Reach-in Shaded Pole to ECM/PSC Evaporator Fan Motor | 2039 | Economic | MW | Before Competition Groups | 39.2734 | 0 | 0 | 2358.8265 | 0.01665 | 16 | Commercial_2039_Economic_MW_Before Competition Groups_16 | Reach-in Shaded Pole to ECM/PSC Evaporator Fan Motor | 1.665% | 0 | 39.2734 | Commercial_2039_Economic_MW_Before Competition Groups_Reach-in Shaded Pole to ECM/PSC Evaporator Fan Motor
Commercial | Com ¦ Data Center Storage/Server Virtualization | 2039 | Economic | MW | Before Competition Groups | 38.3758 | 0 | 0 | 2358.8265 | 0.016269 | 17 | Commercial_2039_Economic_MW_Before Competition Groups_17 | Data Center Storage/Server Virtualization | 1.627% | 0 | 38.3758 | Commercial_2039_Economic_MW_Before Competition Groups_Data Center Storage/Server Virtualization
Commercial | Com ¦ LED or Equivalent Sign Lighting | 2039 | Achievable | MW | Before Competition Groups | 27.1133 | 0 | 0 | 1721.5175 | 0.01575 | 18 | Commercial_2039_Achievable_MW_Before Competition Groups_18 | LED or Equivalent Sign Lighting | 1.575% | 0 | 27.1133 | Commercial_2039_Achievable_MW_Before Competition Groups_LED or Equivalent Sign Lighting
Commercial | Com ¦ Demand Control Ventilation | 2039 | Economic | MW | Before Competition Groups | 36.0113 | 0 | 0 | 2358.8265 | 0.015267 | 18 | Commercial_2039_Economic_MW_Before Competition Groups_18 | Demand Control Ventilation | 1.527% | 0 | 36.0113 | Commercial_2039_Economic_MW_Before Competition Groups_Demand Control Ventilation
Commercial | Com ¦ Strip Curtains | 2039 | Economic | MW | Before Competition Groups | 33.4023 | 0 | 0 | 2358.8265 | 0.014161 | 19 | Commercial_2039_Economic_MW_Before Competition Groups_19 | Strip Curtains | 1.416% | 0 | 33.4023 | Commercial_2039_Economic_MW_Before Competition Groups_Strip Curtains
Commercial | Com ¦ Chilled Water Optimization | 2039 | Economic | MW | Before Competition Groups | 33.3206 | 0 | 0 | 2358.8265 | 0.014126 | 20 | Commercial_2039_Economic_MW_Before Competition Groups_20 | Chilled Water Optimization | 1.413% | 0 | 33.3206 | Commercial_2039_Economic_MW_Before Competition Groups_Chilled Water Optimization
Commercial | Com ¦ Adaptive Thermostats | 2039 | Technical | MW | Before Competition Groups | 44.0065 | 0 | 0 | 3131.5385 | 0.014053 | 18 | Commercial_2039_Technical_MW_Before Competition Groups_18 | Adaptive Thermostats | 1.405% | 0 | 44.0065 | Commercial_2039_Technical_MW_Before Competition Groups_Adaptive Thermostats
Commercial | Com ¦ Centrally controlled desktop PC/NETWORK PC POWER MANAGEMENT SOFTWARE | 2039 | Achievable | MW | Before Competition Groups | 23.1838 | 0 | 0 | 1721.5175 | 0.013467 | 19 | Commercial_2039_Achievable_MW_Before Competition Groups_19 | Centrally controlled desktop PC/NETWORK PC POWER MANAGEMENT SOFTWARE | 1.347% | 0 | 23.1838 | Commercial_2039_Achievable_MW_Before Competition Groups_Centrally controlled desktop PC/NETWORK PC POWER MANAGEMENT SOFTWARE
Commercial | Com ¦ Variable Refrigerant Flow Heat Pump | 2039 | Economic | MW | Before Competition Groups | 31.5077 | 0 | 0 | 2358.8265 | 0.013357 | 21 | Commercial_2039_Economic_MW_Before Competition Groups_21 | Variable Refrigerant Flow Heat Pump | 1.336% | 0 | 31.5077 | Commercial_2039_Economic_MW_Before Competition Groups_Variable Refrigerant Flow Heat Pump
Commercial | Com ¦ Variable Frequency Drive (VFD) | 2039 | Achievable | MW | Before Competition Groups | 22.2865 | 0 | 0 | 1721.5175 | 0.012946 | 20 | Commercial_2039_Achievable_MW_Before Competition Groups_20 | Variable Frequency Drive (VFD) | 1.295% | 0 | 22.2865 | Commercial_2039_Achievable_MW_Before Competition Groups_Variable Frequency Drive (VFD)
Commercial | Com ¦ Reach-in Shaded Pole to ECM/PSC Evaporator Fan Motor | 2039 | Technical | MW | Before Competition Groups | 39.2734 | 0 | 0 | 3131.5385 | 0.012541 | 19 | Commercial_2039_Technical_MW_Before Competition Groups_19 | Reach-in Shaded Pole to ECM/PSC Evaporator Fan Motor | 1.254% | 0 | 39.2734 | Commercial_2039_Technical_MW_Before Competition Groups_Reach-in Shaded Pole to ECM/PSC Evaporator Fan Motor
Commercial | Com ¦ Data Center Storage/Server Virtualization | 2039 | Technical | MW | Before Competition Groups | 38.3758 | 0 | 0 | 3131.5385 | 0.012255 | 20 | Commercial_2039_Technical_MW_Before Competition Groups_20 | Data Center Storage/Server Virtualization | 1.225% | 0 | 38.3758 | Commercial_2039_Technical_MW_Before Competition Groups_Data Center Storage/Server Virtualization
Commercial | Com ¦ VFD on Pumps | 2039 | Achievable | MW | Before Competition Groups | 20.943 | 0 | 0 | 1721.5175 | 0.012165 | 21 | Commercial_2039_Achievable_MW_Before Competition Groups_21 | VFD on Pumps | 1.217% | 0 | 20.943 | Commercial_2039_Achievable_MW_Before Competition Groups_VFD on Pumps
Commercial | Com ¦ Demand Control Ventilation | 2039 | Technical | MW | Before Competition Groups | 38.0791 | 0 | 0 | 3131.5385 | 0.01216 | 21 | Commercial_2039_Technical_MW_Before Competition Groups_21 | Demand Control Ventilation | 1.216% | 0 | 38.0791 | Commercial_2039_Technical_MW_Before Competition Groups_Demand Control Ventilation
Commercial | Com ¦ Chilled Water Optimization | 2039 | Achievable | MW | Before Competition Groups | 20.6114 | 0 | 0 | 1721.5175 | 0.011973 | 22 | Commercial_2039_Achievable_MW_Before Competition Groups_22 | Chilled Water Optimization | 1.197% | 0 | 20.6114 | Commercial_2039_Achievable_MW_Before Competition Groups_Chilled Water Optimization
Commercial | Com ¦ LED or Equivalent Sign Lighting | 2039 | Economic | MW | Before Competition Groups | 28.2218 | 0 | 0 | 2358.8265 | 0.011964 | 22 | Commercial_2039_Economic_MW_Before Competition Groups_22 | LED or Equivalent Sign Lighting | 1.196% | 0 | 28.2218 | Commercial_2039_Economic_MW_Before Competition Groups_LED or Equivalent Sign Lighting
Commercial | Com ¦ Furnace Tune-Up | 2039 | Economic | MW | Before Competition Groups | 27.0386 | 0 | 0 | 2358.8265 | 0.011463 | 23 | Commercial_2039_Economic_MW_Before Competition Groups_23 | Furnace Tune-Up | 1.146% | 0 | 27.0386 | Commercial_2039_Economic_MW_Before Competition Groups_Furnace Tune-Up
Commercial | Com ¦ Centrally controlled desktop PC/NETWORK PC POWER MANAGEMENT SOFTWARE | 2039 | Economic | MW | Before Competition Groups | 25.6311 | 0 | 0 | 2358.8265 | 0.010866 | 24 | Commercial_2039_Economic_MW_Before Competition Groups_24 | Centrally controlled desktop PC/NETWORK PC POWER MANAGEMENT SOFTWARE | 1.087% | 0 | 25.6311 | Commercial_2039_Economic_MW_Before Competition Groups_Centrally controlled desktop PC/NETWORK PC POWER MANAGEMENT SOFTWARE
Commercial | Com ¦ Strip Curtains | 2039 | Technical | MW | Before Competition Groups | 33.4023 | 0 | 0 | 3131.5385 | 0.010666 | 22 | Commercial_2039_Technical_MW_Before Competition Groups_22 | Strip Curtains | 1.067% | 0 | 33.4023 | Commercial_2039_Technical_MW_Before Competition Groups_Strip Curtains
Commercial | Com ¦ Chilled Water Optimization | 2039 | Technical | MW | Before Competition Groups | 33.3206 | 0 | 0 | 3131.5385 | 0.01064 | 23 | Commercial_2039_Technical_MW_Before Competition Groups_23 | Chilled Water Optimization | 1.064% | 0 | 33.3206 | Commercial_2039_Technical_MW_Before Competition Groups_Chilled Water Optimization
Commercial | Com ¦ LED or Equivalent Sign Lighting | 2039 | Technical | MW | Before Competition Groups | 28.2218 | 0 | 0 | 3131.5385 | 0.0090121 | 24 | Commercial_2039_Technical_MW_Before Competition Groups_24 | LED or Equivalent Sign Lighting | 0.9012% | 0 | 28.2218 | Commercial_2039_Technical_MW_Before Competition Groups_LED or Equivalent Sign Lighting
Commercial | Com ¦ Refrigerated Display Case LED | 2039 | Economic | MW | Before Competition Groups | 20.391 | 0 | 0 | 2358.8265 | 0.0086446 | 25 | Commercial_2039_Economic_MW_Before Competition Groups_25 | Refrigerated Display Case LED | 0.8645% | 0 | 20.391 | Commercial_2039_Economic_MW_Before Competition Groups_Refrigerated Display Case LED
Commercial | Com ¦ Furnace Tune-Up | 2039 | Technical | MW | Before Competition Groups | 27.0386 | 0 | 0 | 3131.5385 | 0.0086343 | 25 | Commercial_2039_Technical_MW_Before Competition Groups_25 | Furnace Tune-Up | 0.8634% | 0 | 27.0386 | Commercial_2039_Technical_MW_Before Competition Groups_Furnace Tune-Up
Commercial | Com ¦ Air Handler with Dedicated Outdoor Air Systems | 2039 | Achievable | MW | Before Competition Groups | 14.5985 | 0 | 0 | 1721.5175 | 0.00848 | 23 | Commercial_2039_Achievable_MW_Before Competition Groups_23 | Air Handler with Dedicated Outdoor Air Systems | 0.848% | 0 | 14.5985 | Commercial_2039_Achievable_MW_Before Competition Groups_Air Handler with Dedicated Outdoor Air Systems
Commercial | Com ¦ Adding reflective (White) roof treatment or a green roof | 2039 | Technical | MW | Before Competition Groups | 26.0256 | 0 | 0 | 3131.5385 | 0.0083108 | 26 | Commercial_2039_Technical_MW_Before Competition Groups_26 | Adding reflective (White) roof treatment or a green roof | 0.8311% | 0 | 26.0256 | Commercial_2039_Technical_MW_Before Competition Groups_Adding reflective (White) roof treatment or a green roof
Commercial | Com ¦ Centrally controlled desktop PC/NETWORK PC POWER MANAGEMENT SOFTWARE | 2039 | Technical | MW | Before Competition Groups | 25.6311 | 0 | 0 | 3131.5385 | 0.0081848 | 27 | Commercial_2039_Technical_MW_Before Competition Groups_27 | Centrally controlled desktop PC/NETWORK PC POWER MANAGEMENT SOFTWARE | 0.8185% | 0 | 25.6311 | Commercial_2039_Technical_MW_Before Competition Groups_Centrally controlled desktop PC/NETWORK PC POWER MANAGEMENT SOFTWARE
Commercial | Com ¦ Variable Frequency Drive (VFD) | 2039 | Economic | MW | Before Competition Groups | 19.2181 | 0 | 0 | 2358.8265 | 0.0081473 | 26 | Commercial_2039_Economic_MW_Before Competition Groups_26 | Variable Frequency Drive (VFD) | 0.8147% | 0 | 19.2181 | Commercial_2039_Economic_MW_Before Competition Groups_Variable Frequency Drive (VFD)
Commercial | Com ¦ Door Gasket Freezer/Refrigerator | 2039 | Technical | MW | Before Competition Groups | 24.6943 | 0 | 0 | 3131.5385 | 0.0078857 | 28 | Commercial_2039_Technical_MW_Before Competition Groups_28 | Door Gasket Freezer/Refrigerator | 0.7886% | 0 | 24.6943 | Commercial_2039_Technical_MW_Before Competition Groups_Door Gasket Freezer/Refrigerator
Commercial | Com ¦ Refrigerated Display Case LED | 2039 | Achievable | MW | Before Competition Groups | 13.3597 | 0 | 0 | 1721.5175 | 0.0077604 | 24 | Commercial_2039_Achievable_MW_Before Competition Groups_24 | Refrigerated Display Case LED | 0.776% | 0 | 13.3597 | Commercial_2039_Achievable_MW_Before Competition Groups_Refrigerated Display Case LED
Commercial | Com ¦ VFD on Pumps | 2039 | Economic | MW | Before Competition Groups | 18.0677 | 0 | 0 | 2358.8265 | 0.0076596 | 27 | Commercial_2039_Economic_MW_Before Competition Groups_27 | VFD on Pumps | 0.766% | 0 | 18.0677 | Commercial_2039_Economic_MW_Before Competition Groups_VFD on Pumps
Commercial | Com ¦ Refrigerated Display Case LED | 2039 | Technical | MW | Before Competition Groups | 22.8814 | 0 | 0 | 3131.5385 | 0.0073067 | 29 | Commercial_2039_Technical_MW_Before Competition Groups_29 | Refrigerated Display Case LED | 0.7307% | 0 | 22.8814 | Commercial_2039_Technical_MW_Before Competition Groups_Refrigerated Display Case LED
Commercial | Com ¦ Refrigeration Optimization | 2039 | Technical | MW | Before Competition Groups | 21.647 | 0 | 0 | 3131.5385 | 0.0069126 | 30 | Commercial_2039_Technical_MW_Before Competition Groups_30 | Refrigeration Optimization | 0.6913% | 0 | 21.647 | Commercial_2039_Technical_MW_Before Competition Groups_Refrigeration Optimization
Commercial | Com ¦ ECM MOTORS FOR EVAPORATOR FANS for refrigeration (WALK-IN) | 2039 | Achievable | MW | Before Competition Groups | 11.4673 | 0 | 0 | 1721.5175 | 0.0066612 | 25 | Commercial_2039_Achievable_MW_Before Competition Groups_25 | ECM MOTORS FOR EVAPORATOR FANS for refrigeration (WALK-IN) | 0.6661% | 0 | 11.4673 | Commercial_2039_Achievable_MW_Before Competition Groups_ECM MOTORS FOR EVAPORATOR FANS for refrigeration (WALK-IN)
Commercial | Com ¦ Ground Source Heat Pump | 2039 | Technical | MW | Before Competition Groups | 20.7444 | 0 | 0 | 3131.5385 | 0.0066243 | 31 | Commercial_2039_Technical_MW_Before Competition Groups_31 | Ground Source Heat Pump | 0.6624% | 0 | 20.7444 | Commercial_2039_Technical_MW_Before Competition Groups_Ground Source Heat Pump
Commercial | Com ¦ ENERGY STAR LED LAMPS (General Service Lamps) | 2039 | Achievable | MW | Before Competition Groups | 11.2915 | 0 | 0 | 1721.5175 | 0.006559 | 26 | Commercial_2039_Achievable_MW_Before Competition Groups_26 | ENERGY STAR LED LAMPS (General Service Lamps) | 0.6559% | 0 | 11.2915 | Commercial_2039_Achievable_MW_Before Competition Groups_ENERGY STAR LED LAMPS (General Service Lamps)
Commercial | Com ¦ HOTEL OCCUPANCY CONTROLS (HVAC + LIGHTING) | 2039 | Technical | MW | Before Competition Groups | 19.9718 | 0 | 0 | 3131.5385 | 0.0063776 | 32 | Commercial_2039_Technical_MW_Before Competition Groups_32 | HOTEL OCCUPANCY CONTROLS (HVAC + LIGHTING) | 0.6378% | 0 | 19.9718 | Commercial_2039_Technical_MW_Before Competition Groups_HOTEL OCCUPANCY CONTROLS (HVAC + LIGHTING)
Commercial | Com ¦ Air Handler with Dedicated Outdoor Air Systems | 2039 | Economic | MW | Before Competition Groups | 14.9984 | 0 | 0 | 2358.8265 | 0.0063584 | 28 | Commercial_2039_Economic_MW_Before Competition Groups_28 | Air Handler with Dedicated Outdoor Air Systems | 0.6358% | 0 | 14.9984 | Commercial_2039_Economic_MW_Before Competition Groups_Air Handler with Dedicated Outdoor Air Systems
Commercial | Com ¦ Demand Control Kitchen Ventilation | 2039 | Achievable | MW | Before Competition Groups | 10.6978 | 0 | 0 | 1721.5175 | 0.0062142 | 27 | Commercial_2039_Achievable_MW_Before Competition Groups_27 | Demand Control Kitchen Ventilation | 0.6214% | 0 | 10.6978 | Commercial_2039_Achievable_MW_Before Competition Groups_Demand Control Kitchen Ventilation
Commercial | Com ¦ Variable Frequency Drive (VFD) | 2039 | Technical | MW | Before Competition Groups | 19.2181 | 0 | 0 | 3131.5385 | 0.006137 | 33 | Commercial_2039_Technical_MW_Before Competition Groups_33 | Variable Frequency Drive (VFD) | 0.6137% | 0 | 19.2181 | Commercial_2039_Technical_MW_Before Competition Groups_Variable Frequency Drive (VFD)
Commercial | Com ¦ VFD on Pumps | 2039 | Technical | MW | Before Competition Groups | 18.0677 | 0 | 0 | 3131.5385 | 0.0057696 | 34 | Commercial_2039_Technical_MW_Before Competition Groups_34 | VFD on Pumps | 0.577% | 0 | 18.0677 | Commercial_2039_Technical_MW_Before Competition Groups_VFD on Pumps
Commercial | Com ¦ Demand Control Kitchen Ventilation | 2039 | Economic | MW | Before Competition Groups | 13.3375 | 0 | 0 | 2358.8265 | 0.0056543 | 29 | Commercial_2039_Economic_MW_Before Competition Groups_29 | Demand Control Kitchen Ventilation | 0.5654% | 0 | 13.3375 | Commercial_2039_Economic_MW_Before Competition Groups_Demand Control Kitchen Ventilation
Commercial | Com ¦ Evaporator Fan Controls | 2039 | Achievable | MW | Before Competition Groups | 9.6837 | 0 | 0 | 1721.5175 | 0.0056251 | 28 | Commercial_2039_Achievable_MW_Before Competition Groups_28 | Evaporator Fan Controls | 0.5625% | 0 | 9.6837 | Commercial_2039_Achievable_MW_Before Competition Groups_Evaporator Fan Controls
Commercial | Com ¦ Freezer Case Light Sensor | 2039 | Achievable | MW | Before Competition Groups | 9.4374 | 0 | 0 | 1721.5175 | 0.0054821 | 29 | Commercial_2039_Achievable_MW_Before Competition Groups_29 | Freezer Case Light Sensor | 0.5482% | 0 | 9.4374 | Commercial_2039_Achievable_MW_Before Competition Groups_Freezer Case Light Sensor
Commercial | Com ¦ ENERGY STAR FREEZER | 2039 | Technical | MW | Before Competition Groups | 16.3722 | 0 | 0 | 3131.5385 | 0.0052282 | 35 | Commercial_2039_Technical_MW_Before Competition Groups_35 | ENERGY STAR FREEZER | 0.5228% | 0 | 16.3722 | Commercial_2039_Technical_MW_Before Competition Groups_ENERGY STAR FREEZER
Commercial | Com ¦ ENERGY STAR LED LAMPS (General Service Lamps) | 2039 | Economic | MW | Before Competition Groups | 11.6885 | 0 | 0 | 2358.8265 | 0.0049552 | 30 | Commercial_2039_Economic_MW_Before Competition Groups_30 | ENERGY STAR LED LAMPS (General Service Lamps) | 0.4955% | 0 | 11.6885 | Commercial_2039_Economic_MW_Before Competition Groups_ENERGY STAR LED LAMPS (General Service Lamps)
Commercial | Com ¦ ENERGY STAR ICE MACHINES - Ice Making Head | 2039 | Technical | MW | Before Competition Groups | 15.1983 | 0 | 0 | 3131.5385 | 0.0048533 | 36 | Commercial_2039_Technical_MW_Before Competition Groups_36 | ENERGY STAR ICE MACHINES - Ice Making Head | 0.4853% | 0 | 15.1983 | Commercial_2039_Technical_MW_Before Competition Groups_ENERGY STAR ICE MACHINES - Ice Making Head
Commercial | Com ¦ Indoor Daylight Sensors/Photocell Dimming Control | 2039 | Technical | MW | Before Competition Groups | 15.0243 | 0 | 0 | 3131.5385 | 0.0047978 | 37 | Commercial_2039_Technical_MW_Before Competition Groups_37 | Indoor Daylight Sensors/Photocell Dimming Control | 0.4798% | 0 | 15.0243 | Commercial_2039_Technical_MW_Before Competition Groups_Indoor Daylight Sensors/Photocell Dimming Control
Commercial | Com ¦ Air Handler with Dedicated Outdoor Air Systems | 2039 | Technical | MW | Before Competition Groups | 14.9984 | 0 | 0 | 3131.5385 | 0.0047895 | 38 | Commercial_2039_Technical_MW_Before Competition Groups_38 | Air Handler with Dedicated Outdoor Air Systems | 0.4789% | 0 | 14.9984 | Commercial_2039_Technical_MW_Before Competition Groups_Air Handler with Dedicated Outdoor Air Systems
Commercial | Com ¦ Occupancy Sensors | 2039 | Economic | MW | Before Competition Groups | 10.5412 | 0 | 0 | 2358.8265 | 0.0044688 | 31 | Commercial_2039_Economic_MW_Before Competition Groups_31 | Occupancy Sensors | 0.4469% | 0 | 10.5412 | Commercial_2039_Economic_MW_Before Competition Groups_Occupancy Sensors
Commercial | Com ¦ Demand Control Kitchen Ventilation | 2039 | Technical | MW | Before Competition Groups | 13.3375 | 0 | 0 | 3131.5385 | 0.0042591 | 39 | Commercial_2039_Technical_MW_Before Competition Groups_39 | Demand Control Kitchen Ventilation | 0.4259% | 0 | 13.3375 | Commercial_2039_Technical_MW_Before Competition Groups_Demand Control Kitchen Ventilation
Commercial | Com ¦ ECM MOTORS FOR EVAPORATOR FANS for refrigeration (WALK-IN) | 2039 | Economic | MW | Before Competition Groups | 9.9205 | 0 | 0 | 2358.8265 | 0.0042057 | 32 | Commercial_2039_Economic_MW_Before Competition Groups_32 | ECM MOTORS FOR EVAPORATOR FANS for refrigeration (WALK-IN) | 0.4206% | 0 | 9.9205 | Commercial_2039_Economic_MW_Before Competition Groups_ECM MOTORS FOR EVAPORATOR FANS for refrigeration (WALK-IN)
Commercial | Com ¦ ENERGY STAR LED LAMPS (General Service Lamps) | 2039 | Technical | MW | Before Competition Groups | 13.1242 | 0 | 0 | 3131.5385 | 0.004191 | 40 | Commercial_2039_Technical_MW_Before Competition Groups_40 | ENERGY STAR LED LAMPS (General Service Lamps) | 0.4191% | 0 | 13.1242 | Commercial_2039_Technical_MW_Before Competition Groups_ENERGY STAR LED LAMPS (General Service Lamps)
Commercial | Com ¦ Water Source Heat Pump (4 ton) | 2039 | Economic | MW | Before Competition Groups | 9.5198 | 0 | 0 | 2358.8265 | 0.0040358 | 33 | Commercial_2039_Economic_MW_Before Competition Groups_33 | Water Source Heat Pump (4 ton) | 0.4036% | 0 | 9.5198 | Commercial_2039_Economic_MW_Before Competition Groups_Water Source Heat Pump (4 ton)
Commercial | Com ¦ LED EXTERIOR AREA LIGHTS - LED fixture (200W) | 2039 | Achievable | MW | Before Competition Groups | 6.8923 | 0 | 0 | 1721.5175 | 0.0040036 | 30 | Commercial_2039_Achievable_MW_Before Competition Groups_30 | LED EXTERIOR AREA LIGHTS - LED fixture (200W) | 0.4004% | 0 | 6.8923 | Commercial_2039_Achievable_MW_Before Competition Groups_LED EXTERIOR AREA LIGHTS - LED fixture (200W)
Commercial | Com ¦ Water Source Heat Pump (4 ton) | 2039 | Achievable | MW | Before Competition Groups | 6.8831 | 0 | 0 | 1721.5175 | 0.0039983 | 31 | Commercial_2039_Achievable_MW_Before Competition Groups_31 | Water Source Heat Pump (4 ton) | 0.3998% | 0 | 6.8831 | Commercial_2039_Achievable_MW_Before Competition Groups_Water Source Heat Pump (4 ton)
Commercial | Com ¦ ENERGY STAR FREEZER | 2039 | Economic | MW | Before Competition Groups | 9.1424 | 0 | 0 | 2358.8265 | 0.0038758 | 34 | Commercial_2039_Economic_MW_Before Competition Groups_34 | ENERGY STAR FREEZER | 0.3876% | 0 | 9.1424 | Commercial_2039_Economic_MW_Before Competition Groups_ENERGY STAR FREEZER
Commercial | Com ¦ Door Gasket Freezer/Refrigerator | 2039 | Achievable | MW | Before Competition Groups | 6.6512 | 0 | 0 | 1721.5175 | 0.0038636 | 32 | Commercial_2039_Achievable_MW_Before Competition Groups_32 | Door Gasket Freezer/Refrigerator | 0.3864% | 0 | 6.6512 | Commercial_2039_Achievable_MW_Before Competition Groups_Door Gasket Freezer/Refrigerator
Commercial | Com ¦ LED parking lot fixture | 2039 | Achievable | MW | Before Competition Groups | 6.5319 | 0 | 0 | 1721.5175 | 0.0037943 | 33 | Commercial_2039_Achievable_MW_Before Competition Groups_33 | LED parking lot fixture | 0.3794% | 0 | 6.5319 | Commercial_2039_Achievable_MW_Before Competition Groups_LED parking lot fixture
Commercial | Com ¦ Freezer Case Light Sensor | 2039 | Economic | MW | Before Competition Groups | 8.6059 | 0 | 0 | 2358.8265 | 0.0036484 | 35 | Commercial_2039_Economic_MW_Before Competition Groups_35 | Freezer Case Light Sensor | 0.3648% | 0 | 8.6059 | Commercial_2039_Economic_MW_Before Competition Groups_Freezer Case Light Sensor
Commercial | Com ¦ Evaporator Fan Controls | 2039 | Economic | MW | Before Competition Groups | 8.3829 | 0 | 0 | 2358.8265 | 0.0035538 | 36 | Commercial_2039_Economic_MW_Before Competition Groups_36 | Evaporator Fan Controls | 0.3554% | 0 | 8.3829 | Commercial_2039_Economic_MW_Before Competition Groups_Evaporator Fan Controls
Commercial | Com ¦ Water Source Heat Pump (4 ton) | 2039 | Technical | MW | Before Competition Groups | 10.9211 | 0 | 0 | 3131.5385 | 0.0034875 | 41 | Commercial_2039_Technical_MW_Before Competition Groups_41 | Water Source Heat Pump (4 ton) | 0.3487% | 0 | 10.9211 | Commercial_2039_Technical_MW_Before Competition Groups_Water Source Heat Pump (4 ton)
Commercial | Com ¦ Duct Insulation, R8 | 2039 | Achievable | MW | Before Competition Groups | 5.801 | 0 | 0 | 1721.5175 | 0.0033697 | 34 | Commercial_2039_Achievable_MW_Before Competition Groups_34 | Duct Insulation, R8 | 0.337% | 0 | 5.801 | Commercial_2039_Achievable_MW_Before Competition Groups_Duct Insulation, R8
Commercial | Com ¦ Occupancy Sensors | 2039 | Technical | MW | Before Competition Groups | 10.5412 | 0 | 0 | 3131.5385 | 0.0033661 | 42 | Commercial_2039_Technical_MW_Before Competition Groups_42 | Occupancy Sensors | 0.3366% | 0 | 10.5412 | Commercial_2039_Technical_MW_Before Competition Groups_Occupancy Sensors
Commercial | Com ¦ ENERGY STAR Griddle (74% eff) | 2039 | Economic | MW | Before Competition Groups | 7.8516 | 0 | 0 | 2358.8265 | 0.0033286 | 37 | Commercial_2039_Economic_MW_Before Competition Groups_37 | ENERGY STAR Griddle (74% eff) | 0.3329% | 0 | 7.8516 | Commercial_2039_Economic_MW_Before Competition Groups_ENERGY STAR Griddle (74% eff)
Commercial | Com ¦ ECM MOTORS FOR EVAPORATOR FANS for refrigeration (WALK-IN) | 2039 | Technical | MW | Before Competition Groups | 9.9205 | 0 | 0 | 3131.5385 | 0.0031679 | 43 | Commercial_2039_Technical_MW_Before Competition Groups_43 | ECM MOTORS FOR EVAPORATOR FANS for refrigeration (WALK-IN) | 0.3168% | 0 | 9.9205 | Commercial_2039_Technical_MW_Before Competition Groups_ECM MOTORS FOR EVAPORATOR FANS for refrigeration (WALK-IN)
Commercial | Com ¦ ENERGY STAR Griddle (74% eff) | 2039 | Achievable | MW | Before Competition Groups | 5.437 | 0 | 0 | 1721.5175 | 0.0031582 | 35 | Commercial_2039_Achievable_MW_Before Competition Groups_35 | ENERGY STAR Griddle (74% eff) | 0.3158% | 0 | 5.437 | Commercial_2039_Achievable_MW_Before Competition Groups_ENERGY STAR Griddle (74% eff)
Commercial | Com ¦ Condensing Make Up Air Unit | 2039 | Economic | MW | Before Competition Groups | 7.2524 | 0 | 0 | 2358.8265 | 0.0030746 | 38 | Commercial_2039_Economic_MW_Before Competition Groups_38 | Condensing Make Up Air Unit | 0.3075% | 0 | 7.2524 | Commercial_2039_Economic_MW_Before Competition Groups_Condensing Make Up Air Unit
Commercial | Com ¦ Condensing Make Up Air Unit | 2039 | Achievable | MW | Before Competition Groups | 5.2753 | 0 | 0 | 1721.5175 | 0.0030643 | 36 | Commercial_2039_Achievable_MW_Before Competition Groups_36 | Condensing Make Up Air Unit | 0.3064% | 0 | 5.2753 | Commercial_2039_Achievable_MW_Before Competition Groups_Condensing Make Up Air Unit
Commercial | Com ¦ LED EXTERIOR AREA LIGHTS - LED fixture (200W) | 2039 | Economic | MW | Before Competition Groups | 7.1178 | 0 | 0 | 2358.8265 | 0.0030175 | 39 | Commercial_2039_Economic_MW_Before Competition Groups_39 | LED EXTERIOR AREA LIGHTS - LED fixture (200W) | 0.3018% | 0 | 7.1178 | Commercial_2039_Economic_MW_Before Competition Groups_LED EXTERIOR AREA LIGHTS - LED fixture (200W)
Commercial | Com ¦ High R-Value Glass Doors/no-heat glass door | 2039 | Technical | MW | Before Competition Groups | 9.4373 | 0 | 0 | 3131.5385 | 0.0030136 | 44 | Commercial_2039_Technical_MW_Before Competition Groups_44 | High R-Value Glass Doors/no-heat glass door | 0.3014% | 0 | 9.4373 | Commercial_2039_Technical_MW_Before Competition Groups_High R-Value Glass Doors/no-heat glass door
Commercial | Com ¦ LED parking lot fixture | 2039 | Economic | MW | Before Competition Groups | 6.7178 | 0 | 0 | 2358.8265 | 0.002848 | 40 | Commercial_2039_Economic_MW_Before Competition Groups_40 | LED parking lot fixture | 0.2848% | 0 | 6.7178 | Commercial_2039_Economic_MW_Before Competition Groups_LED parking lot fixture
Commercial | Com ¦ Occupancy Sensors | 2039 | Achievable | MW | Before Competition Groups | 4.7737 | 0 | 0 | 1721.5175 | 0.0027729 | 37 | Commercial_2039_Achievable_MW_Before Competition Groups_37 | Occupancy Sensors | 0.2773% | 0 | 4.7737 | Commercial_2039_Achievable_MW_Before Competition Groups_Occupancy Sensors
Commercial | Com ¦ Freezer Case Light Sensor | 2039 | Technical | MW | Before Competition Groups | 8.6059 | 0 | 0 | 3131.5385 | 0.0027481 | 45 | Commercial_2039_Technical_MW_Before Competition Groups_45 | Freezer Case Light Sensor | 0.2748% | 0 | 8.6059 | Commercial_2039_Technical_MW_Before Competition Groups_Freezer Case Light Sensor
Commercial | Com ¦ Evaporator Fan Controls | 2039 | Technical | MW | Before Competition Groups | 8.3829 | 0 | 0 | 3131.5385 | 0.0026769 | 46 | Commercial_2039_Technical_MW_Before Competition Groups_46 | Evaporator Fan Controls | 0.2677% | 0 | 8.3829 | Commercial_2039_Technical_MW_Before Competition Groups_Evaporator Fan Controls
Commercial | Com ¦ ENERGY STAR FREEZER | 2039 | Achievable | MW | Before Competition Groups | 4.5124 | 0 | 0 | 1721.5175 | 0.0026212 | 38 | Commercial_2039_Achievable_MW_Before Competition Groups_38 | ENERGY STAR FREEZER | 0.2621% | 0 | 4.5124 | Commercial_2039_Achievable_MW_Before Competition Groups_ENERGY STAR FREEZER
Commercial | Com ¦ Condensing Make Up Air Unit | 2039 | Technical | MW | Before Competition Groups | 8.131 | 0 | 0 | 3131.5385 | 0.0025965 | 47 | Commercial_2039_Technical_MW_Before Competition Groups_47 | Condensing Make Up Air Unit | 0.2596% | 0 | 8.131 | Commercial_2039_Technical_MW_Before Competition Groups_Condensing Make Up Air Unit
Commercial | Com ¦ BEVERAGE VENDING MACHINE CONTROLS | 2039 | Achievable | MW | Before Competition Groups | 4.4089 | 0 | 0 | 1721.5175 | 0.002561 | 39 | Commercial_2039_Achievable_MW_Before Competition Groups_39 | BEVERAGE VENDING MACHINE CONTROLS | 0.2561% | 0 | 4.4089 | Commercial_2039_Achievable_MW_Before Competition Groups_BEVERAGE VENDING MACHINE CONTROLS
Commercial | Com ¦ ENERGY STAR Refrigerator | 2039 | Technical | MW | Before Competition Groups | 7.8846 | 0 | 0 | 3131.5385 | 0.0025178 | 48 | Commercial_2039_Technical_MW_Before Competition Groups_48 | ENERGY STAR Refrigerator | 0.2518% | 0 | 7.8846 | Commercial_2039_Technical_MW_Before Competition Groups_ENERGY STAR Refrigerator
Commercial | Com ¦ ENERGY STAR Griddle (74% eff) | 2039 | Technical | MW | Before Competition Groups | 7.8516 | 0 | 0 | 3131.5385 | 0.0025073 | 49 | Commercial_2039_Technical_MW_Before Competition Groups_49 | ENERGY STAR Griddle (74% eff) | 0.2507% | 0 | 7.8516 | Commercial_2039_Technical_MW_Before Competition Groups_ENERGY STAR Griddle (74% eff)
Commercial | Com ¦ LED street light fixture | 2039 | Achievable | MW | Before Competition Groups | 4.3089 | 0 | 0 | 1721.5175 | 0.002503 | 40 | Commercial_2039_Achievable_MW_Before Competition Groups_40 | LED street light fixture | 0.2503% | 0 | 4.3089 | Commercial_2039_Achievable_MW_Before Competition Groups_LED street light fixture
Commercial | Com ¦ Refrigeration Commissioning | 2039 | Economic | MW | Before Competition Groups | 5.8511 | 0 | 0 | 2358.8265 | 0.0024805 | 41 | Commercial_2039_Economic_MW_Before Competition Groups_41 | Refrigeration Commissioning | 0.2481% | 0 | 5.8511 | Commercial_2039_Economic_MW_Before Competition Groups_Refrigeration Commissioning
Commercial | Com ¦ Super-High Efficiency Furnaces (Emerging Tech) | 2039 | Technical | MW | Before Competition Groups | 7.6532 | 0 | 0 | 3131.5385 | 0.0024439 | 50 | Commercial_2039_Technical_MW_Before Competition Groups_50 | Super-High Efficiency Furnaces (Emerging Tech) | 0.2444% | 0 | 7.6532 | Commercial_2039_Technical_MW_Before Competition Groups_Super-High Efficiency Furnaces (Emerging Tech)
Commercial | Com ¦ Elec Storage WH 2.30 Et | 2039 | Economic | MW | Before Competition Groups | 5.6769 | 0 | 0 | 2358.8265 | 0.0024067 | 42 | Commercial_2039_Economic_MW_Before Competition Groups_42 | Elec Storage WH 2.30 Et | 0.2407% | 0 | 5.6769 | Commercial_2039_Economic_MW_Before Competition Groups_Elec Storage WH 2.30 Et
Commercial | Com ¦ LED EXTERIOR AREA LIGHTS - LED fixture (200W) | 2039 | Technical | MW | Before Competition Groups | 7.1178 | 0 | 0 | 3131.5385 | 0.002273 | 51 | Commercial_2039_Technical_MW_Before Competition Groups_51 | LED EXTERIOR AREA LIGHTS - LED fixture (200W) | 0.2273% | 0 | 7.1178 | Commercial_2039_Technical_MW_Before Competition Groups_LED EXTERIOR AREA LIGHTS - LED fixture (200W)
Commercial | Com ¦ Elec Storage WH 2.30 Et | 2039 | Achievable | MW | Before Competition Groups | 3.8949 | 0 | 0 | 1721.5175 | 0.0022625 | 41 | Commercial_2039_Achievable_MW_Before Competition Groups_41 | Elec Storage WH 2.30 Et | 0.2262% | 0 | 3.8949 | Commercial_2039_Achievable_MW_Before Competition Groups_Elec Storage WH 2.30 Et
Commercial | Com ¦ Indoor Daylight Sensors/Photocell Dimming Control | 2039 | Economic | MW | Before Competition Groups | 5.1633 | 0 | 0 | 2358.8265 | 0.0021889 | 43 | Commercial_2039_Economic_MW_Before Competition Groups_43 | Indoor Daylight Sensors/Photocell Dimming Control | 0.2189% | 0 | 5.1633 | Commercial_2039_Economic_MW_Before Competition Groups_Indoor Daylight Sensors/Photocell Dimming Control
Commercial | Com ¦ BEVERAGE VENDING MACHINE CONTROLS | 2039 | Economic | MW | Before Competition Groups | 5.1005 | 0 | 0 | 2358.8265 | 0.0021623 | 44 | Commercial_2039_Economic_MW_Before Competition Groups_44 | BEVERAGE VENDING MACHINE CONTROLS | 0.2162% | 0 | 5.1005 | Commercial_2039_Economic_MW_Before Competition Groups_BEVERAGE VENDING MACHINE CONTROLS
Commercial | Com ¦ LED parking lot fixture | 2039 | Technical | MW | Before Competition Groups | 6.7178 | 0 | 0 | 3131.5385 | 0.0021452 | 52 | Commercial_2039_Technical_MW_Before Competition Groups_52 | LED parking lot fixture | 0.2145% | 0 | 6.7178 | Commercial_2039_Technical_MW_Before Competition Groups_LED parking lot fixture
Commercial | Com ¦ Duct Insulation, R8 | 2039 | Economic | MW | Before Competition Groups | 5.0028 | 0 | 0 | 2358.8265 | 0.0021209 | 45 | Commercial_2039_Economic_MW_Before Competition Groups_45 | Duct Insulation, R8 | 0.2121% | 0 | 5.0028 | Commercial_2039_Economic_MW_Before Competition Groups_Duct Insulation, R8
Commercial | Com ¦ Temperature Adjustment in Commercial Freezers | 2039 | Achievable | MW | Before Competition Groups | 3.5346 | 0 | 0 | 1721.5175 | 0.0020532 | 42 | Commercial_2039_Achievable_MW_Before Competition Groups_42 | Temperature Adjustment in Commercial Freezers | 0.2053% | 0 | 3.5346 | Commercial_2039_Achievable_MW_Before Competition Groups_Temperature Adjustment in Commercial Freezers
Commercial | Com ¦ LED street light fixture | 2039 | Economic | MW | Before Competition Groups | 4.4858 | 0 | 0 | 2358.8265 | 0.0019017 | 46 | Commercial_2039_Economic_MW_Before Competition Groups_46 | LED street light fixture | 0.1902% | 0 | 4.4858 | Commercial_2039_Economic_MW_Before Competition Groups_LED street light fixture
Commercial | Com ¦ Refrigeration Commissioning | 2039 | Technical | MW | Before Competition Groups | 5.8511 | 0 | 0 | 3131.5385 | 0.0018684 | 53 | Commercial_2039_Technical_MW_Before Competition Groups_53 | Refrigeration Commissioning | 0.1868% | 0 | 5.8511 | Commercial_2039_Technical_MW_Before Competition Groups_Refrigeration Commissioning
Commercial | Com ¦ CO Sensors for parking garage exhaust fans | 2039 | Achievable | MW | Before Competition Groups | 3.191 | 0 | 0 | 1721.5175 | 0.0018536 | 43 | Commercial_2039_Achievable_MW_Before Competition Groups_43 | CO Sensors for parking garage exhaust fans | 0.1854% | 0 | 3.191 | Commercial_2039_Achievable_MW_Before Competition Groups_CO Sensors for parking garage exhaust fans
Commercial | Com ¦ Elec Storage WH 2.30 Et | 2039 | Technical | MW | Before Competition Groups | 5.6769 | 0 | 0 | 3131.5385 | 0.0018128 | 54 | Commercial_2039_Technical_MW_Before Competition Groups_54 | Elec Storage WH 2.30 Et | 0.1813% | 0 | 5.6769 | Commercial_2039_Technical_MW_Before Competition Groups_Elec Storage WH 2.30 Et
Commercial | Com ¦ Vertical Night Covers | 2039 | Achievable | MW | Before Competition Groups | 2.9354 | 0 | 0 | 1721.5175 | 0.0017051 | 44 | Commercial_2039_Achievable_MW_Before Competition Groups_44 | Vertical Night Covers | 0.1705% | 0 | 2.9354 | Commercial_2039_Achievable_MW_Before Competition Groups_Vertical Night Covers
Commercial | Com ¦ Energy Efficient Laboratory Fume Hood | 2039 | Achievable | MW | Before Competition Groups | 2.8525 | 0 | 0 | 1721.5175 | 0.001657 | 45 | Commercial_2039_Achievable_MW_Before Competition Groups_45 | Energy Efficient Laboratory Fume Hood | 0.1657% | 0 | 2.8525 | Commercial_2039_Achievable_MW_Before Competition Groups_Energy Efficient Laboratory Fume Hood
Commercial | Com ¦ BEVERAGE VENDING MACHINE CONTROLS | 2039 | Technical | MW | Before Competition Groups | 5.1005 | 0 | 0 | 3131.5385 | 0.0016287 | 55 | Commercial_2039_Technical_MW_Before Competition Groups_55 | BEVERAGE VENDING MACHINE CONTROLS | 0.1629% | 0 | 5.1005 | Commercial_2039_Technical_MW_Before Competition Groups_BEVERAGE VENDING MACHINE CONTROLS
Commercial | Com ¦ Duct Insulation, R8 | 2039 | Technical | MW | Before Competition Groups | 5.0028 | 0 | 0 | 3131.5385 | 0.0015976 | 56 | Commercial_2039_Technical_MW_Before Competition Groups_56 | Duct Insulation, R8 | 0.1598% | 0 | 5.0028 | Commercial_2039_Technical_MW_Before Competition Groups_Duct Insulation, R8
Commercial | Com ¦ HOTEL OCCUPANCY CONTROLS (HVAC + LIGHTING) | 2039 | Economic | MW | Before Competition Groups | 3.7367 | 0 | 0 | 2358.8265 | 0.0015841 | 47 | Commercial_2039_Economic_MW_Before Competition Groups_47 | HOTEL OCCUPANCY CONTROLS (HVAC + LIGHTING) | 0.1584% | 0 | 3.7367 | Commercial_2039_Economic_MW_Before Competition Groups_HOTEL OCCUPANCY CONTROLS (HVAC + LIGHTING)
Commercial | Com ¦ Super-High Efficiency Furnaces (Emerging Tech) | 2039 | Achievable | MW | Before Competition Groups | 2.6694 | 0 | 0 | 1721.5175 | 0.0015506 | 46 | Commercial_2039_Achievable_MW_Before Competition Groups_46 | Super-High Efficiency Furnaces (Emerging Tech) | 0.1551% | 0 | 2.6694 | Commercial_2039_Achievable_MW_Before Competition Groups_Super-High Efficiency Furnaces (Emerging Tech)
Commercial | Com ¦ CO Sensors for parking garage exhaust fans | 2039 | Economic | MW | Before Competition Groups | 3.4153 | 0 | 0 | 2358.8265 | 0.0014479 | 48 | Commercial_2039_Economic_MW_Before Competition Groups_48 | CO Sensors for parking garage exhaust fans | 0.1448% | 0 | 3.4153 | Commercial_2039_Economic_MW_Before Competition Groups_CO Sensors for parking garage exhaust fans
Commercial | Com ¦ LED street light fixture | 2039 | Technical | MW | Before Competition Groups | 4.4858 | 0 | 0 | 3131.5385 | 0.0014325 | 57 | Commercial_2039_Technical_MW_Before Competition Groups_57 | LED street light fixture | 0.1432% | 0 | 4.4858 | Commercial_2039_Technical_MW_Before Competition Groups_LED street light fixture
Commercial | Com ¦ Roof Insulation/Ceiling Insulation (R25 Code to R35) | 2039 | Technical | MW | Before Competition Groups | 4.1678 | 0 | 0 | 3131.5385 | 0.0013309 | 58 | Commercial_2039_Technical_MW_Before Competition Groups_58 | Roof Insulation/Ceiling Insulation (R25 Code to R35) | 0.1331% | 0 | 4.1678 | Commercial_2039_Technical_MW_Before Competition Groups_Roof Insulation/Ceiling Insulation (R25 Code to R35)
Commercial | Com ¦ Temperature Adjustment in Commercial Freezers | 2039 | Economic | MW | Before Competition Groups | 3.0591 | 0 | 0 | 2358.8265 | 0.0012969 | 49 | Commercial_2039_Economic_MW_Before Competition Groups_49 | Temperature Adjustment in Commercial Freezers | 0.1297% | 0 | 3.0591 | Commercial_2039_Economic_MW_Before Competition Groups_Temperature Adjustment in Commercial Freezers
Commercial | Com ¦ Water Heating (DHW) Pipe Insulation (Add 3/4\ Foam)" | 2039 | Achievable | MW | Before Competition Groups | 2.2181 | 0 | 0 | 1721.5175 | 0.0012884 | 47 | Commercial_2039_Achievable_MW_Before Competition Groups_47 | Water Heating (DHW) Pipe Insulation (Add 3/4\ Foam)" | 0.1288% | 0 | 2.2181 | Commercial_2039_Achievable_MW_Before Competition Groups_Water Heating (DHW) Pipe Insulation (Add 3/4\ Foam)"
Commercial | Com ¦ Outside Air Economizer | 2039 | Achievable | MW | Before Competition Groups | 2.0041 | 0 | 0 | 1721.5175 | 0.0011641 | 48 | Commercial_2039_Achievable_MW_Before Competition Groups_48 | Outside Air Economizer | 0.1164% | 0 | 2.0041 | Commercial_2039_Achievable_MW_Before Competition Groups_Outside Air Economizer
Commercial | Com ¦ Anti-sweat heat (ASH) controls - Cooler/Freezer | 2039 | Technical | MW | Before Competition Groups | 3.4487 | 0 | 0 | 3131.5385 | 0.0011013 | 59 | Commercial_2039_Technical_MW_Before Competition Groups_59 | Anti-sweat heat (ASH) controls - Cooler/Freezer | 0.1101% | 0 | 3.4487 | Commercial_2039_Technical_MW_Before Competition Groups_Anti-sweat heat (ASH) controls - Cooler/Freezer
Commercial | Com ¦ CO Sensors for parking garage exhaust fans | 2039 | Technical | MW | Before Competition Groups | 3.4153 | 0 | 0 | 3131.5385 | 0.0010906 | 60 | Commercial_2039_Technical_MW_Before Competition Groups_60 | CO Sensors for parking garage exhaust fans | 0.1091% | 0 | 3.4153 | Commercial_2039_Technical_MW_Before Competition Groups_CO Sensors for parking garage exhaust fans
Commercial | Com ¦ Vertical Night Covers | 2039 | Economic | MW | Before Competition Groups | 2.5411 | 0 | 0 | 2358.8265 | 0.0010773 | 50 | Commercial_2039_Economic_MW_Before Competition Groups_50 | Vertical Night Covers | 0.1077% | 0 | 2.5411 | Commercial_2039_Economic_MW_Before Competition Groups_Vertical Night Covers
Commercial | Com ¦ Energy Efficient Laboratory Fume Hood | 2039 | Economic | MW | Before Competition Groups | 2.4603 | 0 | 0 | 2358.8265 | 0.001043 | 51 | Commercial_2039_Economic_MW_Before Competition Groups_51 | Energy Efficient Laboratory Fume Hood | 0.1043% | 0 | 2.4603 | Commercial_2039_Economic_MW_Before Competition Groups_Energy Efficient Laboratory Fume Hood
Commercial | Com ¦ ENERGY STAR Fryer (84% eff) | 2039 | Economic | MW | Before Competition Groups | 2.3083 | 0 | 0 | 2358.8265 | 0.00097859 | 52 | Commercial_2039_Economic_MW_Before Competition Groups_52 | ENERGY STAR Fryer (84% eff) | 0.09786% | 0 | 2.3083 | Commercial_2039_Economic_MW_Before Competition Groups_ENERGY STAR Fryer (84% eff)
Commercial | Com ¦ Temperature Adjustment in Commercial Freezers | 2039 | Technical | MW | Before Competition Groups | 3.0591 | 0 | 0 | 3131.5385 | 0.00097687 | 61 | Commercial_2039_Technical_MW_Before Competition Groups_61 | Temperature Adjustment in Commercial Freezers | 0.09769% | 0 | 3.0591 | Commercial_2039_Technical_MW_Before Competition Groups_Temperature Adjustment in Commercial Freezers
Commercial | Com ¦ ENERGY STAR Fryer (84% eff) | 2039 | Achievable | MW | Before Competition Groups | 1.6322 | 0 | 0 | 1721.5175 | 0.00094815 | 49 | Commercial_2039_Achievable_MW_Before Competition Groups_49 | ENERGY STAR Fryer (84% eff) | 0.09481% | 0 | 1.6322 | Commercial_2039_Achievable_MW_Before Competition Groups_ENERGY STAR Fryer (84% eff)
Commercial | Com ¦ Super-High Efficiency Furnaces (Emerging Tech) | 2039 | Economic | MW | Before Competition Groups | 2.1625 | 0 | 0 | 2358.8265 | 0.00091676 | 53 | Commercial_2039_Economic_MW_Before Competition Groups_53 | Super-High Efficiency Furnaces (Emerging Tech) | 0.09168% | 0 | 2.1625 | Commercial_2039_Economic_MW_Before Competition Groups_Super-High Efficiency Furnaces (Emerging Tech)
Commercial | Com ¦ Suction Pipe Insulation Freezer/Refrigerator | 2039 | Achievable | MW | Before Competition Groups | 1.5211 | 0 | 0 | 1721.5175 | 0.00088357 | 50 | Commercial_2039_Achievable_MW_Before Competition Groups_50 | Suction Pipe Insulation Freezer/Refrigerator | 0.08836% | 0 | 1.5211 | Commercial_2039_Achievable_MW_Before Competition Groups_Suction Pipe Insulation Freezer/Refrigerator
Commercial | Com ¦ Outside Air Economizer | 2039 | Economic | MW | Before Competition Groups | 1.9703 | 0 | 0 | 2358.8265 | 0.00083529 | 54 | Commercial_2039_Economic_MW_Before Competition Groups_54 | Outside Air Economizer | 0.08353% | 0 | 1.9703 | Commercial_2039_Economic_MW_Before Competition Groups_Outside Air Economizer
Commercial | Com ¦ Water Heating (DHW) Pipe Insulation (Add 3/4\ Foam)" | 2039 | Economic | MW | Before Competition Groups | 1.9177 | 0 | 0 | 2358.8265 | 0.00081299 | 55 | Commercial_2039_Economic_MW_Before Competition Groups_55 | Water Heating (DHW) Pipe Insulation (Add 3/4\ Foam)" | 0.0813% | 0 | 1.9177 | Commercial_2039_Economic_MW_Before Competition Groups_Water Heating (DHW) Pipe Insulation (Add 3/4\ Foam)"
Commercial | Com ¦ Vertical Night Covers | 2039 | Technical | MW | Before Competition Groups | 2.5411 | 0 | 0 | 3131.5385 | 0.00081145 | 62 | Commercial_2039_Technical_MW_Before Competition Groups_62 | Vertical Night Covers | 0.08114% | 0 | 2.5411 | Commercial_2039_Technical_MW_Before Competition Groups_Vertical Night Covers
Commercial | Com ¦ Energy Efficient Laboratory Fume Hood | 2039 | Technical | MW | Before Competition Groups | 2.4603 | 0 | 0 | 3131.5385 | 0.00078564 | 63 | Commercial_2039_Technical_MW_Before Competition Groups_63 | Energy Efficient Laboratory Fume Hood | 0.07856% | 0 | 2.4603 | Commercial_2039_Technical_MW_Before Competition Groups_Energy Efficient Laboratory Fume Hood
Commercial | Com ¦ ENERGY STAR Fryer (84% eff) | 2039 | Technical | MW | Before Competition Groups | 2.3083 | 0 | 0 | 3131.5385 | 0.00073712 | 64 | Commercial_2039_Technical_MW_Before Competition Groups_64 | ENERGY STAR Fryer (84% eff) | 0.07371% | 0 | 2.3083 | Commercial_2039_Technical_MW_Before Competition Groups_ENERGY STAR Fryer (84% eff)
Commercial | Com ¦ ENERGY STAR Dishwasher | 2039 | Economic | MW | Before Competition Groups | 1.5883 | 0 | 0 | 2358.8265 | 0.00067336 | 56 | Commercial_2039_Economic_MW_Before Competition Groups_56 | ENERGY STAR Dishwasher | 0.06734% | 0 | 1.5883 | Commercial_2039_Economic_MW_Before Competition Groups_ENERGY STAR Dishwasher
Commercial | Com ¦ Outside Air Economizer | 2039 | Technical | MW | Before Competition Groups | 1.9703 | 0 | 0 | 3131.5385 | 0.00062918 | 65 | Commercial_2039_Technical_MW_Before Competition Groups_65 | Outside Air Economizer | 0.06292% | 0 | 1.9703 | Commercial_2039_Technical_MW_Before Competition Groups_Outside Air Economizer
Commercial | Com ¦ ENERGY STAR Steam Cookers | 2039 | Economic | MW | Before Competition Groups | 1.4614 | 0 | 0 | 2358.8265 | 0.00061955 | 57 | Commercial_2039_Economic_MW_Before Competition Groups_57 | ENERGY STAR Steam Cookers | 0.06195% | 0 | 1.4614 | Commercial_2039_Economic_MW_Before Competition Groups_ENERGY STAR Steam Cookers
Commercial | Com ¦ Water Heating (DHW) Pipe Insulation (Add 3/4\ Foam)" | 2039 | Technical | MW | Before Competition Groups | 1.9177 | 0 | 0 | 3131.5385 | 0.00061238 | 66 | Commercial_2039_Technical_MW_Before Competition Groups_66 | Water Heating (DHW) Pipe Insulation (Add 3/4\ Foam)" | 0.06124% | 0 | 1.9177 | Commercial_2039_Technical_MW_Before Competition Groups_Water Heating (DHW) Pipe Insulation (Add 3/4\ Foam)"
Commercial | Com ¦ Room AC (w/ louvered sides) 14 SEER from 12 SEER code | 2039 | Technical | MW | Before Competition Groups | 1.8512 | 0 | 0 | 3131.5385 | 0.00059115 | 67 | Commercial_2039_Technical_MW_Before Competition Groups_67 | Room AC (w/ louvered sides) 14 SEER from 12 SEER code | 0.05911% | 0 | 1.8512 | Commercial_2039_Technical_MW_Before Competition Groups_Room AC (w/ louvered sides) 14 SEER from 12 SEER code
Commercial | Com ¦ ENERGY STAR Steam Cookers | 2039 | Achievable | MW | Before Competition Groups | 1.0082 | 0 | 0 | 1721.5175 | 0.00058565 | 51 | Commercial_2039_Achievable_MW_Before Competition Groups_51 | ENERGY STAR Steam Cookers | 0.05857% | 0 | 1.0082 | Commercial_2039_Achievable_MW_Before Competition Groups_ENERGY STAR Steam Cookers
Commercial | Com ¦ High Efficiency Small Instantaneous Water Heater | 2039 | Economic | MW | Before Competition Groups | 1.3704 | 0 | 0 | 2358.8265 | 0.00058096 | 58 | Commercial_2039_Economic_MW_Before Competition Groups_58 | High Efficiency Small Instantaneous Water Heater | 0.0581% | 0 | 1.3704 | Commercial_2039_Economic_MW_Before Competition Groups_High Efficiency Small Instantaneous Water Heater
Commercial | Com ¦ Suction Pipe Insulation Freezer/Refrigerator | 2039 | Economic | MW | Before Competition Groups | 1.3163 | 0 | 0 | 2358.8265 | 0.00055804 | 59 | Commercial_2039_Economic_MW_Before Competition Groups_59 | Suction Pipe Insulation Freezer/Refrigerator | 0.0558% | 0 | 1.3163 | Commercial_2039_Economic_MW_Before Competition Groups_Suction Pipe Insulation Freezer/Refrigerator
Commercial | Com ¦ ENERGY STAR Dishwasher | 2039 | Achievable | MW | Before Competition Groups | 0.89141 | 0 | 0 | 1721.5175 | 0.0005178 | 52 | Commercial_2039_Achievable_MW_Before Competition Groups_52 | ENERGY STAR Dishwasher | 0.05178% | 0 | 0.89141 | Commercial_2039_Achievable_MW_Before Competition Groups_ENERGY STAR Dishwasher
Commercial | Com ¦ High Efficiency Small Instantaneous Water Heater | 2039 | Technical | MW | Before Competition Groups | 1.6201 | 0 | 0 | 3131.5385 | 0.00051736 | 68 | Commercial_2039_Technical_MW_Before Competition Groups_68 | High Efficiency Small Instantaneous Water Heater | 0.05174% | 0 | 1.6201 | Commercial_2039_Technical_MW_Before Competition Groups_High Efficiency Small Instantaneous Water Heater
Commercial | Com ¦ ENERGY STAR Dishwasher | 2039 | Technical | MW | Before Competition Groups | 1.5883 | 0 | 0 | 3131.5385 | 0.00050721 | 69 | Commercial_2039_Technical_MW_Before Competition Groups_69 | ENERGY STAR Dishwasher | 0.05072% | 0 | 1.5883 | Commercial_2039_Technical_MW_Before Competition Groups_ENERGY STAR Dishwasher
Commercial | Com ¦ ENERGY STAR Steam Cookers | 2039 | Technical | MW | Before Competition Groups | 1.4614 | 0 | 0 | 3131.5385 | 0.00046667 | 70 | Commercial_2039_Technical_MW_Before Competition Groups_70 | ENERGY STAR Steam Cookers | 0.04667% | 0 | 1.4614 | Commercial_2039_Technical_MW_Before Competition Groups_ENERGY STAR Steam Cookers
Commercial | Com ¦ LED RECESSED DOWNLIGHTS | 2039 | Technical | MW | Before Competition Groups | 1.4329 | 0 | 0 | 3131.5385 | 0.00045756 | 71 | Commercial_2039_Technical_MW_Before Competition Groups_71 | LED RECESSED DOWNLIGHTS | 0.04576% | 0 | 1.4329 | Commercial_2039_Technical_MW_Before Competition Groups_LED RECESSED DOWNLIGHTS
Commercial | Com ¦ Ozone Laundry Treatment | 2039 | Achievable | MW | Before Competition Groups | 0.77169 | 0 | 0 | 1721.5175 | 0.00044826 | 53 | Commercial_2039_Achievable_MW_Before Competition Groups_53 | Ozone Laundry Treatment | 0.04483% | 0 | 0.77169 | Commercial_2039_Achievable_MW_Before Competition Groups_Ozone Laundry Treatment
Commercial | Com ¦ Door Gasket Freezer/Refrigerator | 2039 | Economic | MW | Before Competition Groups | 1.02 | 0 | 0 | 2358.8265 | 0.0004324 | 60 | Commercial_2039_Economic_MW_Before Competition Groups_60 | Door Gasket Freezer/Refrigerator | 0.04324% | 0 | 1.02 | Commercial_2039_Economic_MW_Before Competition Groups_Door Gasket Freezer/Refrigerator
Commercial | Com ¦ Suction Pipe Insulation Freezer/Refrigerator | 2039 | Technical | MW | Before Competition Groups | 1.3163 | 0 | 0 | 3131.5385 | 0.00042034 | 72 | Commercial_2039_Technical_MW_Before Competition Groups_72 | Suction Pipe Insulation Freezer/Refrigerator | 0.04203% | 0 | 1.3163 | Commercial_2039_Technical_MW_Before Competition Groups_Suction Pipe Insulation Freezer/Refrigerator
Commercial | Com ¦ Thermostat Setback | 2039 | Achievable | MW | Before Competition Groups | 0.72114 | 0 | 0 | 1721.5175 | 0.0004189 | 54 | Commercial_2039_Achievable_MW_Before Competition Groups_54 | Thermostat Setback | 0.04189% | 0 | 0.72114 | Commercial_2039_Achievable_MW_Before Competition Groups_Thermostat Setback
Commercial | Com ¦ Indoor Daylight Sensors/Photocell Dimming Control | 2039 | Achievable | MW | Before Competition Groups | 0.70147 | 0 | 0 | 1721.5175 | 0.00040747 | 55 | Commercial_2039_Achievable_MW_Before Competition Groups_55 | Indoor Daylight Sensors/Photocell Dimming Control | 0.04075% | 0 | 0.70147 | Commercial_2039_Achievable_MW_Before Competition Groups_Indoor Daylight Sensors/Photocell Dimming Control
Commercial | Com ¦ Evaporator Coil Defrost (Cooler) | 2039 | Technical | MW | Before Competition Groups | 1.1208 | 0 | 0 | 3131.5385 | 0.00035789 | 73 | Commercial_2039_Technical_MW_Before Competition Groups_73 | Evaporator Coil Defrost (Cooler) | 0.03579% | 0 | 1.1208 | Commercial_2039_Technical_MW_Before Competition Groups_Evaporator Coil Defrost (Cooler)
Commercial | Com ¦ Ozone Laundry Treatment | 2039 | Economic | MW | Before Competition Groups | 0.81257 | 0 | 0 | 2358.8265 | 0.00034448 | 61 | Commercial_2039_Economic_MW_Before Competition Groups_61 | Ozone Laundry Treatment | 0.03445% | 0 | 0.81257 | Commercial_2039_Economic_MW_Before Competition Groups_Ozone Laundry Treatment
Commercial | Com ¦ Thermostat Setback | 2039 | Economic | MW | Before Competition Groups | 0.80734 | 0 | 0 | 2358.8265 | 0.00034226 | 62 | Commercial_2039_Economic_MW_Before Competition Groups_62 | Thermostat Setback | 0.03423% | 0 | 0.80734 | Commercial_2039_Economic_MW_Before Competition Groups_Thermostat Setback
Commercial | Com ¦ Roof Insulation/Ceiling Insulation (R25 Code to R35) | 2039 | Economic | MW | Before Competition Groups | 0.75815 | 0 | 0 | 2358.8265 | 0.00032141 | 63 | Commercial_2039_Economic_MW_Before Competition Groups_63 | Roof Insulation/Ceiling Insulation (R25 Code to R35) | 0.03214% | 0 | 0.75815 | Commercial_2039_Economic_MW_Before Competition Groups_Roof Insulation/Ceiling Insulation (R25 Code to R35)
Commercial | Com ¦ LED RECESSED DOWNLIGHTS | 2039 | Achievable | MW | Before Competition Groups | 0.51795 | 0 | 0 | 1721.5175 | 0.00030087 | 56 | Commercial_2039_Achievable_MW_Before Competition Groups_56 | LED RECESSED DOWNLIGHTS | 0.03009% | 0 | 0.51795 | Commercial_2039_Achievable_MW_Before Competition Groups_LED RECESSED DOWNLIGHTS
Commercial | Com ¦ PTAC (12 EER/10,000 BTU) | 2039 | Economic | MW | Before Competition Groups | 0.63065 | 0 | 0 | 2358.8265 | 0.00026736 | 64 | Commercial_2039_Economic_MW_Before Competition Groups_64 | PTAC (12 EER/10,000 BTU) | 0.02674% | 0 | 0.63065 | Commercial_2039_Economic_MW_Before Competition Groups_PTAC (12 EER/10,000 BTU)
Commercial | Com ¦ LED RECESSED DOWNLIGHTS | 2039 | Economic | MW | Before Competition Groups | 0.61436 | 0 | 0 | 2358.8265 | 0.00026045 | 65 | Commercial_2039_Economic_MW_Before Competition Groups_65 | LED RECESSED DOWNLIGHTS | 0.02604% | 0 | 0.61436 | Commercial_2039_Economic_MW_Before Competition Groups_LED RECESSED DOWNLIGHTS
Commercial | Com ¦ Ozone Laundry Treatment | 2039 | Technical | MW | Before Competition Groups | 0.81257 | 0 | 0 | 3131.5385 | 0.00025948 | 74 | Commercial_2039_Technical_MW_Before Competition Groups_74 | Ozone Laundry Treatment | 0.02595% | 0 | 0.81257 | Commercial_2039_Technical_MW_Before Competition Groups_Ozone Laundry Treatment
Commercial | Com ¦ Thermostat Setback | 2039 | Technical | MW | Before Competition Groups | 0.80734 | 0 | 0 | 3131.5385 | 0.00025781 | 75 | Commercial_2039_Technical_MW_Before Competition Groups_75 | Thermostat Setback | 0.02578% | 0 | 0.80734 | Commercial_2039_Technical_MW_Before Competition Groups_Thermostat Setback
Commercial | Com ¦ Wall Insulation | 2039 | Economic | MW | Before Competition Groups | 0.56852 | 0 | 0 | 2358.8265 | 0.00024102 | 66 | Commercial_2039_Economic_MW_Before Competition Groups_66 | Wall Insulation | 0.0241% | 0 | 0.56852 | Commercial_2039_Economic_MW_Before Competition Groups_Wall Insulation
Commercial | Com ¦ SYNCHRONOUS BELT | 2039 | Technical | MW | Before Competition Groups | 0.75395 | 0 | 0 | 3131.5385 | 0.00024076 | 76 | Commercial_2039_Technical_MW_Before Competition Groups_76 | SYNCHRONOUS BELT | 0.02408% | 0 | 0.75395 | Commercial_2039_Technical_MW_Before Competition Groups_SYNCHRONOUS BELT
Commercial | Com ¦ PTAC (12 EER/10,000 BTU) | 2039 | Achievable | MW | Before Competition Groups | 0.39423 | 0 | 0 | 1721.5175 | 0.000229 | 57 | Commercial_2039_Achievable_MW_Before Competition Groups_57 | PTAC (12 EER/10,000 BTU) | 0.0229% | 0 | 0.39423 | Commercial_2039_Achievable_MW_Before Competition Groups_PTAC (12 EER/10,000 BTU)
Commercial | Com ¦ HOTEL OCCUPANCY CONTROLS (HVAC + LIGHTING) | 2039 | Achievable | MW | Before Competition Groups | 0.38862 | 0 | 0 | 1721.5175 | 0.00022574 | 58 | Commercial_2039_Achievable_MW_Before Competition Groups_58 | HOTEL OCCUPANCY CONTROLS (HVAC + LIGHTING) | 0.02257% | 0 | 0.38862 | Commercial_2039_Achievable_MW_Before Competition Groups_HOTEL OCCUPANCY CONTROLS (HVAC + LIGHTING)
Commercial | Com ¦ Refrigeration Commissioning | 2039 | Achievable | MW | Before Competition Groups | 0.38293 | 0 | 0 | 1721.5175 | 0.00022244 | 59 | Commercial_2039_Achievable_MW_Before Competition Groups_59 | Refrigeration Commissioning | 0.02224% | 0 | 0.38293 | Commercial_2039_Achievable_MW_Before Competition Groups_Refrigeration Commissioning
Commercial | Com ¦ PTAC (12 EER/10,000 BTU) | 2039 | Technical | MW | Before Competition Groups | 0.69362 | 0 | 0 | 3131.5385 | 0.00022149 | 77 | Commercial_2039_Technical_MW_Before Competition Groups_77 | PTAC (12 EER/10,000 BTU) | 0.02215% | 0 | 0.69362 | Commercial_2039_Technical_MW_Before Competition Groups_PTAC (12 EER/10,000 BTU)
Commercial | Com ¦ Solar Water Preheat (Pools/DHW) | 2039 | Economic | MW | Before Competition Groups | 0.47117 | 0 | 0 | 2358.8265 | 0.00019975 | 67 | Commercial_2039_Economic_MW_Before Competition Groups_67 | Solar Water Preheat (Pools/DHW) | 0.01997% | 0 | 0.47117 | Commercial_2039_Economic_MW_Before Competition Groups_Solar Water Preheat (Pools/DHW)
Commercial | Com ¦ Wall Insulation | 2039 | Technical | MW | Before Competition Groups | 0.60011 | 0 | 0 | 3131.5385 | 0.00019164 | 78 | Commercial_2039_Technical_MW_Before Competition Groups_78 | Wall Insulation | 0.01916% | 0 | 0.60011 | Commercial_2039_Technical_MW_Before Competition Groups_Wall Insulation
Commercial | COM ¦ Ductless Mini-Split Heat Pumps | 2039 | Economic | MW | Before Competition Groups | 0.44991 | 0 | 0 | 2358.8265 | 0.00019073 | 68 | Commercial_2039_Economic_MW_Before Competition Groups_68 | Ductless Mini-Split Heat Pumps | 0.01907% | 0 | 0.44991 | Commercial_2039_Economic_MW_Before Competition Groups_Ductless Mini-Split Heat Pumps
Commercial | Com ¦ Solar Preheat Make up Air | 2039 | Technical | MW | Before Competition Groups | 0.59374 | 0 | 0 | 3131.5385 | 0.0001896 | 79 | Commercial_2039_Technical_MW_Before Competition Groups_79 | Solar Preheat Make up Air | 0.01896% | 0 | 0.59374 | Commercial_2039_Technical_MW_Before Competition Groups_Solar Preheat Make up Air
Commercial | Com ¦ ECM MOTORS FOR HVAC APPLICATION (FAN-POWERED VAV BOX) | 2039 | Achievable | MW | Before Competition Groups | 0.31901 | 0 | 0 | 1721.5175 | 0.00018531 | 60 | Commercial_2039_Achievable_MW_Before Competition Groups_60 | ECM MOTORS FOR HVAC APPLICATION (FAN-POWERED VAV BOX) | 0.01853% | 0 | 0.31901 | Commercial_2039_Achievable_MW_Before Competition Groups_ECM MOTORS FOR HVAC APPLICATION (FAN-POWERED VAV BOX)
Commercial | COM ¦ Ductless Mini-Split Heat Pumps | 2039 | Achievable | MW | Before Competition Groups | 0.30459 | 0 | 0 | 1721.5175 | 0.00017693 | 61 | Commercial_2039_Achievable_MW_Before Competition Groups_61 | Ductless Mini-Split Heat Pumps | 0.01769% | 0 | 0.30459 | Commercial_2039_Achievable_MW_Before Competition Groups_Ductless Mini-Split Heat Pumps
Commercial | Com ¦ Solar Water Preheat (Pools/DHW) | 2039 | Achievable | MW | Before Competition Groups | 0.27417 | 0 | 0 | 1721.5175 | 0.00015926 | 62 | Commercial_2039_Achievable_MW_Before Competition Groups_62 | Solar Water Preheat (Pools/DHW) | 0.01593% | 0 | 0.27417 | Commercial_2039_Achievable_MW_Before Competition Groups_Solar Water Preheat (Pools/DHW)
Commercial | Com ¦ Solar Water Preheat (Pools/DHW) | 2039 | Technical | MW | Before Competition Groups | 0.47117 | 0 | 0 | 3131.5385 | 0.00015046 | 80 | Commercial_2039_Technical_MW_Before Competition Groups_80 | Solar Water Preheat (Pools/DHW) | 0.01505% | 0 | 0.47117 | Commercial_2039_Technical_MW_Before Competition Groups_Solar Water Preheat (Pools/DHW)
Commercial | Com ¦ High Efficiency Chiller (avg of water and air cooled) | 2039 | Technical | MW | Before Competition Groups | 0.45901 | 0 | 0 | 3131.5385 | 0.00014658 | 81 | Commercial_2039_Technical_MW_Before Competition Groups_81 | High Efficiency Chiller (avg of water and air cooled) | 0.01466% | 0 | 0.45901 | Commercial_2039_Technical_MW_Before Competition Groups_High Efficiency Chiller (avg of water and air cooled)
Commercial | Com ¦ Efficient compressor motor | 2039 | Technical | MW | Before Competition Groups | 0.45294 | 0 | 0 | 3131.5385 | 0.00014464 | 82 | Commercial_2039_Technical_MW_Before Competition Groups_82 | Efficient compressor motor | 0.01446% | 0 | 0.45294 | Commercial_2039_Technical_MW_Before Competition Groups_Efficient compressor motor
Commercial | COM ¦ Ductless Mini-Split Heat Pumps | 2039 | Technical | MW | Before Competition Groups | 0.44991 | 0 | 0 | 3131.5385 | 0.00014367 | 83 | Commercial_2039_Technical_MW_Before Competition Groups_83 | Ductless Mini-Split Heat Pumps | 0.01437% | 0 | 0.44991 | Commercial_2039_Technical_MW_Before Competition Groups_Ductless Mini-Split Heat Pumps
Commercial | Com ¦ ECM MOTORS FOR HVAC APPLICATION (FAN-POWERED VAV BOX) | 2039 | Economic | MW | Before Competition Groups | 0.32433 | 0 | 0 | 2358.8265 | 0.0001375 | 69 | Commercial_2039_Economic_MW_Before Competition Groups_69 | ECM MOTORS FOR HVAC APPLICATION (FAN-POWERED VAV BOX) | 0.01375% | 0 | 0.32433 | Commercial_2039_Economic_MW_Before Competition Groups_ECM MOTORS FOR HVAC APPLICATION (FAN-POWERED VAV BOX)
Commercial | Com ¦ Heat Pump Water Heater (50 Gallons) | 2039 | Technical | MW | Before Competition Groups | 0.42943 | 0 | 0 | 3131.5385 | 0.00013713 | 84 | Commercial_2039_Technical_MW_Before Competition Groups_84 | Heat Pump Water Heater (50 Gallons) | 0.01371% | 0 | 0.42943 | Commercial_2039_Technical_MW_Before Competition Groups_Heat Pump Water Heater (50 Gallons)
Commercial | Com ¦ SYNCHRONOUS BELT | 2039 | Economic | MW | Before Competition Groups | 0.30829 | 0 | 0 | 2358.8265 | 0.0001307 | 70 | Commercial_2039_Economic_MW_Before Competition Groups_70 | SYNCHRONOUS BELT | 0.01307% | 0 | 0.30829 | Commercial_2039_Economic_MW_Before Competition Groups_SYNCHRONOUS BELT
Commercial | Com ¦ Notched V belts for HVAC Systems | 2039 | Technical | MW | Before Competition Groups | 0.37697 | 0 | 0 | 3131.5385 | 0.00012038 | 85 | Commercial_2039_Technical_MW_Before Competition Groups_85 | Notched V belts for HVAC Systems | 0.01204% | 0 | 0.37697 | Commercial_2039_Technical_MW_Before Competition Groups_Notched V belts for HVAC Systems
Commercial | Com ¦ Commercial Hot Food Holding Cabinets | 2039 | Technical | MW | Before Competition Groups | 0.34307 | 0 | 0 | 3131.5385 | 0.00010955 | 86 | Commercial_2039_Technical_MW_Before Competition Groups_86 | Commercial Hot Food Holding Cabinets | 0.01096% | 0 | 0.34307 | Commercial_2039_Technical_MW_Before Competition Groups_Commercial Hot Food Holding Cabinets
Commercial | Com ¦ Efficient compressor motor | 2039 | Economic | MW | Before Competition Groups | 0.25635 | 0 | 0 | 2358.8265 | 0.00010868 | 71 | Commercial_2039_Economic_MW_Before Competition Groups_71 | Efficient compressor motor | 0.01087% | 0 | 0.25635 | Commercial_2039_Economic_MW_Before Competition Groups_Efficient compressor motor
Commercial | Com ¦ Efficient compressor motor | 2039 | Achievable | MW | Before Competition Groups | 0.18485 | 0 | 0 | 1721.5175 | 0.00010738 | 63 | Commercial_2039_Achievable_MW_Before Competition Groups_63 | Efficient compressor motor | 0.01074% | 0 | 0.18485 | Commercial_2039_Achievable_MW_Before Competition Groups_Efficient compressor motor
Commercial | Com ¦ Auto Off Time Switch or Time Clock control | 2039 | Achievable | MW | Before Competition Groups | 0.17941 | 0 | 0 | 1721.5175 | 0.00010422 | 64 | Commercial_2039_Achievable_MW_Before Competition Groups_64 | Auto Off Time Switch or Time Clock control | 0.01042% | 0 | 0.17941 | Commercial_2039_Achievable_MW_Before Competition Groups_Auto Off Time Switch or Time Clock control
Commercial | Com ¦ ECM MOTORS FOR HVAC APPLICATION (FAN-POWERED VAV BOX) | 2039 | Technical | MW | Before Competition Groups | 0.32507 | 0 | 0 | 3131.5385 | 0.0001038 | 87 | Commercial_2039_Technical_MW_Before Competition Groups_87 | ECM MOTORS FOR HVAC APPLICATION (FAN-POWERED VAV BOX) | 0.01038% | 0 | 0.32507 | Commercial_2039_Technical_MW_Before Competition Groups_ECM MOTORS FOR HVAC APPLICATION (FAN-POWERED VAV BOX)
Commercial | Com ¦ Wall Insulation | 2039 | Achievable | MW | Before Competition Groups | 0.17766 | 0 | 0 | 1721.5175 | 0.0001032 | 65 | Commercial_2039_Achievable_MW_Before Competition Groups_65 | Wall Insulation | 0.01032% | 0 | 0.17766 | Commercial_2039_Achievable_MW_Before Competition Groups_Wall Insulation
Commercial | Com ¦ CEE Tier 2/Energy Star Clothes Washers | 2039 | Achievable | MW | Before Competition Groups | 0.16126 | 0 | 0 | 1721.5175 | 9.3675e-05 | 66 | Commercial_2039_Achievable_MW_Before Competition Groups_66 | CEE Tier 2/Energy Star Clothes Washers | 0.009367% | 0 | 0.16126 | Commercial_2039_Achievable_MW_Before Competition Groups_CEE Tier 2/Energy Star Clothes Washers
Commercial | Com ¦ HVAC Optimization | 2039 | Technical | MW | Before Competition Groups | 0.27779 | 0 | 0 | 3131.5385 | 8.8707e-05 | 88 | Commercial_2039_Technical_MW_Before Competition Groups_88 | HVAC Optimization | 0.008871% | 0 | 0.27779 | Commercial_2039_Technical_MW_Before Competition Groups_HVAC Optimization
Commercial | Com ¦ Demand controlled Circulating Systems | 2039 | Achievable | MW | Before Competition Groups | 0.14854 | 0 | 0 | 1721.5175 | 8.6282e-05 | 67 | Commercial_2039_Achievable_MW_Before Competition Groups_67 | Demand controlled Circulating Systems | 0.008628% | 0 | 0.14854 | Commercial_2039_Achievable_MW_Before Competition Groups_Demand controlled Circulating Systems
Commercial | Com ¦ Notched V belts for HVAC Systems | 2039 | Economic | MW | Before Competition Groups | 0.2012 | 0 | 0 | 2358.8265 | 8.5295e-05 | 72 | Commercial_2039_Economic_MW_Before Competition Groups_72 | Notched V belts for HVAC Systems | 0.008529% | 0 | 0.2012 | Commercial_2039_Economic_MW_Before Competition Groups_Notched V belts for HVAC Systems
Commercial | Com ¦ CEE Tier 2/Energy Star Clothes Washers | 2039 | Economic | MW | Before Competition Groups | 0.20029 | 0 | 0 | 2358.8265 | 8.491e-05 | 73 | Commercial_2039_Economic_MW_Before Competition Groups_73 | CEE Tier 2/Energy Star Clothes Washers | 0.008491% | 0 | 0.20029 | Commercial_2039_Economic_MW_Before Competition Groups_CEE Tier 2/Energy Star Clothes Washers
Commercial | Com ¦ Auto Off Time Switch or Time Clock control | 2039 | Economic | MW | Before Competition Groups | 0.19689 | 0 | 0 | 2358.8265 | 8.3469e-05 | 74 | Commercial_2039_Economic_MW_Before Competition Groups_74 | Auto Off Time Switch or Time Clock control | 0.008347% | 0 | 0.19689 | Commercial_2039_Economic_MW_Before Competition Groups_Auto Off Time Switch or Time Clock control
Commercial | Com ¦ High Efficiency Small Instantaneous Water Heater | 2039 | Achievable | MW | Before Competition Groups | 0.12351 | 0 | 0 | 1721.5175 | 7.1745e-05 | 68 | Commercial_2039_Achievable_MW_Before Competition Groups_68 | High Efficiency Small Instantaneous Water Heater | 0.007175% | 0 | 0.12351 | Commercial_2039_Achievable_MW_Before Competition Groups_High Efficiency Small Instantaneous Water Heater
Commercial | Com ¦ HVAC Optimization | 2039 | Achievable | MW | Before Competition Groups | 0.12249 | 0 | 0 | 1721.5175 | 7.1153e-05 | 69 | Commercial_2039_Achievable_MW_Before Competition Groups_69 | HVAC Optimization | 0.007115% | 0 | 0.12249 | Commercial_2039_Achievable_MW_Before Competition Groups_HVAC Optimization
Commercial | Com ¦ HVAC Optimization | 2039 | Economic | MW | Before Competition Groups | 0.16688 | 0 | 0 | 2358.8265 | 7.0748e-05 | 75 | Commercial_2039_Economic_MW_Before Competition Groups_75 | HVAC Optimization | 0.007075% | 0 | 0.16688 | Commercial_2039_Economic_MW_Before Competition Groups_HVAC Optimization
Commercial | Com ¦ Notched V belts for HVAC Systems | 2039 | Achievable | MW | Before Competition Groups | 0.11111 | 0 | 0 | 1721.5175 | 6.4541e-05 | 70 | Commercial_2039_Achievable_MW_Before Competition Groups_70 | Notched V belts for HVAC Systems | 0.006454% | 0 | 0.11111 | Commercial_2039_Achievable_MW_Before Competition Groups_Notched V belts for HVAC Systems
Commercial | Com ¦ CEE Tier 2/Energy Star Clothes Washers | 2039 | Technical | MW | Before Competition Groups | 0.20029 | 0 | 0 | 3131.5385 | 6.3958e-05 | 89 | Commercial_2039_Technical_MW_Before Competition Groups_89 | CEE Tier 2/Energy Star Clothes Washers | 0.006396% | 0 | 0.20029 | Commercial_2039_Technical_MW_Before Competition Groups_CEE Tier 2/Energy Star Clothes Washers
Commercial | Com ¦ Auto Off Time Switch or Time Clock control | 2039 | Technical | MW | Before Competition Groups | 0.19689 | 0 | 0 | 3131.5385 | 6.2873e-05 | 90 | Commercial_2039_Technical_MW_Before Competition Groups_90 | Auto Off Time Switch or Time Clock control | 0.006287% | 0 | 0.19689 | Commercial_2039_Technical_MW_Before Competition Groups_Auto Off Time Switch or Time Clock control
Commercial | Com ¦ Roof Insulation/Ceiling Insulation (R25 Code to R35) | 2039 | Achievable | MW | Before Competition Groups | 0.10557 | 0 | 0 | 1721.5175 | 6.1323e-05 | 71 | Commercial_2039_Achievable_MW_Before Competition Groups_71 | Roof Insulation/Ceiling Insulation (R25 Code to R35) | 0.006132% | 0 | 0.10557 | Commercial_2039_Achievable_MW_Before Competition Groups_Roof Insulation/Ceiling Insulation (R25 Code to R35)
Commercial | Com ¦ Solar Electric Water Heater (50 Gallon) | 2039 | Technical | MW | Before Competition Groups | 0.17552 | 0 | 0 | 3131.5385 | 5.6048e-05 | 91 | Commercial_2039_Technical_MW_Before Competition Groups_91 | Solar Electric Water Heater (50 Gallon) | 0.005605% | 0 | 0.17552 | Commercial_2039_Technical_MW_Before Competition Groups_Solar Electric Water Heater (50 Gallon)
Commercial | Com ¦ Commercial Hot Food Holding Cabinets | 2039 | Economic | MW | Before Competition Groups | 0.12939 | 0 | 0 | 2358.8265 | 5.4854e-05 | 76 | Commercial_2039_Economic_MW_Before Competition Groups_76 | Commercial Hot Food Holding Cabinets | 0.005485% | 0 | 0.12939 | Commercial_2039_Economic_MW_Before Competition Groups_Commercial Hot Food Holding Cabinets
Commercial | Com ¦ Demand controlled Circulating Systems | 2039 | Economic | MW | Before Competition Groups | 0.1269 | 0 | 0 | 2358.8265 | 5.3798e-05 | 77 | Commercial_2039_Economic_MW_Before Competition Groups_77 | Demand controlled Circulating Systems | 0.00538% | 0 | 0.1269 | Commercial_2039_Economic_MW_Before Competition Groups_Demand controlled Circulating Systems
Commercial | Com ¦ Commercial Hot Food Holding Cabinets | 2039 | Achievable | MW | Before Competition Groups | 0.087248 | 0 | 0 | 1721.5175 | 5.0681e-05 | 72 | Commercial_2039_Achievable_MW_Before Competition Groups_72 | Commercial Hot Food Holding Cabinets | 0.005068% | 0 | 0.087248 | Commercial_2039_Achievable_MW_Before Competition Groups_Commercial Hot Food Holding Cabinets
Commercial | Com ¦ Low Flow Pre-Rinse Spray Nozzle | 2039 | Achievable | MW | Before Competition Groups | 0.086757 | 0 | 0 | 1721.5175 | 5.0396e-05 | 73 | Commercial_2039_Achievable_MW_Before Competition Groups_73 | Low Flow Pre-Rinse Spray Nozzle | 0.00504% | 0 | 0.086757 | Commercial_2039_Achievable_MW_Before Competition Groups_Low Flow Pre-Rinse Spray Nozzle
Commercial | Com ¦ Low Flow Pre-Rinse Spray Nozzle | 2039 | Economic | MW | Before Competition Groups | 0.11531 | 0 | 0 | 2358.8265 | 4.8884e-05 | 78 | Commercial_2039_Economic_MW_Before Competition Groups_78 | Low Flow Pre-Rinse Spray Nozzle | 0.004888% | 0 | 0.11531 | Commercial_2039_Economic_MW_Before Competition Groups_Low Flow Pre-Rinse Spray Nozzle
Commercial | Com ¦ Demand controlled Circulating Systems | 2039 | Technical | MW | Before Competition Groups | 0.1269 | 0 | 0 | 3131.5385 | 4.0523e-05 | 92 | Commercial_2039_Technical_MW_Before Competition Groups_92 | Demand controlled Circulating Systems | 0.004052% | 0 | 0.1269 | Commercial_2039_Technical_MW_Before Competition Groups_Demand controlled Circulating Systems
Commercial | Com ¦ Room AC (w/ louvered sides) 14 SEER from 12 SEER code | 2039 | Achievable | MW | Before Competition Groups | 0.067747 | 0 | 0 | 1721.5175 | 3.9353e-05 | 74 | Commercial_2039_Achievable_MW_Before Competition Groups_74 | Room AC (w/ louvered sides) 14 SEER from 12 SEER code | 0.003935% | 0 | 0.067747 | Commercial_2039_Achievable_MW_Before Competition Groups_Room AC (w/ louvered sides) 14 SEER from 12 SEER code
Commercial | Com ¦ Low Flow Pre-Rinse Spray Nozzle | 2039 | Technical | MW | Before Competition Groups | 0.11531 | 0 | 0 | 3131.5385 | 3.6822e-05 | 93 | Commercial_2039_Technical_MW_Before Competition Groups_93 | Low Flow Pre-Rinse Spray Nozzle | 0.003682% | 0 | 0.11531 | Commercial_2039_Technical_MW_Before Competition Groups_Low Flow Pre-Rinse Spray Nozzle
Commercial | Com ¦ Ground Source Heat Pump | 2039 | Economic | MW | Before Competition Groups | 0.079618 | 0 | 0 | 2358.8265 | 3.3753e-05 | 79 | Commercial_2039_Economic_MW_Before Competition Groups_79 | Ground Source Heat Pump | 0.003375% | 0 | 0.079618 | Commercial_2039_Economic_MW_Before Competition Groups_Ground Source Heat Pump
Commercial | Com ¦ Condensing Unit Heaters or other Efficient Unit Heating System | 2039 | Achievable | MW | Before Competition Groups | 0.050214 | 0 | 0 | 1721.5175 | 2.9169e-05 | 75 | Commercial_2039_Achievable_MW_Before Competition Groups_75 | Condensing Unit Heaters or other Efficient Unit Heating System | 0.002917% | 0 | 0.050214 | Commercial_2039_Achievable_MW_Before Competition Groups_Condensing Unit Heaters or other Efficient Unit Heating System
Commercial | Com ¦ Room AC (w/ louvered sides) 14 SEER from 12 SEER code | 2039 | Economic | MW | Before Competition Groups | 0.064792 | 0 | 0 | 2358.8265 | 2.7468e-05 | 80 | Commercial_2039_Economic_MW_Before Competition Groups_80 | Room AC (w/ louvered sides) 14 SEER from 12 SEER code | 0.002747% | 0 | 0.064792 | Commercial_2039_Economic_MW_Before Competition Groups_Room AC (w/ louvered sides) 14 SEER from 12 SEER code
Commercial | Com ¦ High Efficiency Chiller (avg of water and air cooled) | 2039 | Achievable | MW | Before Competition Groups | 0.045817 | 0 | 0 | 1721.5175 | 2.6614e-05 | 76 | Commercial_2039_Achievable_MW_Before Competition Groups_76 | High Efficiency Chiller (avg of water and air cooled) | 0.002661% | 0 | 0.045817 | Commercial_2039_Achievable_MW_Before Competition Groups_High Efficiency Chiller (avg of water and air cooled)
Commercial | Com ¦ High Efficiency Chiller (avg of water and air cooled) | 2039 | Economic | MW | Before Competition Groups | 0.050419 | 0 | 0 | 2358.8265 | 2.1375e-05 | 81 | Commercial_2039_Economic_MW_Before Competition Groups_81 | High Efficiency Chiller (avg of water and air cooled) | 0.002137% | 0 | 0.050419 | Commercial_2039_Economic_MW_Before Competition Groups_High Efficiency Chiller (avg of water and air cooled)
Commercial | Com ¦ Condensing Unit Heaters or other Efficient Unit Heating System | 2039 | Economic | MW | Before Competition Groups | 0.043353 | 0 | 0 | 2358.8265 | 1.8379e-05 | 82 | Commercial_2039_Economic_MW_Before Competition Groups_82 | Condensing Unit Heaters or other Efficient Unit Heating System | 0.001838% | 0 | 0.043353 | Commercial_2039_Economic_MW_Before Competition Groups_Condensing Unit Heaters or other Efficient Unit Heating System
Commercial | Com ¦ Energy Recovery Ventilation and Ventilation (Enhanced) | 2039 | Achievable | MW | Before Competition Groups | 0.029888 | 0 | 0 | 1721.5175 | 1.7361e-05 | 77 | Commercial_2039_Achievable_MW_Before Competition Groups_77 | Energy Recovery Ventilation and Ventilation (Enhanced) | 0.001736% | 0 | 0.029888 | Commercial_2039_Achievable_MW_Before Competition Groups_Energy Recovery Ventilation and Ventilation (Enhanced)
Commercial | Com ¦ VSD Air Compressor | 2039 | Achievable | MW | Before Competition Groups | 0.02738 | 0 | 0 | 1721.5175 | 1.5905e-05 | 78 | Commercial_2039_Achievable_MW_Before Competition Groups_78 | VSD Air Compressor | 0.00159% | 0 | 0.02738 | Commercial_2039_Achievable_MW_Before Competition Groups_VSD Air Compressor
Commercial | Com ¦ VSD Air Compressor | 2039 | Economic | MW | Before Competition Groups | 0.036916 | 0 | 0 | 2358.8265 | 1.565e-05 | 83 | Commercial_2039_Economic_MW_Before Competition Groups_83 | VSD Air Compressor | 0.001565% | 0 | 0.036916 | Commercial_2039_Economic_MW_Before Competition Groups_VSD Air Compressor
Commercial | Com ¦ Condensing Unit Heaters or other Efficient Unit Heating System | 2039 | Technical | MW | Before Competition Groups | 0.043353 | 0 | 0 | 3131.5385 | 1.3844e-05 | 94 | Commercial_2039_Technical_MW_Before Competition Groups_94 | Condensing Unit Heaters or other Efficient Unit Heating System | 0.001384% | 0 | 0.043353 | Commercial_2039_Technical_MW_Before Competition Groups_Condensing Unit Heaters or other Efficient Unit Heating System
Commercial | Com ¦ SYNCHRONOUS BELT | 2039 | Achievable | MW | Before Competition Groups | 0.022508 | 0 | 0 | 1721.5175 | 1.3075e-05 | 79 | Commercial_2039_Achievable_MW_Before Competition Groups_79 | SYNCHRONOUS BELT | 0.001307% | 0 | 0.022508 | Commercial_2039_Achievable_MW_Before Competition Groups_SYNCHRONOUS BELT
Commercial | Com ¦ EC Plug Fan for Data Center (under cabinet) | 2039 | Economic | MW | Before Competition Groups | 0.028582 | 0 | 0 | 2358.8265 | 1.2117e-05 | 84 | Commercial_2039_Economic_MW_Before Competition Groups_84 | EC Plug Fan for Data Center (under cabinet) | 0.001212% | 0 | 0.028582 | Commercial_2039_Economic_MW_Before Competition Groups_EC Plug Fan for Data Center (under cabinet)
Commercial | Com ¦ eCube | 2039 | Technical | MW | Before Competition Groups | 0.037008 | 0 | 0 | 3131.5385 | 1.1818e-05 | 95 | Commercial_2039_Technical_MW_Before Competition Groups_95 | eCube | 0.001182% | 0 | 0.037008 | Commercial_2039_Technical_MW_Before Competition Groups_eCube
Commercial | Com ¦ VSD Air Compressor | 2039 | Technical | MW | Before Competition Groups | 0.036916 | 0 | 0 | 3131.5385 | 1.1789e-05 | 96 | Commercial_2039_Technical_MW_Before Competition Groups_96 | VSD Air Compressor | 0.001179% | 0 | 0.036916 | Commercial_2039_Technical_MW_Before Competition Groups_VSD Air Compressor
Commercial | Com ¦ EC Plug Fan for Data Center (under cabinet) | 2039 | Achievable | MW | Before Competition Groups | 0.015871 | 0 | 0 | 1721.5175 | 9.219e-06 | 80 | Commercial_2039_Achievable_MW_Before Competition Groups_80 | EC Plug Fan for Data Center (under cabinet) | 0.0009219% | 0 | 0.015871 | Commercial_2039_Achievable_MW_Before Competition Groups_EC Plug Fan for Data Center (under cabinet)
Commercial | Com ¦ EC Plug Fan for Data Center (under cabinet) | 2039 | Technical | MW | Before Competition Groups | 0.028582 | 0 | 0 | 3131.5385 | 9.1271e-06 | 97 | Commercial_2039_Technical_MW_Before Competition Groups_97 | EC Plug Fan for Data Center (under cabinet) | 0.0009127% | 0 | 0.028582 | Commercial_2039_Technical_MW_Before Competition Groups_EC Plug Fan for Data Center (under cabinet)
Commercial | Com ¦ Energy Recovery Ventilation and Ventilation (Enhanced) | 2039 | Technical | MW | Before Competition Groups | 0.014869 | 0 | 0 | 3131.5385 | 4.7482e-06 | 98 | Commercial_2039_Technical_MW_Before Competition Groups_98 | Energy Recovery Ventilation and Ventilation (Enhanced) | 0.0004748% | 0 | 0.014869 | Commercial_2039_Technical_MW_Before Competition Groups_Energy Recovery Ventilation and Ventilation (Enhanced)
Commercial | Com ¦ Exterior Photocell | 2039 | Technical | MW | Before Competition Groups | 0.01407 | 0 | 0 | 3131.5385 | 4.4931e-06 | 99 | Commercial_2039_Technical_MW_Before Competition Groups_99 | Exterior Photocell | 0.0004493% | 0 | 0.01407 | Commercial_2039_Technical_MW_Before Competition Groups_Exterior Photocell
Commercial | Com ¦ Air Curtains | 2039 | Achievable | MW | Before Competition Groups | 0.0072859 | 0 | 0 | 1721.5175 | 4.2323e-06 | 81 | Commercial_2039_Achievable_MW_Before Competition Groups_81 | Air Curtains | 0.0004232% | 0 | 0.0072859 | Commercial_2039_Achievable_MW_Before Competition Groups_Air Curtains
Commercial | Com ¦ Air Curtains | 2039 | Economic | MW | Before Competition Groups | 0.0077357 | 0 | 0 | 2358.8265 | 3.2795e-06 | 85 | Commercial_2039_Economic_MW_Before Competition Groups_85 | Air Curtains | 0.0003279% | 0 | 0.0077357 | Commercial_2039_Economic_MW_Before Competition Groups_Air Curtains
Commercial | Com ¦ Air Curtains | 2039 | Technical | MW | Before Competition Groups | 0.0077357 | 0 | 0 | 3131.5385 | 2.4703e-06 | 100 | Commercial_2039_Technical_MW_Before Competition Groups_100 | Air Curtains | 0.000247% | 0 | 0.0077357 | Commercial_2039_Technical_MW_Before Competition Groups_Air Curtains
Commercial | Com ¦ Ground Source Heat Pump | 2039 | Achievable | MW | Before Competition Groups | 0.0013133 | 0 | 0 | 1721.5175 | 7.629e-07 | 82 | Commercial_2039_Achievable_MW_Before Competition Groups_82 | Ground Source Heat Pump | 7.629e-05% | 0 | 0.0013133 | Commercial_2039_Achievable_MW_Before Competition Groups_Ground Source Heat Pump
Commercial | Com ¦ High Efficiency Induction Cooking | 2039 | Technical | MW | Before Competition Groups | 0.0014775 | 0 | 0 | 3131.5385 | 4.718e-07 | 101 | Commercial_2039_Technical_MW_Before Competition Groups_101 | High Efficiency Induction Cooking | 4.718e-05% | 0 | 0.0014775 | Commercial_2039_Technical_MW_Before Competition Groups_High Efficiency Induction Cooking
Commercial | Com ¦ Electric Convection Combination Ovens | 2039 | Achievable | MW | Before Competition Groups | 0.00039592 | 0 | 0 | 1721.5175 | 2.2998e-07 | 83 | Commercial_2039_Achievable_MW_Before Competition Groups_83 | Electric Convection Combination Ovens | 2.3e-05% | 0 | 0.00039592 | Commercial_2039_Achievable_MW_Before Competition Groups_Electric Convection Combination Ovens
Commercial | Com ¦ Electric Convection Combination Ovens | 2039 | Economic | MW | Before Competition Groups | 0.00047911 | 0 | 0 | 2358.8265 | 2.0311e-07 | 86 | Commercial_2039_Economic_MW_Before Competition Groups_86 | Electric Convection Combination Ovens | 2.031e-05% | 0 | 0.00047911 | Commercial_2039_Economic_MW_Before Competition Groups_Electric Convection Combination Ovens
Commercial | Com ¦ Electric Convection Combination Ovens | 2039 | Technical | MW | Before Competition Groups | 0.00047911 | 0 | 0 | 3131.5385 | 1.5299e-07 | 102 | Commercial_2039_Technical_MW_Before Competition Groups_102 | Electric Convection Combination Ovens | 1.53e-05% | 0 | 0.00047911 | Commercial_2039_Technical_MW_Before Competition Groups_Electric Convection Combination Ovens
Commercial | Com ¦ LLLC - Low Impact Application | 2039 | Achievable | MW | Before Competition Groups | 1.0922e-19 | 0 | 0 | 1721.5175 | 6.3443e-23 | 84 | Commercial_2039_Achievable_MW_Before Competition Groups_84 | LLLC - Low Impact Application | 6.344e-21% | 0 | 1.0922e-19 | Commercial_2039_Achievable_MW_Before Competition Groups_LLLC - Low Impact Application
Commercial | Com ¦ LLLC - High Impact Application | 2039 | Achievable | MW | Before Competition Groups | 5.2838e-20 | 0 | 0 | 1721.5175 | 3.0692e-23 | 85 | Commercial_2039_Achievable_MW_Before Competition Groups_85 | LLLC - High Impact Application | 3.069e-21% | 0 | 5.2838e-20 | Commercial_2039_Achievable_MW_Before Competition Groups_LLLC - High Impact Application
Commercial | Com ¦ Networked/Connected - High Impact Application | 2039 | Achievable | MW | Before Competition Groups | 1.1608e-21 | 0 | 0 | 1721.5175 | 6.743e-25 | 86 | Commercial_2039_Achievable_MW_Before Competition Groups_86 | Networked/Connected - High Impact Application | 6.743e-23% | 0 | 1.1608e-21 | Commercial_2039_Achievable_MW_Before Competition Groups_Networked/Connected - High Impact Application
Commercial | Com ¦ Networked/Connected - Low Impact Application | 2039 | Achievable | MW | Before Competition Groups | 4.9195e-22 | 0 | 0 | 1721.5175 | 2.8576e-25 | 87 | Commercial_2039_Achievable_MW_Before Competition Groups_87 | Networked/Connected - Low Impact Application | 2.858e-23% | 0 | 4.9195e-22 | Commercial_2039_Achievable_MW_Before Competition Groups_Networked/Connected - Low Impact Application
Commercial | Com ¦ High R-Value Glass Doors/no-heat glass door | 2039 | Achievable | MW | Before Competition Groups | 0 | 0 | 0 | 1721.5175 | 0 | 88 | Commercial_2039_Achievable_MW_Before Competition Groups_88 | High R-Value Glass Doors/no-heat glass door | 0% | 0 | 0 | Commercial_2039_Achievable_MW_Before Competition Groups_High R-Value Glass Doors/no-heat glass door
Commercial | Com ¦ High R-Value Glass Doors/no-heat glass door | 2039 | Economic | MW | Before Competition Groups | 0 | 0 | 0 | 2358.8265 | 0 | 87 | Commercial_2039_Economic_MW_Before Competition Groups_87 | High R-Value Glass Doors/no-heat glass door | 0% | 0 | 0 | Commercial_2039_Economic_MW_Before Competition Groups_High R-Value Glass Doors/no-heat glass door
Commercial | Com ¦ Education and Capacity Building/Energy Behavior | 2040 | Achievable | MW | Before Competition Groups | 198.3192 | 0 | 0 | 1781.3348 | 0.11133 | 1 | Commercial_2040_Achievable_MW_Before Competition Groups_1 | Education and Capacity Building/Energy Behavior | 11.13% | 0 | 198.3192 | Commercial_2040_Achievable_MW_Before Competition Groups_Education and Capacity Building/Energy Behavior
Commercial | Com ¦ Building Recommissioning, Operations and Maintenance (O&M) Improvements | 2040 | Achievable | MW | Before Competition Groups | 189.7212 | 0 | 0 | 1781.3348 | 0.10651 | 2 | Commercial_2040_Achievable_MW_Before Competition Groups_2 | Building Recommissioning, Operations and Maintenance (O&M) Improvements | 10.65% | 0 | 189.7212 | Commercial_2040_Achievable_MW_Before Competition Groups_Building Recommissioning, Operations and Maintenance (O&M) Improvements
Commercial | Com ¦ LED Low/High Bay | 2040 | Achievable | MW | Before Competition Groups | 187.9088 | 0 | 0 | 1781.3348 | 0.10549 | 3 | Commercial_2040_Achievable_MW_Before Competition Groups_3 | LED Low/High Bay | 10.55% | 0 | 187.9088 | Commercial_2040_Achievable_MW_Before Competition Groups_LED Low/High Bay
Commercial | Com ¦ Building Recommissioning, Operations and Maintenance (O&M) Improvements | 2040 | Economic | MW | Before Competition Groups | 232.658 | 0 | 0 | 2381.4449 | 0.097696 | 1 | Commercial_2040_Economic_MW_Before Competition Groups_1 | Building Recommissioning, Operations and Maintenance (O&M) Improvements | 9.77% | 0 | 232.658 | Commercial_2040_Economic_MW_Before Competition Groups_Building Recommissioning, Operations and Maintenance (O&M) Improvements
Commercial | Com ¦ Central Lighting Control System | 2040 | Technical | MW | Before Competition Groups | 281.1505 | 0 | 0 | 3150.0277 | 0.089253 | 1 | Commercial_2040_Technical_MW_Before Competition Groups_1 | Central Lighting Control System | 8.925% | 0 | 281.1505 | Commercial_2040_Technical_MW_Before Competition Groups_Central Lighting Control System
Commercial | Com ¦ High Efficiency Air Source Heat Pump | 2040 | Economic | MW | Before Competition Groups | 211.2582 | 0 | 0 | 2381.4449 | 0.08871 | 2 | Commercial_2040_Economic_MW_Before Competition Groups_2 | High Efficiency Air Source Heat Pump | 8.871% | 0 | 211.2582 | Commercial_2040_Economic_MW_Before Competition Groups_High Efficiency Air Source Heat Pump
Commercial | Com ¦ Education and Capacity Building/Energy Behavior | 2040 | Economic | MW | Before Competition Groups | 208.0315 | 0 | 0 | 2381.4449 | 0.087355 | 3 | Commercial_2040_Economic_MW_Before Competition Groups_3 | Education and Capacity Building/Energy Behavior | 8.736% | 0 | 208.0315 | Commercial_2040_Economic_MW_Before Competition Groups_Education and Capacity Building/Energy Behavior
Commercial | Com ¦ LED Troffer/Surface/Suspended | 2040 | Achievable | MW | Before Competition Groups | 142.7806 | 0 | 0 | 1781.3348 | 0.080154 | 4 | Commercial_2040_Achievable_MW_Before Competition Groups_4 | LED Troffer/Surface/Suspended | 8.015% | 0 | 142.7806 | Commercial_2040_Achievable_MW_Before Competition Groups_LED Troffer/Surface/Suspended
Commercial | Com ¦ ENERGY STAR LED LAMPS (REFLECTOR LAMPs/MR16/PAR 16) | 2040 | Achievable | MW | Before Competition Groups | 138.8695 | 0 | 0 | 1781.3348 | 0.077958 | 5 | Commercial_2040_Achievable_MW_Before Competition Groups_5 | ENERGY STAR LED LAMPS (REFLECTOR LAMPs/MR16/PAR 16) | 7.796% | 0 | 138.8695 | Commercial_2040_Achievable_MW_Before Competition Groups_ENERGY STAR LED LAMPS (REFLECTOR LAMPs/MR16/PAR 16)
Commercial | Com ¦ Building Recommissioning, Operations and Maintenance (O&M) Improvements | 2040 | Technical | MW | Before Competition Groups | 232.658 | 0 | 0 | 3150.0277 | 0.073859 | 2 | Commercial_2040_Technical_MW_Before Competition Groups_2 | Building Recommissioning, Operations and Maintenance (O&M) Improvements | 7.386% | 0 | 232.658 | Commercial_2040_Technical_MW_Before Competition Groups_Building Recommissioning, Operations and Maintenance (O&M) Improvements
Commercial | Com ¦ LED Low/High Bay | 2040 | Economic | MW | Before Competition Groups | 164.9442 | 0 | 0 | 2381.4449 | 0.069262 | 4 | Commercial_2040_Economic_MW_Before Competition Groups_4 | LED Low/High Bay | 6.926% | 0 | 164.9442 | Commercial_2040_Economic_MW_Before Competition Groups_LED Low/High Bay
Commercial | Com ¦ High Efficiency Air Source Heat Pump | 2040 | Technical | MW | Before Competition Groups | 211.2582 | 0 | 0 | 3150.0277 | 0.067066 | 3 | Commercial_2040_Technical_MW_Before Competition Groups_3 | High Efficiency Air Source Heat Pump | 6.707% | 0 | 211.2582 | Commercial_2040_Technical_MW_Before Competition Groups_High Efficiency Air Source Heat Pump
Commercial | Com ¦ Education and Capacity Building/Energy Behavior | 2040 | Technical | MW | Before Competition Groups | 208.0315 | 0 | 0 | 3150.0277 | 0.066041 | 4 | Commercial_2040_Technical_MW_Before Competition Groups_4 | Education and Capacity Building/Energy Behavior | 6.604% | 0 | 208.0315 | Commercial_2040_Technical_MW_Before Competition Groups_Education and Capacity Building/Energy Behavior
Commercial | Com ¦ ENERGY STAR LED LAMPS (REFLECTOR LAMPs/MR16/PAR 16) | 2040 | Economic | MW | Before Competition Groups | 138.917 | 0 | 0 | 2381.4449 | 0.058333 | 5 | Commercial_2040_Economic_MW_Before Competition Groups_5 | ENERGY STAR LED LAMPS (REFLECTOR LAMPs/MR16/PAR 16) | 5.833% | 0 | 138.917 | Commercial_2040_Economic_MW_Before Competition Groups_ENERGY STAR LED LAMPS (REFLECTOR LAMPs/MR16/PAR 16)
Commercial | Com ¦ LED Low/High Bay | 2040 | Technical | MW | Before Competition Groups | 164.9442 | 0 | 0 | 3150.0277 | 0.052363 | 5 | Commercial_2040_Technical_MW_Before Competition Groups_5 | LED Low/High Bay | 5.236% | 0 | 164.9442 | Commercial_2040_Technical_MW_Before Competition Groups_LED Low/High Bay
Commercial | Com ¦ LED Troffer/Surface/Suspended | 2040 | Economic | MW | Before Competition Groups | 120.7266 | 0 | 0 | 2381.4449 | 0.050695 | 6 | Commercial_2040_Economic_MW_Before Competition Groups_6 | LED Troffer/Surface/Suspended | 5.069% | 0 | 120.7266 | Commercial_2040_Economic_MW_Before Competition Groups_LED Troffer/Surface/Suspended
Commercial | Com ¦ Variable Refrigerant Flow Heat Pump | 2040 | Technical | MW | Before Competition Groups | 153.8491 | 0 | 0 | 3150.0277 | 0.048841 | 6 | Commercial_2040_Technical_MW_Before Competition Groups_6 | Variable Refrigerant Flow Heat Pump | 4.884% | 0 | 153.8491 | Commercial_2040_Technical_MW_Before Competition Groups_Variable Refrigerant Flow Heat Pump
Commercial | Com ¦ High Efficiency Air Source Heat Pump | 2040 | Achievable | MW | Before Competition Groups | 86.6604 | 0 | 0 | 1781.3348 | 0.048649 | 6 | Commercial_2040_Achievable_MW_Before Competition Groups_6 | High Efficiency Air Source Heat Pump | 4.865% | 0 | 86.6604 | Commercial_2040_Achievable_MW_Before Competition Groups_High Efficiency Air Source Heat Pump
Commercial | Com ¦ LED Replacement Lamp (Tube) | 2040 | Achievable | MW | Before Competition Groups | 85.8087 | 0 | 0 | 1781.3348 | 0.048171 | 7 | Commercial_2040_Achievable_MW_Before Competition Groups_7 | LED Replacement Lamp (Tube) | 4.817% | 0 | 85.8087 | Commercial_2040_Achievable_MW_Before Competition Groups_LED Replacement Lamp (Tube)
Commercial | Com ¦ LLLC - Low Impact Application | 2040 | Economic | MW | Before Competition Groups | 113.8324 | 0 | 0 | 2381.4449 | 0.0478 | 7 | Commercial_2040_Economic_MW_Before Competition Groups_7 | LLLC - Low Impact Application | 4.78% | 0 | 113.8324 | Commercial_2040_Economic_MW_Before Competition Groups_LLLC - Low Impact Application
Commercial | Com ¦ Unitary Air-Conditioning Unit | 2040 | Achievable | MW | Before Competition Groups | 82.8099 | 0 | 0 | 1781.3348 | 0.046488 | 8 | Commercial_2040_Achievable_MW_Before Competition Groups_8 | Unitary Air-Conditioning Unit | 4.649% | 0 | 82.8099 | Commercial_2040_Achievable_MW_Before Competition Groups_Unitary Air-Conditioning Unit
Commercial | Com ¦ Advanced BAS/Controllers | 2040 | Achievable | MW | Before Competition Groups | 81.273 | 0 | 0 | 1781.3348 | 0.045625 | 9 | Commercial_2040_Achievable_MW_Before Competition Groups_9 | Advanced BAS/Controllers | 4.562% | 0 | 81.273 | Commercial_2040_Achievable_MW_Before Competition Groups_Advanced BAS/Controllers
Commercial | Com ¦ Unitary Air-Conditioning Unit | 2040 | Technical | MW | Before Competition Groups | 141.062 | 0 | 0 | 3150.0277 | 0.044781 | 7 | Commercial_2040_Technical_MW_Before Competition Groups_7 | Unitary Air-Conditioning Unit | 4.478% | 0 | 141.062 | Commercial_2040_Technical_MW_Before Competition Groups_Unitary Air-Conditioning Unit
Commercial | Com ¦ ENERGY STAR LED LAMPS (REFLECTOR LAMPs/MR16/PAR 16) | 2040 | Technical | MW | Before Competition Groups | 140.5279 | 0 | 0 | 3150.0277 | 0.044612 | 8 | Commercial_2040_Technical_MW_Before Competition Groups_8 | ENERGY STAR LED LAMPS (REFLECTOR LAMPs/MR16/PAR 16) | 4.461% | 0 | 140.5279 | Commercial_2040_Technical_MW_Before Competition Groups_ENERGY STAR LED LAMPS (REFLECTOR LAMPs/MR16/PAR 16)
Commercial | Com ¦ LLLC - High Impact Application | 2040 | Economic | MW | Before Competition Groups | 103.3986 | 0 | 0 | 2381.4449 | 0.043418 | 8 | Commercial_2040_Economic_MW_Before Competition Groups_8 | LLLC - High Impact Application | 4.342% | 0 | 103.3986 | Commercial_2040_Economic_MW_Before Competition Groups_LLLC - High Impact Application
Commercial | Com ¦ LED Replacement Lamp (Tube) | 2040 | Economic | MW | Before Competition Groups | 102.8108 | 0 | 0 | 2381.4449 | 0.043172 | 9 | Commercial_2040_Economic_MW_Before Competition Groups_9 | LED Replacement Lamp (Tube) | 4.317% | 0 | 102.8108 | Commercial_2040_Economic_MW_Before Competition Groups_LED Replacement Lamp (Tube)
Commercial | Com ¦ Advanced BAS/Controllers | 2040 | Economic | MW | Before Competition Groups | 101.4185 | 0 | 0 | 2381.4449 | 0.042587 | 10 | Commercial_2040_Economic_MW_Before Competition Groups_10 | Advanced BAS/Controllers | 4.259% | 0 | 101.4185 | Commercial_2040_Economic_MW_Before Competition Groups_Advanced BAS/Controllers
Commercial | Com ¦ LED Troffer/Surface/Suspended | 2040 | Technical | MW | Before Competition Groups | 120.7266 | 0 | 0 | 3150.0277 | 0.038326 | 9 | Commercial_2040_Technical_MW_Before Competition Groups_9 | LED Troffer/Surface/Suspended | 3.833% | 0 | 120.7266 | Commercial_2040_Technical_MW_Before Competition Groups_LED Troffer/Surface/Suspended
Commercial | Com ¦ Networked/Connected - High Impact Application | 2040 | Economic | MW | Before Competition Groups | 89.9607 | 0 | 0 | 2381.4449 | 0.037776 | 11 | Commercial_2040_Economic_MW_Before Competition Groups_11 | Networked/Connected - High Impact Application | 3.778% | 0 | 89.9607 | Commercial_2040_Economic_MW_Before Competition Groups_Networked/Connected - High Impact Application
Commercial | Com ¦ Unitary Air-Conditioning Unit | 2040 | Economic | MW | Before Competition Groups | 86.6898 | 0 | 0 | 2381.4449 | 0.036402 | 12 | Commercial_2040_Economic_MW_Before Competition Groups_12 | Unitary Air-Conditioning Unit | 3.64% | 0 | 86.6898 | Commercial_2040_Economic_MW_Before Competition Groups_Unitary Air-Conditioning Unit
Commercial | Com ¦ LLLC - Low Impact Application | 2040 | Technical | MW | Before Competition Groups | 113.8324 | 0 | 0 | 3150.0277 | 0.036137 | 10 | Commercial_2040_Technical_MW_Before Competition Groups_10 | LLLC - Low Impact Application | 3.614% | 0 | 113.8324 | Commercial_2040_Technical_MW_Before Competition Groups_LLLC - Low Impact Application
Commercial | Com ¦ LLLC - High Impact Application | 2040 | Technical | MW | Before Competition Groups | 103.3986 | 0 | 0 | 3150.0277 | 0.032825 | 11 | Commercial_2040_Technical_MW_Before Competition Groups_11 | LLLC - High Impact Application | 3.282% | 0 | 103.3986 | Commercial_2040_Technical_MW_Before Competition Groups_LLLC - High Impact Application
Commercial | Com ¦ LED Replacement Lamp (Tube) | 2040 | Technical | MW | Before Competition Groups | 102.8108 | 0 | 0 | 3150.0277 | 0.032638 | 12 | Commercial_2040_Technical_MW_Before Competition Groups_12 | LED Replacement Lamp (Tube) | 3.264% | 0 | 102.8108 | Commercial_2040_Technical_MW_Before Competition Groups_LED Replacement Lamp (Tube)
Commercial | Com ¦ Advanced BAS/Controllers | 2040 | Technical | MW | Before Competition Groups | 101.4185 | 0 | 0 | 3150.0277 | 0.032196 | 13 | Commercial_2040_Technical_MW_Before Competition Groups_13 | Advanced BAS/Controllers | 3.22% | 0 | 101.4185 | Commercial_2040_Technical_MW_Before Competition Groups_Advanced BAS/Controllers
Commercial | Com ¦ Networked/Connected - Low Impact Application | 2040 | Technical | MW | Before Competition Groups | 96.6955 | 0 | 0 | 3150.0277 | 0.030697 | 14 | Commercial_2040_Technical_MW_Before Competition Groups_14 | Networked/Connected - Low Impact Application | 3.07% | 0 | 96.6955 | Commercial_2040_Technical_MW_Before Competition Groups_Networked/Connected - Low Impact Application
Commercial | Com ¦ Networked/Connected - High Impact Application | 2040 | Technical | MW | Before Competition Groups | 89.9607 | 0 | 0 | 3150.0277 | 0.028559 | 15 | Commercial_2040_Technical_MW_Before Competition Groups_15 | Networked/Connected - High Impact Application | 2.856% | 0 | 89.9607 | Commercial_2040_Technical_MW_Before Competition Groups_Networked/Connected - High Impact Application
Commercial | Com ¦ Smart Strip Plug Outlets | 2040 | Technical | MW | Before Competition Groups | 78.2924 | 0 | 0 | 3150.0277 | 0.024855 | 16 | Commercial_2040_Technical_MW_Before Competition Groups_16 | Smart Strip Plug Outlets | 2.485% | 0 | 78.2924 | Commercial_2040_Technical_MW_Before Competition Groups_Smart Strip Plug Outlets
Commercial | Com ¦ Adaptive Thermostats | 2040 | Achievable | MW | Before Competition Groups | 43.7201 | 0 | 0 | 1781.3348 | 0.024543 | 10 | Commercial_2040_Achievable_MW_Before Competition Groups_10 | Adaptive Thermostats | 2.454% | 0 | 43.7201 | Commercial_2040_Achievable_MW_Before Competition Groups_Adaptive Thermostats
Commercial | Com ¦ Networked/Connected - Low Impact Application | 2040 | Economic | MW | Before Competition Groups | 58.2044 | 0 | 0 | 2381.4449 | 0.024441 | 13 | Commercial_2040_Economic_MW_Before Competition Groups_13 | Networked/Connected - Low Impact Application | 2.444% | 0 | 58.2044 | Commercial_2040_Economic_MW_Before Competition Groups_Networked/Connected - Low Impact Application
Commercial | Com ¦ Refrigerated Display Case Doors | 2040 | Achievable | MW | Before Competition Groups | 41.74 | 0 | 0 | 1781.3348 | 0.023432 | 11 | Commercial_2040_Achievable_MW_Before Competition Groups_11 | Refrigerated Display Case Doors | 2.343% | 0 | 41.74 | Commercial_2040_Achievable_MW_Before Competition Groups_Refrigerated Display Case Doors
Commercial | Com ¦ Variable Refrigerant Flow Heat Pump | 2040 | Achievable | MW | Before Competition Groups | 41.2522 | 0 | 0 | 1781.3348 | 0.023158 | 12 | Commercial_2040_Achievable_MW_Before Competition Groups_12 | Variable Refrigerant Flow Heat Pump | 2.316% | 0 | 41.2522 | Commercial_2040_Achievable_MW_Before Competition Groups_Variable Refrigerant Flow Heat Pump
Commercial | Com ¦ Refrigerated Display Case Doors | 2040 | Economic | MW | Before Competition Groups | 49.9794 | 0 | 0 | 2381.4449 | 0.020987 | 14 | Commercial_2040_Economic_MW_Before Competition Groups_14 | Refrigerated Display Case Doors | 2.099% | 0 | 49.9794 | Commercial_2040_Economic_MW_Before Competition Groups_Refrigerated Display Case Doors
Commercial | Com ¦ Strip Curtains | 2040 | Achievable | MW | Before Competition Groups | 34.7257 | 0 | 0 | 1781.3348 | 0.019494 | 13 | Commercial_2040_Achievable_MW_Before Competition Groups_13 | Strip Curtains | 1.949% | 0 | 34.7257 | Commercial_2040_Achievable_MW_Before Competition Groups_Strip Curtains
Commercial | Com ¦ Refrigerated Display Case Doors | 2040 | Technical | MW | Before Competition Groups | 60.6743 | 0 | 0 | 3150.0277 | 0.019262 | 17 | Commercial_2040_Technical_MW_Before Competition Groups_17 | Refrigerated Display Case Doors | 1.926% | 0 | 60.6743 | Commercial_2040_Technical_MW_Before Competition Groups_Refrigerated Display Case Doors
Commercial | Com ¦ Adaptive Thermostats | 2040 | Economic | MW | Before Competition Groups | 44.0605 | 0 | 0 | 2381.4449 | 0.018502 | 15 | Commercial_2040_Economic_MW_Before Competition Groups_15 | Adaptive Thermostats | 1.85% | 0 | 44.0605 | Commercial_2040_Economic_MW_Before Competition Groups_Adaptive Thermostats
Commercial | Com ¦ Reach-in Shaded Pole to ECM/PSC Evaporator Fan Motor | 2040 | Achievable | MW | Before Competition Groups | 32.1344 | 0 | 0 | 1781.3348 | 0.01804 | 14 | Commercial_2040_Achievable_MW_Before Competition Groups_14 | Reach-in Shaded Pole to ECM/PSC Evaporator Fan Motor | 1.804% | 0 | 32.1344 | Commercial_2040_Achievable_MW_Before Competition Groups_Reach-in Shaded Pole to ECM/PSC Evaporator Fan Motor
Commercial | Com ¦ Furnace Tune-Up | 2040 | Achievable | MW | Before Competition Groups | 31.5062 | 0 | 0 | 1781.3348 | 0.017687 | 15 | Commercial_2040_Achievable_MW_Before Competition Groups_15 | Furnace Tune-Up | 1.769% | 0 | 31.5062 | Commercial_2040_Achievable_MW_Before Competition Groups_Furnace Tune-Up
Commercial | Com ¦ Data Center Storage/Server Virtualization | 2040 | Achievable | MW | Before Competition Groups | 30.809 | 0 | 0 | 1781.3348 | 0.017295 | 16 | Commercial_2040_Achievable_MW_Before Competition Groups_16 | Data Center Storage/Server Virtualization | 1.73% | 0 | 30.809 | Commercial_2040_Achievable_MW_Before Competition Groups_Data Center Storage/Server Virtualization
Commercial | Com ¦ Reach-in Shaded Pole to ECM/PSC Evaporator Fan Motor | 2040 | Economic | MW | Before Competition Groups | 40.7525 | 0 | 0 | 2381.4449 | 0.017113 | 16 | Commercial_2040_Economic_MW_Before Competition Groups_16 | Reach-in Shaded Pole to ECM/PSC Evaporator Fan Motor | 1.711% | 0 | 40.7525 | Commercial_2040_Economic_MW_Before Competition Groups_Reach-in Shaded Pole to ECM/PSC Evaporator Fan Motor
Commercial | Com ¦ Demand Control Ventilation | 2040 | Achievable | MW | Before Competition Groups | 30.2535 | 0 | 0 | 1781.3348 | 0.016984 | 17 | Commercial_2040_Achievable_MW_Before Competition Groups_17 | Demand Control Ventilation | 1.698% | 0 | 30.2535 | Commercial_2040_Achievable_MW_Before Competition Groups_Demand Control Ventilation
Commercial | Com ¦ Data Center Storage/Server Virtualization | 2040 | Economic | MW | Before Competition Groups | 38.4484 | 0 | 0 | 2381.4449 | 0.016145 | 17 | Commercial_2040_Economic_MW_Before Competition Groups_17 | Data Center Storage/Server Virtualization | 1.615% | 0 | 38.4484 | Commercial_2040_Economic_MW_Before Competition Groups_Data Center Storage/Server Virtualization
Commercial | Com ¦ LED or Equivalent Sign Lighting | 2040 | Achievable | MW | Before Competition Groups | 27.5538 | 0 | 0 | 1781.3348 | 0.015468 | 18 | Commercial_2040_Achievable_MW_Before Competition Groups_18 | LED or Equivalent Sign Lighting | 1.547% | 0 | 27.5538 | Commercial_2040_Achievable_MW_Before Competition Groups_LED or Equivalent Sign Lighting
Commercial | Com ¦ Demand Control Ventilation | 2040 | Economic | MW | Before Competition Groups | 36.6073 | 0 | 0 | 2381.4449 | 0.015372 | 18 | Commercial_2040_Economic_MW_Before Competition Groups_18 | Demand Control Ventilation | 1.537% | 0 | 36.6073 | Commercial_2040_Economic_MW_Before Competition Groups_Demand Control Ventilation
Commercial | Com ¦ Variable Refrigerant Flow Heat Pump | 2040 | Economic | MW | Before Competition Groups | 35.4763 | 0 | 0 | 2381.4449 | 0.014897 | 19 | Commercial_2040_Economic_MW_Before Competition Groups_19 | Variable Refrigerant Flow Heat Pump | 1.49% | 0 | 35.4763 | Commercial_2040_Economic_MW_Before Competition Groups_Variable Refrigerant Flow Heat Pump
Commercial | Com ¦ Chilled Water Optimization | 2040 | Economic | MW | Before Competition Groups | 34.7142 | 0 | 0 | 2381.4449 | 0.014577 | 20 | Commercial_2040_Economic_MW_Before Competition Groups_20 | Chilled Water Optimization | 1.458% | 0 | 34.7142 | Commercial_2040_Economic_MW_Before Competition Groups_Chilled Water Optimization
Commercial | Com ¦ Strip Curtains | 2040 | Economic | MW | Before Competition Groups | 33.6896 | 0 | 0 | 2381.4449 | 0.014147 | 21 | Commercial_2040_Economic_MW_Before Competition Groups_21 | Strip Curtains | 1.415% | 0 | 33.6896 | Commercial_2040_Economic_MW_Before Competition Groups_Strip Curtains
Commercial | Com ¦ Adaptive Thermostats | 2040 | Technical | MW | Before Competition Groups | 44.3537 | 0 | 0 | 3150.0277 | 0.01408 | 18 | Commercial_2040_Technical_MW_Before Competition Groups_18 | Adaptive Thermostats | 1.408% | 0 | 44.3537 | Commercial_2040_Technical_MW_Before Competition Groups_Adaptive Thermostats
Commercial | Com ¦ Centrally controlled desktop PC/NETWORK PC POWER MANAGEMENT SOFTWARE | 2040 | Achievable | MW | Before Competition Groups | 23.753 | 0 | 0 | 1781.3348 | 0.013334 | 19 | Commercial_2040_Achievable_MW_Before Competition Groups_19 | Centrally controlled desktop PC/NETWORK PC POWER MANAGEMENT SOFTWARE | 1.333% | 0 | 23.753 | Commercial_2040_Achievable_MW_Before Competition Groups_Centrally controlled desktop PC/NETWORK PC POWER MANAGEMENT SOFTWARE
Commercial | Com ¦ Reach-in Shaded Pole to ECM/PSC Evaporator Fan Motor | 2040 | Technical | MW | Before Competition Groups | 40.7525 | 0 | 0 | 3150.0277 | 0.012937 | 19 | Commercial_2040_Technical_MW_Before Competition Groups_19 | Reach-in Shaded Pole to ECM/PSC Evaporator Fan Motor | 1.294% | 0 | 40.7525 | Commercial_2040_Technical_MW_Before Competition Groups_Reach-in Shaded Pole to ECM/PSC Evaporator Fan Motor
Commercial | Com ¦ Variable Frequency Drive (VFD) | 2040 | Achievable | MW | Before Competition Groups | 22.441 | 0 | 0 | 1781.3348 | 0.012598 | 20 | Commercial_2040_Achievable_MW_Before Competition Groups_20 | Variable Frequency Drive (VFD) | 1.26% | 0 | 22.441 | Commercial_2040_Achievable_MW_Before Competition Groups_Variable Frequency Drive (VFD)
Commercial | Com ¦ Chilled Water Optimization | 2040 | Achievable | MW | Before Competition Groups | 21.892 | 0 | 0 | 1781.3348 | 0.01229 | 21 | Commercial_2040_Achievable_MW_Before Competition Groups_21 | Chilled Water Optimization | 1.229% | 0 | 21.892 | Commercial_2040_Achievable_MW_Before Competition Groups_Chilled Water Optimization
Commercial | Com ¦ Demand Control Ventilation | 2040 | Technical | MW | Before Competition Groups | 38.6747 | 0 | 0 | 3150.0277 | 0.012278 | 20 | Commercial_2040_Technical_MW_Before Competition Groups_20 | Demand Control Ventilation | 1.228% | 0 | 38.6747 | Commercial_2040_Technical_MW_Before Competition Groups_Demand Control Ventilation
Commercial | Com ¦ Data Center Storage/Server Virtualization | 2040 | Technical | MW | Before Competition Groups | 38.4484 | 0 | 0 | 3150.0277 | 0.012206 | 21 | Commercial_2040_Technical_MW_Before Competition Groups_21 | Data Center Storage/Server Virtualization | 1.221% | 0 | 38.4484 | Commercial_2040_Technical_MW_Before Competition Groups_Data Center Storage/Server Virtualization
Commercial | Com ¦ LED or Equivalent Sign Lighting | 2040 | Economic | MW | Before Competition Groups | 28.3928 | 0 | 0 | 2381.4449 | 0.011923 | 22 | Commercial_2040_Economic_MW_Before Competition Groups_22 | LED or Equivalent Sign Lighting | 1.192% | 0 | 28.3928 | Commercial_2040_Economic_MW_Before Competition Groups_LED or Equivalent Sign Lighting
Commercial | Com ¦ VFD on Pumps | 2040 | Achievable | MW | Before Competition Groups | 21.0894 | 0 | 0 | 1781.3348 | 0.011839 | 22 | Commercial_2040_Achievable_MW_Before Competition Groups_22 | VFD on Pumps | 1.184% | 0 | 21.0894 | Commercial_2040_Achievable_MW_Before Competition Groups_VFD on Pumps
Commercial | Com ¦ Furnace Tune-Up | 2040 | Economic | MW | Before Competition Groups | 26.4951 | 0 | 0 | 2381.4449 | 0.011126 | 23 | Commercial_2040_Economic_MW_Before Competition Groups_23 | Furnace Tune-Up | 1.113% | 0 | 26.4951 | Commercial_2040_Economic_MW_Before Competition Groups_Furnace Tune-Up
Commercial | Com ¦ Chilled Water Optimization | 2040 | Technical | MW | Before Competition Groups | 34.7142 | 0 | 0 | 3150.0277 | 0.01102 | 22 | Commercial_2040_Technical_MW_Before Competition Groups_22 | Chilled Water Optimization | 1.102% | 0 | 34.7142 | Commercial_2040_Technical_MW_Before Competition Groups_Chilled Water Optimization
Commercial | Com ¦ Centrally controlled desktop PC/NETWORK PC POWER MANAGEMENT SOFTWARE | 2040 | Economic | MW | Before Competition Groups | 25.8059 | 0 | 0 | 2381.4449 | 0.010836 | 24 | Commercial_2040_Economic_MW_Before Competition Groups_24 | Centrally controlled desktop PC/NETWORK PC POWER MANAGEMENT SOFTWARE | 1.084% | 0 | 25.8059 | Commercial_2040_Economic_MW_Before Competition Groups_Centrally controlled desktop PC/NETWORK PC POWER MANAGEMENT SOFTWARE
Commercial | Com ¦ Strip Curtains | 2040 | Technical | MW | Before Competition Groups | 33.6896 | 0 | 0 | 3150.0277 | 0.010695 | 23 | Commercial_2040_Technical_MW_Before Competition Groups_23 | Strip Curtains | 1.07% | 0 | 33.6896 | Commercial_2040_Technical_MW_Before Competition Groups_Strip Curtains
Commercial | Com ¦ LED or Equivalent Sign Lighting | 2040 | Technical | MW | Before Competition Groups | 28.3928 | 0 | 0 | 3150.0277 | 0.0090135 | 24 | Commercial_2040_Technical_MW_Before Competition Groups_24 | LED or Equivalent Sign Lighting | 0.9014% | 0 | 28.3928 | Commercial_2040_Technical_MW_Before Competition Groups_LED or Equivalent Sign Lighting
Commercial | Com ¦ Refrigerated Display Case LED | 2040 | Economic | MW | Before Competition Groups | 20.3834 | 0 | 0 | 2381.4449 | 0.0085593 | 25 | Commercial_2040_Economic_MW_Before Competition Groups_25 | Refrigerated Display Case LED | 0.8559% | 0 | 20.3834 | Commercial_2040_Economic_MW_Before Competition Groups_Refrigerated Display Case LED
Commercial | Com ¦ Furnace Tune-Up | 2040 | Technical | MW | Before Competition Groups | 26.4951 | 0 | 0 | 3150.0277 | 0.0084111 | 25 | Commercial_2040_Technical_MW_Before Competition Groups_25 | Furnace Tune-Up | 0.8411% | 0 | 26.4951 | Commercial_2040_Technical_MW_Before Competition Groups_Furnace Tune-Up
Commercial | Com ¦ Air Handler with Dedicated Outdoor Air Systems | 2040 | Achievable | MW | Before Competition Groups | 14.9484 | 0 | 0 | 1781.3348 | 0.0083917 | 23 | Commercial_2040_Achievable_MW_Before Competition Groups_23 | Air Handler with Dedicated Outdoor Air Systems | 0.8392% | 0 | 14.9484 | Commercial_2040_Achievable_MW_Before Competition Groups_Air Handler with Dedicated Outdoor Air Systems
Commercial | Com ¦ Adding reflective (White) roof treatment or a green roof | 2040 | Technical | MW | Before Competition Groups | 26.2313 | 0 | 0 | 3150.0277 | 0.0083273 | 26 | Commercial_2040_Technical_MW_Before Competition Groups_26 | Adding reflective (White) roof treatment or a green roof | 0.8327% | 0 | 26.2313 | Commercial_2040_Technical_MW_Before Competition Groups_Adding reflective (White) roof treatment or a green roof
Commercial | Com ¦ Centrally controlled desktop PC/NETWORK PC POWER MANAGEMENT SOFTWARE | 2040 | Technical | MW | Before Competition Groups | 25.8059 | 0 | 0 | 3150.0277 | 0.0081923 | 27 | Commercial_2040_Technical_MW_Before Competition Groups_27 | Centrally controlled desktop PC/NETWORK PC POWER MANAGEMENT SOFTWARE | 0.8192% | 0 | 25.8059 | Commercial_2040_Technical_MW_Before Competition Groups_Centrally controlled desktop PC/NETWORK PC POWER MANAGEMENT SOFTWARE
Commercial | Com ¦ Refrigerated Display Case LED | 2040 | Achievable | MW | Before Competition Groups | 14.4948 | 0 | 0 | 1781.3348 | 0.0081371 | 24 | Commercial_2040_Achievable_MW_Before Competition Groups_24 | Refrigerated Display Case LED | 0.8137% | 0 | 14.4948 | Commercial_2040_Achievable_MW_Before Competition Groups_Refrigerated Display Case LED
Commercial | Com ¦ Variable Frequency Drive (VFD) | 2040 | Economic | MW | Before Competition Groups | 18.8318 | 0 | 0 | 2381.4449 | 0.0079077 | 26 | Commercial_2040_Economic_MW_Before Competition Groups_26 | Variable Frequency Drive (VFD) | 0.7908% | 0 | 18.8318 | Commercial_2040_Economic_MW_Before Competition Groups_Variable Frequency Drive (VFD)
Commercial | Com ¦ Door Gasket Freezer/Refrigerator | 2040 | Technical | MW | Before Competition Groups | 24.7411 | 0 | 0 | 3150.0277 | 0.0078542 | 28 | Commercial_2040_Technical_MW_Before Competition Groups_28 | Door Gasket Freezer/Refrigerator | 0.7854% | 0 | 24.7411 | Commercial_2040_Technical_MW_Before Competition Groups_Door Gasket Freezer/Refrigerator
Commercial | Com ¦ VFD on Pumps | 2040 | Economic | MW | Before Competition Groups | 17.7045 | 0 | 0 | 2381.4449 | 0.0074344 | 27 | Commercial_2040_Economic_MW_Before Competition Groups_27 | VFD on Pumps | 0.7434% | 0 | 17.7045 | Commercial_2040_Economic_MW_Before Competition Groups_VFD on Pumps
Commercial | Com ¦ Refrigerated Display Case LED | 2040 | Technical | MW | Before Competition Groups | 22.7033 | 0 | 0 | 3150.0277 | 0.0072073 | 29 | Commercial_2040_Technical_MW_Before Competition Groups_29 | Refrigerated Display Case LED | 0.7207% | 0 | 22.7033 | Commercial_2040_Technical_MW_Before Competition Groups_Refrigerated Display Case LED
Commercial | Com ¦ Refrigeration Optimization | 2040 | Technical | MW | Before Competition Groups | 21.9778 | 0 | 0 | 3150.0277 | 0.006977 | 30 | Commercial_2040_Technical_MW_Before Competition Groups_30 | Refrigeration Optimization | 0.6977% | 0 | 21.9778 | Commercial_2040_Technical_MW_Before Competition Groups_Refrigeration Optimization
Commercial | Com ¦ Ground Source Heat Pump | 2040 | Technical | MW | Before Competition Groups | 21.5794 | 0 | 0 | 3150.0277 | 0.0068505 | 31 | Commercial_2040_Technical_MW_Before Competition Groups_31 | Ground Source Heat Pump | 0.6851% | 0 | 21.5794 | Commercial_2040_Technical_MW_Before Competition Groups_Ground Source Heat Pump
Commercial | Com ¦ ECM MOTORS FOR EVAPORATOR FANS for refrigeration (WALK-IN) | 2040 | Achievable | MW | Before Competition Groups | 11.5515 | 0 | 0 | 1781.3348 | 0.0064848 | 25 | Commercial_2040_Achievable_MW_Before Competition Groups_25 | ECM MOTORS FOR EVAPORATOR FANS for refrigeration (WALK-IN) | 0.6485% | 0 | 11.5515 | Commercial_2040_Achievable_MW_Before Competition Groups_ECM MOTORS FOR EVAPORATOR FANS for refrigeration (WALK-IN)
Commercial | Com ¦ ENERGY STAR LED LAMPS (General Service Lamps) | 2040 | Achievable | MW | Before Competition Groups | 11.4833 | 0 | 0 | 1781.3348 | 0.0064465 | 26 | Commercial_2040_Achievable_MW_Before Competition Groups_26 | ENERGY STAR LED LAMPS (General Service Lamps) | 0.6446% | 0 | 11.4833 | Commercial_2040_Achievable_MW_Before Competition Groups_ENERGY STAR LED LAMPS (General Service Lamps)
Commercial | Com ¦ HOTEL OCCUPANCY CONTROLS (HVAC + LIGHTING) | 2040 | Technical | MW | Before Competition Groups | 20.0511 | 0 | 0 | 3150.0277 | 0.0063654 | 32 | Commercial_2040_Technical_MW_Before Competition Groups_32 | HOTEL OCCUPANCY CONTROLS (HVAC + LIGHTING) | 0.6365% | 0 | 20.0511 | Commercial_2040_Technical_MW_Before Competition Groups_HOTEL OCCUPANCY CONTROLS (HVAC + LIGHTING)
Commercial | Com ¦ Demand Control Kitchen Ventilation | 2040 | Achievable | MW | Before Competition Groups | 11.1403 | 0 | 0 | 1781.3348 | 0.0062539 | 27 | Commercial_2040_Achievable_MW_Before Competition Groups_27 | Demand Control Kitchen Ventilation | 0.6254% | 0 | 11.1403 | Commercial_2040_Achievable_MW_Before Competition Groups_Demand Control Kitchen Ventilation
Commercial | Com ¦ Air Handler with Dedicated Outdoor Air Systems | 2040 | Economic | MW | Before Competition Groups | 14.697 | 0 | 0 | 2381.4449 | 0.0061714 | 28 | Commercial_2040_Economic_MW_Before Competition Groups_28 | Air Handler with Dedicated Outdoor Air Systems | 0.6171% | 0 | 14.697 | Commercial_2040_Economic_MW_Before Competition Groups_Air Handler with Dedicated Outdoor Air Systems
Commercial | Com ¦ Variable Frequency Drive (VFD) | 2040 | Technical | MW | Before Competition Groups | 18.8318 | 0 | 0 | 3150.0277 | 0.0059783 | 33 | Commercial_2040_Technical_MW_Before Competition Groups_33 | Variable Frequency Drive (VFD) | 0.5978% | 0 | 18.8318 | Commercial_2040_Technical_MW_Before Competition Groups_Variable Frequency Drive (VFD)
Commercial | Com ¦ Demand Control Kitchen Ventilation | 2040 | Economic | MW | Before Competition Groups | 13.5584 | 0 | 0 | 2381.4449 | 0.0056934 | 29 | Commercial_2040_Economic_MW_Before Competition Groups_29 | Demand Control Kitchen Ventilation | 0.5693% | 0 | 13.5584 | Commercial_2040_Economic_MW_Before Competition Groups_Demand Control Kitchen Ventilation
Commercial | Com ¦ VFD on Pumps | 2040 | Technical | MW | Before Competition Groups | 17.7045 | 0 | 0 | 3150.0277 | 0.0056204 | 34 | Commercial_2040_Technical_MW_Before Competition Groups_34 | VFD on Pumps | 0.562% | 0 | 17.7045 | Commercial_2040_Technical_MW_Before Competition Groups_VFD on Pumps
Commercial | Com ¦ Evaporator Fan Controls | 2040 | Achievable | MW | Before Competition Groups | 9.7556 | 0 | 0 | 1781.3348 | 0.0054766 | 28 | Commercial_2040_Achievable_MW_Before Competition Groups_28 | Evaporator Fan Controls | 0.5477% | 0 | 9.7556 | Commercial_2040_Achievable_MW_Before Competition Groups_Evaporator Fan Controls
Commercial | Com ¦ Freezer Case Light Sensor | 2040 | Achievable | MW | Before Competition Groups | 9.529 | 0 | 0 | 1781.3348 | 0.0053494 | 29 | Commercial_2040_Achievable_MW_Before Competition Groups_29 | Freezer Case Light Sensor | 0.5349% | 0 | 9.529 | Commercial_2040_Achievable_MW_Before Competition Groups_Freezer Case Light Sensor
Commercial | Com ¦ ENERGY STAR FREEZER | 2040 | Technical | MW | Before Competition Groups | 16.5869 | 0 | 0 | 3150.0277 | 0.0052656 | 35 | Commercial_2040_Technical_MW_Before Competition Groups_35 | ENERGY STAR FREEZER | 0.5266% | 0 | 16.5869 | Commercial_2040_Technical_MW_Before Competition Groups_ENERGY STAR FREEZER
Commercial | Com ¦ ENERGY STAR LED LAMPS (General Service Lamps) | 2040 | Economic | MW | Before Competition Groups | 11.7436 | 0 | 0 | 2381.4449 | 0.0049313 | 30 | Commercial_2040_Economic_MW_Before Competition Groups_30 | ENERGY STAR LED LAMPS (General Service Lamps) | 0.4931% | 0 | 11.7436 | Commercial_2040_Economic_MW_Before Competition Groups_ENERGY STAR LED LAMPS (General Service Lamps)
Commercial | Com ¦ ENERGY STAR ICE MACHINES - Ice Making Head | 2040 | Technical | MW | Before Competition Groups | 15.5025 | 0 | 0 | 3150.0277 | 0.0049214 | 36 | Commercial_2040_Technical_MW_Before Competition Groups_36 | ENERGY STAR ICE MACHINES - Ice Making Head | 0.4921% | 0 | 15.5025 | Commercial_2040_Technical_MW_Before Competition Groups_ENERGY STAR ICE MACHINES - Ice Making Head
Commercial | Com ¦ Indoor Daylight Sensors/Photocell Dimming Control | 2040 | Technical | MW | Before Competition Groups | 15.1278 | 0 | 0 | 3150.0277 | 0.0048024 | 37 | Commercial_2040_Technical_MW_Before Competition Groups_37 | Indoor Daylight Sensors/Photocell Dimming Control | 0.4802% | 0 | 15.1278 | Commercial_2040_Technical_MW_Before Competition Groups_Indoor Daylight Sensors/Photocell Dimming Control
Commercial | Com ¦ Air Handler with Dedicated Outdoor Air Systems | 2040 | Technical | MW | Before Competition Groups | 14.697 | 0 | 0 | 3150.0277 | 0.0046657 | 38 | Commercial_2040_Technical_MW_Before Competition Groups_38 | Air Handler with Dedicated Outdoor Air Systems | 0.4666% | 0 | 14.697 | Commercial_2040_Technical_MW_Before Competition Groups_Air Handler with Dedicated Outdoor Air Systems
Commercial | Com ¦ Occupancy Sensors | 2040 | Economic | MW | Before Competition Groups | 10.6243 | 0 | 0 | 2381.4449 | 0.0044613 | 31 | Commercial_2040_Economic_MW_Before Competition Groups_31 | Occupancy Sensors | 0.4461% | 0 | 10.6243 | Commercial_2040_Economic_MW_Before Competition Groups_Occupancy Sensors
Commercial | Com ¦ Demand Control Kitchen Ventilation | 2040 | Technical | MW | Before Competition Groups | 13.5584 | 0 | 0 | 3150.0277 | 0.0043042 | 39 | Commercial_2040_Technical_MW_Before Competition Groups_39 | Demand Control Kitchen Ventilation | 0.4304% | 0 | 13.5584 | Commercial_2040_Technical_MW_Before Competition Groups_Demand Control Kitchen Ventilation
Commercial | Com ¦ ENERGY STAR LED LAMPS (General Service Lamps) | 2040 | Technical | MW | Before Competition Groups | 13.1794 | 0 | 0 | 3150.0277 | 0.0041839 | 40 | Commercial_2040_Technical_MW_Before Competition Groups_40 | ENERGY STAR LED LAMPS (General Service Lamps) | 0.4184% | 0 | 13.1794 | Commercial_2040_Technical_MW_Before Competition Groups_ENERGY STAR LED LAMPS (General Service Lamps)
Commercial | Com ¦ Water Source Heat Pump (4 ton) | 2040 | Economic | MW | Before Competition Groups | 9.9499 | 0 | 0 | 2381.4449 | 0.0041781 | 32 | Commercial_2040_Economic_MW_Before Competition Groups_32 | Water Source Heat Pump (4 ton) | 0.4178% | 0 | 9.9499 | Commercial_2040_Economic_MW_Before Competition Groups_Water Source Heat Pump (4 ton)
Commercial | Com ¦ Water Source Heat Pump (4 ton) | 2040 | Achievable | MW | Before Competition Groups | 7.3533 | 0 | 0 | 1781.3348 | 0.004128 | 30 | Commercial_2040_Achievable_MW_Before Competition Groups_30 | Water Source Heat Pump (4 ton) | 0.4128% | 0 | 7.3533 | Commercial_2040_Achievable_MW_Before Competition Groups_Water Source Heat Pump (4 ton)
Commercial | Com ¦ ECM MOTORS FOR EVAPORATOR FANS for refrigeration (WALK-IN) | 2040 | Economic | MW | Before Competition Groups | 9.7211 | 0 | 0 | 2381.4449 | 0.004082 | 33 | Commercial_2040_Economic_MW_Before Competition Groups_33 | ECM MOTORS FOR EVAPORATOR FANS for refrigeration (WALK-IN) | 0.4082% | 0 | 9.7211 | Commercial_2040_Economic_MW_Before Competition Groups_ECM MOTORS FOR EVAPORATOR FANS for refrigeration (WALK-IN)
Commercial | Com ¦ Door Gasket Freezer/Refrigerator | 2040 | Achievable | MW | Before Competition Groups | 7.1582 | 0 | 0 | 1781.3348 | 0.0040184 | 31 | Commercial_2040_Achievable_MW_Before Competition Groups_31 | Door Gasket Freezer/Refrigerator | 0.4018% | 0 | 7.1582 | Commercial_2040_Achievable_MW_Before Competition Groups_Door Gasket Freezer/Refrigerator
Commercial | Com ¦ LED EXTERIOR AREA LIGHTS - LED fixture (200W) | 2040 | Achievable | MW | Before Competition Groups | 7.0035 | 0 | 0 | 1781.3348 | 0.0039316 | 32 | Commercial_2040_Achievable_MW_Before Competition Groups_32 | LED EXTERIOR AREA LIGHTS - LED fixture (200W) | 0.3932% | 0 | 7.0035 | Commercial_2040_Achievable_MW_Before Competition Groups_LED EXTERIOR AREA LIGHTS - LED fixture (200W)
Commercial | Com ¦ ENERGY STAR FREEZER | 2040 | Economic | MW | Before Competition Groups | 9.3571 | 0 | 0 | 2381.4449 | 0.0039292 | 34 | Commercial_2040_Economic_MW_Before Competition Groups_34 | ENERGY STAR FREEZER | 0.3929% | 0 | 9.3571 | Commercial_2040_Economic_MW_Before Competition Groups_ENERGY STAR FREEZER
Commercial | Com ¦ LED parking lot fixture | 2040 | Achievable | MW | Before Competition Groups | 6.6298 | 0 | 0 | 1781.3348 | 0.0037218 | 33 | Commercial_2040_Achievable_MW_Before Competition Groups_33 | LED parking lot fixture | 0.3722% | 0 | 6.6298 | Commercial_2040_Achievable_MW_Before Competition Groups_LED parking lot fixture
Commercial | Com ¦ Water Source Heat Pump (4 ton) | 2040 | Technical | MW | Before Competition Groups | 11.3512 | 0 | 0 | 3150.0277 | 0.0036035 | 41 | Commercial_2040_Technical_MW_Before Competition Groups_41 | Water Source Heat Pump (4 ton) | 0.3604% | 0 | 11.3512 | Commercial_2040_Technical_MW_Before Competition Groups_Water Source Heat Pump (4 ton)
Commercial | Com ¦ Freezer Case Light Sensor | 2040 | Economic | MW | Before Competition Groups | 8.433 | 0 | 0 | 2381.4449 | 0.0035411 | 35 | Commercial_2040_Economic_MW_Before Competition Groups_35 | Freezer Case Light Sensor | 0.3541% | 0 | 8.433 | Commercial_2040_Economic_MW_Before Competition Groups_Freezer Case Light Sensor
Commercial | Com ¦ Evaporator Fan Controls | 2040 | Economic | MW | Before Competition Groups | 8.2144 | 0 | 0 | 2381.4449 | 0.0034493 | 36 | Commercial_2040_Economic_MW_Before Competition Groups_36 | Evaporator Fan Controls | 0.3449% | 0 | 8.2144 | Commercial_2040_Economic_MW_Before Competition Groups_Evaporator Fan Controls
Commercial | Com ¦ ENERGY STAR Griddle (74% eff) | 2040 | Economic | MW | Before Competition Groups | 8.1295 | 0 | 0 | 2381.4449 | 0.0034137 | 37 | Commercial_2040_Economic_MW_Before Competition Groups_37 | ENERGY STAR Griddle (74% eff) | 0.3414% | 0 | 8.1295 | Commercial_2040_Economic_MW_Before Competition Groups_ENERGY STAR Griddle (74% eff)
Commercial | Com ¦ Occupancy Sensors | 2040 | Technical | MW | Before Competition Groups | 10.6243 | 0 | 0 | 3150.0277 | 0.0033728 | 42 | Commercial_2040_Technical_MW_Before Competition Groups_42 | Occupancy Sensors | 0.3373% | 0 | 10.6243 | Commercial_2040_Technical_MW_Before Competition Groups_Occupancy Sensors
Commercial | Com ¦ Duct Insulation, R8 | 2040 | Achievable | MW | Before Competition Groups | 5.8413 | 0 | 0 | 1781.3348 | 0.0032792 | 34 | Commercial_2040_Achievable_MW_Before Competition Groups_34 | Duct Insulation, R8 | 0.3279% | 0 | 5.8413 | Commercial_2040_Achievable_MW_Before Competition Groups_Duct Insulation, R8
Commercial | Com ¦ ENERGY STAR Griddle (74% eff) | 2040 | Achievable | MW | Before Competition Groups | 5.7123 | 0 | 0 | 1781.3348 | 0.0032067 | 35 | Commercial_2040_Achievable_MW_Before Competition Groups_35 | ENERGY STAR Griddle (74% eff) | 0.3207% | 0 | 5.7123 | Commercial_2040_Achievable_MW_Before Competition Groups_ENERGY STAR Griddle (74% eff)
Commercial | Com ¦ Condensing Make Up Air Unit | 2040 | Economic | MW | Before Competition Groups | 7.6114 | 0 | 0 | 2381.4449 | 0.0031961 | 38 | Commercial_2040_Economic_MW_Before Competition Groups_38 | Condensing Make Up Air Unit | 0.3196% | 0 | 7.6114 | Commercial_2040_Economic_MW_Before Competition Groups_Condensing Make Up Air Unit
Commercial | Com ¦ Condensing Make Up Air Unit | 2040 | Achievable | MW | Before Competition Groups | 5.6371 | 0 | 0 | 1781.3348 | 0.0031646 | 36 | Commercial_2040_Achievable_MW_Before Competition Groups_36 | Condensing Make Up Air Unit | 0.3165% | 0 | 5.6371 | Commercial_2040_Achievable_MW_Before Competition Groups_Condensing Make Up Air Unit
Commercial | Com ¦ ECM MOTORS FOR EVAPORATOR FANS for refrigeration (WALK-IN) | 2040 | Technical | MW | Before Competition Groups | 9.7211 | 0 | 0 | 3150.0277 | 0.0030861 | 43 | Commercial_2040_Technical_MW_Before Competition Groups_43 | ECM MOTORS FOR EVAPORATOR FANS for refrigeration (WALK-IN) | 0.3086% | 0 | 9.7211 | Commercial_2040_Technical_MW_Before Competition Groups_ECM MOTORS FOR EVAPORATOR FANS for refrigeration (WALK-IN)
Commercial | Com ¦ LED EXTERIOR AREA LIGHTS - LED fixture (200W) | 2040 | Economic | MW | Before Competition Groups | 7.1599 | 0 | 0 | 2381.4449 | 0.0030065 | 39 | Commercial_2040_Economic_MW_Before Competition Groups_39 | LED EXTERIOR AREA LIGHTS - LED fixture (200W) | 0.3007% | 0 | 7.1599 | Commercial_2040_Economic_MW_Before Competition Groups_LED EXTERIOR AREA LIGHTS - LED fixture (200W)
Commercial | Com ¦ High R-Value Glass Doors/no-heat glass door | 2040 | Technical | MW | Before Competition Groups | 9.2476 | 0 | 0 | 3150.0277 | 0.0029357 | 44 | Commercial_2040_Technical_MW_Before Competition Groups_44 | High R-Value Glass Doors/no-heat glass door | 0.2936% | 0 | 9.2476 | Commercial_2040_Technical_MW_Before Competition Groups_High R-Value Glass Doors/no-heat glass door
Commercial | Com ¦ Occupancy Sensors | 2040 | Achievable | MW | Before Competition Groups | 5.15 | 0 | 0 | 1781.3348 | 0.0028911 | 37 | Commercial_2040_Achievable_MW_Before Competition Groups_37 | Occupancy Sensors | 0.2891% | 0 | 5.15 | Commercial_2040_Achievable_MW_Before Competition Groups_Occupancy Sensors
Commercial | Com ¦ ENERGY STAR FREEZER | 2040 | Achievable | MW | Before Competition Groups | 5.1006 | 0 | 0 | 1781.3348 | 0.0028633 | 38 | Commercial_2040_Achievable_MW_Before Competition Groups_38 | ENERGY STAR FREEZER | 0.2863% | 0 | 5.1006 | Commercial_2040_Achievable_MW_Before Competition Groups_ENERGY STAR FREEZER
Commercial | Com ¦ LED parking lot fixture | 2040 | Economic | MW | Before Competition Groups | 6.7495 | 0 | 0 | 2381.4449 | 0.0028342 | 40 | Commercial_2040_Economic_MW_Before Competition Groups_40 | LED parking lot fixture | 0.2834% | 0 | 6.7495 | Commercial_2040_Economic_MW_Before Competition Groups_LED parking lot fixture
Commercial | Com ¦ Condensing Make Up Air Unit | 2040 | Technical | MW | Before Competition Groups | 8.49 | 0 | 0 | 3150.0277 | 0.0026952 | 45 | Commercial_2040_Technical_MW_Before Competition Groups_45 | Condensing Make Up Air Unit | 0.2695% | 0 | 8.49 | Commercial_2040_Technical_MW_Before Competition Groups_Condensing Make Up Air Unit
Commercial | Com ¦ Freezer Case Light Sensor | 2040 | Technical | MW | Before Competition Groups | 8.433 | 0 | 0 | 3150.0277 | 0.0026771 | 46 | Commercial_2040_Technical_MW_Before Competition Groups_46 | Freezer Case Light Sensor | 0.2677% | 0 | 8.433 | Commercial_2040_Technical_MW_Before Competition Groups_Freezer Case Light Sensor
Commercial | Com ¦ Indoor Daylight Sensors/Photocell Dimming Control | 2040 | Economic | MW | Before Competition Groups | 6.2687 | 0 | 0 | 2381.4449 | 0.0026323 | 41 | Commercial_2040_Economic_MW_Before Competition Groups_41 | Indoor Daylight Sensors/Photocell Dimming Control | 0.2632% | 0 | 6.2687 | Commercial_2040_Economic_MW_Before Competition Groups_Indoor Daylight Sensors/Photocell Dimming Control
Commercial | Com ¦ Evaporator Fan Controls | 2040 | Technical | MW | Before Competition Groups | 8.2144 | 0 | 0 | 3150.0277 | 0.0026077 | 47 | Commercial_2040_Technical_MW_Before Competition Groups_47 | Evaporator Fan Controls | 0.2608% | 0 | 8.2144 | Commercial_2040_Technical_MW_Before Competition Groups_Evaporator Fan Controls
Commercial | Com ¦ ENERGY STAR Griddle (74% eff) | 2040 | Technical | MW | Before Competition Groups | 8.1295 | 0 | 0 | 3150.0277 | 0.0025808 | 48 | Commercial_2040_Technical_MW_Before Competition Groups_48 | ENERGY STAR Griddle (74% eff) | 0.2581% | 0 | 8.1295 | Commercial_2040_Technical_MW_Before Competition Groups_ENERGY STAR Griddle (74% eff)
Commercial | Com ¦ BEVERAGE VENDING MACHINE CONTROLS | 2040 | Achievable | MW | Before Competition Groups | 4.5408 | 0 | 0 | 1781.3348 | 0.0025491 | 39 | Commercial_2040_Achievable_MW_Before Competition Groups_39 | BEVERAGE VENDING MACHINE CONTROLS | 0.2549% | 0 | 4.5408 | Commercial_2040_Achievable_MW_Before Competition Groups_BEVERAGE VENDING MACHINE CONTROLS
Commercial | Com ¦ ENERGY STAR Refrigerator | 2040 | Technical | MW | Before Competition Groups | 7.9924 | 0 | 0 | 3150.0277 | 0.0025373 | 49 | Commercial_2040_Technical_MW_Before Competition Groups_49 | ENERGY STAR Refrigerator | 0.2537% | 0 | 7.9924 | Commercial_2040_Technical_MW_Before Competition Groups_ENERGY STAR Refrigerator
Commercial | Com ¦ Super-High Efficiency Furnaces (Emerging Tech) | 2040 | Technical | MW | Before Competition Groups | 7.9757 | 0 | 0 | 3150.0277 | 0.0025319 | 50 | Commercial_2040_Technical_MW_Before Competition Groups_50 | Super-High Efficiency Furnaces (Emerging Tech) | 0.2532% | 0 | 7.9757 | Commercial_2040_Technical_MW_Before Competition Groups_Super-High Efficiency Furnaces (Emerging Tech)
Commercial | Com ¦ LED street light fixture | 2040 | Achievable | MW | Before Competition Groups | 4.3884 | 0 | 0 | 1781.3348 | 0.0024635 | 40 | Commercial_2040_Achievable_MW_Before Competition Groups_40 | LED street light fixture | 0.2464% | 0 | 4.3884 | Commercial_2040_Achievable_MW_Before Competition Groups_LED street light fixture
Commercial | Com ¦ Elec Storage WH 2.30 Et | 2040 | Economic | MW | Before Competition Groups | 5.7628 | 0 | 0 | 2381.4449 | 0.0024199 | 42 | Commercial_2040_Economic_MW_Before Competition Groups_42 | Elec Storage WH 2.30 Et | 0.242% | 0 | 5.7628 | Commercial_2040_Economic_MW_Before Competition Groups_Elec Storage WH 2.30 Et
Commercial | Com ¦ Refrigeration Commissioning | 2040 | Economic | MW | Before Competition Groups | 5.7335 | 0 | 0 | 2381.4449 | 0.0024076 | 43 | Commercial_2040_Economic_MW_Before Competition Groups_43 | Refrigeration Commissioning | 0.2408% | 0 | 5.7335 | Commercial_2040_Economic_MW_Before Competition Groups_Refrigeration Commissioning
Commercial | Com ¦ LED EXTERIOR AREA LIGHTS - LED fixture (200W) | 2040 | Technical | MW | Before Competition Groups | 7.1599 | 0 | 0 | 3150.0277 | 0.002273 | 51 | Commercial_2040_Technical_MW_Before Competition Groups_51 | LED EXTERIOR AREA LIGHTS - LED fixture (200W) | 0.2273% | 0 | 7.1599 | Commercial_2040_Technical_MW_Before Competition Groups_LED EXTERIOR AREA LIGHTS - LED fixture (200W)
Commercial | Com ¦ Elec Storage WH 2.30 Et | 2040 | Achievable | MW | Before Competition Groups | 4.0226 | 0 | 0 | 1781.3348 | 0.0022582 | 41 | Commercial_2040_Achievable_MW_Before Competition Groups_41 | Elec Storage WH 2.30 Et | 0.2258% | 0 | 4.0226 | Commercial_2040_Achievable_MW_Before Competition Groups_Elec Storage WH 2.30 Et
Commercial | Com ¦ BEVERAGE VENDING MACHINE CONTROLS | 2040 | Economic | MW | Before Competition Groups | 5.1322 | 0 | 0 | 2381.4449 | 0.0021551 | 44 | Commercial_2040_Economic_MW_Before Competition Groups_44 | BEVERAGE VENDING MACHINE CONTROLS | 0.2155% | 0 | 5.1322 | Commercial_2040_Economic_MW_Before Competition Groups_BEVERAGE VENDING MACHINE CONTROLS
Commercial | Com ¦ LED parking lot fixture | 2040 | Technical | MW | Before Competition Groups | 6.7495 | 0 | 0 | 3150.0277 | 0.0021427 | 52 | Commercial_2040_Technical_MW_Before Competition Groups_52 | LED parking lot fixture | 0.2143% | 0 | 6.7495 | Commercial_2040_Technical_MW_Before Competition Groups_LED parking lot fixture
Commercial | Com ¦ Duct Insulation, R8 | 2040 | Economic | MW | Before Competition Groups | 4.9023 | 0 | 0 | 2381.4449 | 0.0020585 | 45 | Commercial_2040_Economic_MW_Before Competition Groups_45 | Duct Insulation, R8 | 0.2059% | 0 | 4.9023 | Commercial_2040_Economic_MW_Before Competition Groups_Duct Insulation, R8
Commercial | Com ¦ Temperature Adjustment in Commercial Freezers | 2040 | Achievable | MW | Before Competition Groups | 3.5607 | 0 | 0 | 1781.3348 | 0.0019989 | 42 | Commercial_2040_Achievable_MW_Before Competition Groups_42 | Temperature Adjustment in Commercial Freezers | 0.1999% | 0 | 3.5607 | Commercial_2040_Achievable_MW_Before Competition Groups_Temperature Adjustment in Commercial Freezers
Commercial | Com ¦ LED street light fixture | 2040 | Economic | MW | Before Competition Groups | 4.5238 | 0 | 0 | 2381.4449 | 0.0018996 | 46 | Commercial_2040_Economic_MW_Before Competition Groups_46 | LED street light fixture | 0.19% | 0 | 4.5238 | Commercial_2040_Economic_MW_Before Competition Groups_LED street light fixture
Commercial | Com ¦ CO Sensors for parking garage exhaust fans | 2040 | Achievable | MW | Before Competition Groups | 3.2751 | 0 | 0 | 1781.3348 | 0.0018386 | 43 | Commercial_2040_Achievable_MW_Before Competition Groups_43 | CO Sensors for parking garage exhaust fans | 0.1839% | 0 | 3.2751 | Commercial_2040_Achievable_MW_Before Competition Groups_CO Sensors for parking garage exhaust fans
Commercial | Com ¦ Elec Storage WH 2.30 Et | 2040 | Technical | MW | Before Competition Groups | 5.7628 | 0 | 0 | 3150.0277 | 0.0018294 | 53 | Commercial_2040_Technical_MW_Before Competition Groups_53 | Elec Storage WH 2.30 Et | 0.1829% | 0 | 5.7628 | Commercial_2040_Technical_MW_Before Competition Groups_Elec Storage WH 2.30 Et
Commercial | Com ¦ Refrigeration Commissioning | 2040 | Technical | MW | Before Competition Groups | 5.7335 | 0 | 0 | 3150.0277 | 0.0018201 | 54 | Commercial_2040_Technical_MW_Before Competition Groups_54 | Refrigeration Commissioning | 0.182% | 0 | 5.7335 | Commercial_2040_Technical_MW_Before Competition Groups_Refrigeration Commissioning
Commercial | Com ¦ Super-High Efficiency Furnaces (Emerging Tech) | 2040 | Achievable | MW | Before Competition Groups | 3.0984 | 0 | 0 | 1781.3348 | 0.0017394 | 44 | Commercial_2040_Achievable_MW_Before Competition Groups_44 | Super-High Efficiency Furnaces (Emerging Tech) | 0.1739% | 0 | 3.0984 | Commercial_2040_Achievable_MW_Before Competition Groups_Super-High Efficiency Furnaces (Emerging Tech)
Commercial | Com ¦ Vertical Night Covers | 2040 | Achievable | MW | Before Competition Groups | 2.9572 | 0 | 0 | 1781.3348 | 0.0016601 | 45 | Commercial_2040_Achievable_MW_Before Competition Groups_45 | Vertical Night Covers | 0.166% | 0 | 2.9572 | Commercial_2040_Achievable_MW_Before Competition Groups_Vertical Night Covers
Commercial | Com ¦ BEVERAGE VENDING MACHINE CONTROLS | 2040 | Technical | MW | Before Competition Groups | 5.1322 | 0 | 0 | 3150.0277 | 0.0016292 | 55 | Commercial_2040_Technical_MW_Before Competition Groups_55 | BEVERAGE VENDING MACHINE CONTROLS | 0.1629% | 0 | 5.1322 | Commercial_2040_Technical_MW_Before Competition Groups_BEVERAGE VENDING MACHINE CONTROLS
Commercial | Com ¦ Energy Efficient Laboratory Fume Hood | 2040 | Achievable | MW | Before Competition Groups | 2.8724 | 0 | 0 | 1781.3348 | 0.0016125 | 46 | Commercial_2040_Achievable_MW_Before Competition Groups_46 | Energy Efficient Laboratory Fume Hood | 0.1612% | 0 | 2.8724 | Commercial_2040_Achievable_MW_Before Competition Groups_Energy Efficient Laboratory Fume Hood
Commercial | Com ¦ HOTEL OCCUPANCY CONTROLS (HVAC + LIGHTING) | 2040 | Economic | MW | Before Competition Groups | 3.7577 | 0 | 0 | 2381.4449 | 0.0015779 | 47 | Commercial_2040_Economic_MW_Before Competition Groups_47 | HOTEL OCCUPANCY CONTROLS (HVAC + LIGHTING) | 0.1578% | 0 | 3.7577 | Commercial_2040_Economic_MW_Before Competition Groups_HOTEL OCCUPANCY CONTROLS (HVAC + LIGHTING)
Commercial | Com ¦ Duct Insulation, R8 | 2040 | Technical | MW | Before Competition Groups | 4.9023 | 0 | 0 | 3150.0277 | 0.0015563 | 56 | Commercial_2040_Technical_MW_Before Competition Groups_56 | Duct Insulation, R8 | 0.1556% | 0 | 4.9023 | Commercial_2040_Technical_MW_Before Competition Groups_Duct Insulation, R8
Commercial | Com ¦ CO Sensors for parking garage exhaust fans | 2040 | Economic | MW | Before Competition Groups | 3.4462 | 0 | 0 | 2381.4449 | 0.0014471 | 48 | Commercial_2040_Economic_MW_Before Competition Groups_48 | CO Sensors for parking garage exhaust fans | 0.1447% | 0 | 3.4462 | Commercial_2040_Economic_MW_Before Competition Groups_CO Sensors for parking garage exhaust fans
Commercial | Com ¦ LED street light fixture | 2040 | Technical | MW | Before Competition Groups | 4.5238 | 0 | 0 | 3150.0277 | 0.0014361 | 57 | Commercial_2040_Technical_MW_Before Competition Groups_57 | LED street light fixture | 0.1436% | 0 | 4.5238 | Commercial_2040_Technical_MW_Before Competition Groups_LED street light fixture
Commercial | Com ¦ Roof Insulation/Ceiling Insulation (R25 Code to R35) | 2040 | Technical | MW | Before Competition Groups | 4.2044 | 0 | 0 | 3150.0277 | 0.0013347 | 58 | Commercial_2040_Technical_MW_Before Competition Groups_58 | Roof Insulation/Ceiling Insulation (R25 Code to R35) | 0.1335% | 0 | 4.2044 | Commercial_2040_Technical_MW_Before Competition Groups_Roof Insulation/Ceiling Insulation (R25 Code to R35)
Commercial | Com ¦ Temperature Adjustment in Commercial Freezers | 2040 | Economic | MW | Before Competition Groups | 2.9976 | 0 | 0 | 2381.4449 | 0.0012587 | 49 | Commercial_2040_Economic_MW_Before Competition Groups_49 | Temperature Adjustment in Commercial Freezers | 0.1259% | 0 | 2.9976 | Commercial_2040_Economic_MW_Before Competition Groups_Temperature Adjustment in Commercial Freezers
Commercial | Com ¦ Water Heating (DHW) Pipe Insulation (Add 3/4\ Foam)" | 2040 | Achievable | MW | Before Competition Groups | 2.2342 | 0 | 0 | 1781.3348 | 0.0012542 | 47 | Commercial_2040_Achievable_MW_Before Competition Groups_47 | Water Heating (DHW) Pipe Insulation (Add 3/4\ Foam)" | 0.1254% | 0 | 2.2342 | Commercial_2040_Achievable_MW_Before Competition Groups_Water Heating (DHW) Pipe Insulation (Add 3/4\ Foam)"
Commercial | Com ¦ Outside Air Economizer | 2040 | Achievable | MW | Before Competition Groups | 2.0509 | 0 | 0 | 1781.3348 | 0.0011513 | 48 | Commercial_2040_Achievable_MW_Before Competition Groups_48 | Outside Air Economizer | 0.1151% | 0 | 2.0509 | Commercial_2040_Achievable_MW_Before Competition Groups_Outside Air Economizer
Commercial | Com ¦ Anti-sweat heat (ASH) controls - Cooler/Freezer | 2040 | Technical | MW | Before Competition Groups | 3.4656 | 0 | 0 | 3150.0277 | 0.0011002 | 59 | Commercial_2040_Technical_MW_Before Competition Groups_59 | Anti-sweat heat (ASH) controls - Cooler/Freezer | 0.11% | 0 | 3.4656 | Commercial_2040_Technical_MW_Before Competition Groups_Anti-sweat heat (ASH) controls - Cooler/Freezer
Commercial | Com ¦ CO Sensors for parking garage exhaust fans | 2040 | Technical | MW | Before Competition Groups | 3.4462 | 0 | 0 | 3150.0277 | 0.001094 | 60 | Commercial_2040_Technical_MW_Before Competition Groups_60 | CO Sensors for parking garage exhaust fans | 0.1094% | 0 | 3.4462 | Commercial_2040_Technical_MW_Before Competition Groups_CO Sensors for parking garage exhaust fans
Commercial | Com ¦ Vertical Night Covers | 2040 | Economic | MW | Before Competition Groups | 2.49 | 0 | 0 | 2381.4449 | 0.0010456 | 50 | Commercial_2040_Economic_MW_Before Competition Groups_50 | Vertical Night Covers | 0.1046% | 0 | 2.49 | Commercial_2040_Economic_MW_Before Competition Groups_Vertical Night Covers
Commercial | Com ¦ Super-High Efficiency Furnaces (Emerging Tech) | 2040 | Economic | MW | Before Competition Groups | 2.485 | 0 | 0 | 2381.4449 | 0.0010435 | 51 | Commercial_2040_Economic_MW_Before Competition Groups_51 | Super-High Efficiency Furnaces (Emerging Tech) | 0.1043% | 0 | 2.485 | Commercial_2040_Economic_MW_Before Competition Groups_Super-High Efficiency Furnaces (Emerging Tech)
Commercial | Com ¦ Energy Efficient Laboratory Fume Hood | 2040 | Economic | MW | Before Competition Groups | 2.4108 | 0 | 0 | 2381.4449 | 0.0010123 | 52 | Commercial_2040_Economic_MW_Before Competition Groups_52 | Energy Efficient Laboratory Fume Hood | 0.1012% | 0 | 2.4108 | Commercial_2040_Economic_MW_Before Competition Groups_Energy Efficient Laboratory Fume Hood
Commercial | Com ¦ ENERGY STAR Fryer (84% eff) | 2040 | Economic | MW | Before Competition Groups | 2.3903 | 0 | 0 | 2381.4449 | 0.0010037 | 53 | Commercial_2040_Economic_MW_Before Competition Groups_53 | ENERGY STAR Fryer (84% eff) | 0.1004% | 0 | 2.3903 | Commercial_2040_Economic_MW_Before Competition Groups_ENERGY STAR Fryer (84% eff)
Commercial | Com ¦ ENERGY STAR Fryer (84% eff) | 2040 | Achievable | MW | Before Competition Groups | 1.7148 | 0 | 0 | 1781.3348 | 0.00096265 | 49 | Commercial_2040_Achievable_MW_Before Competition Groups_49 | ENERGY STAR Fryer (84% eff) | 0.09626% | 0 | 1.7148 | Commercial_2040_Achievable_MW_Before Competition Groups_ENERGY STAR Fryer (84% eff)
Commercial | Com ¦ Temperature Adjustment in Commercial Freezers | 2040 | Technical | MW | Before Competition Groups | 2.9976 | 0 | 0 | 3150.0277 | 0.00095162 | 61 | Commercial_2040_Technical_MW_Before Competition Groups_61 | Temperature Adjustment in Commercial Freezers | 0.09516% | 0 | 2.9976 | Commercial_2040_Technical_MW_Before Competition Groups_Temperature Adjustment in Commercial Freezers
Commercial | Com ¦ Suction Pipe Insulation Freezer/Refrigerator | 2040 | Achievable | MW | Before Competition Groups | 1.5323 | 0 | 0 | 1781.3348 | 0.0008602 | 50 | Commercial_2040_Achievable_MW_Before Competition Groups_50 | Suction Pipe Insulation Freezer/Refrigerator | 0.08602% | 0 | 1.5323 | Commercial_2040_Achievable_MW_Before Competition Groups_Suction Pipe Insulation Freezer/Refrigerator
Commercial | Com ¦ Outside Air Economizer | 2040 | Economic | MW | Before Competition Groups | 1.9855 | 0 | 0 | 2381.4449 | 0.00083375 | 54 | Commercial_2040_Economic_MW_Before Competition Groups_54 | Outside Air Economizer | 0.08337% | 0 | 1.9855 | Commercial_2040_Economic_MW_Before Competition Groups_Outside Air Economizer
Commercial | Com ¦ Vertical Night Covers | 2040 | Technical | MW | Before Competition Groups | 2.49 | 0 | 0 | 3150.0277 | 0.00079047 | 62 | Commercial_2040_Technical_MW_Before Competition Groups_62 | Vertical Night Covers | 0.07905% | 0 | 2.49 | Commercial_2040_Technical_MW_Before Competition Groups_Vertical Night Covers
Commercial | Com ¦ Water Heating (DHW) Pipe Insulation (Add 3/4\ Foam)" | 2040 | Economic | MW | Before Competition Groups | 1.8792 | 0 | 0 | 2381.4449 | 0.00078908 | 55 | Commercial_2040_Economic_MW_Before Competition Groups_55 | Water Heating (DHW) Pipe Insulation (Add 3/4\ Foam)" | 0.07891% | 0 | 1.8792 | Commercial_2040_Economic_MW_Before Competition Groups_Water Heating (DHW) Pipe Insulation (Add 3/4\ Foam)"
Commercial | Com ¦ Energy Efficient Laboratory Fume Hood | 2040 | Technical | MW | Before Competition Groups | 2.4108 | 0 | 0 | 3150.0277 | 0.00076533 | 63 | Commercial_2040_Technical_MW_Before Competition Groups_63 | Energy Efficient Laboratory Fume Hood | 0.07653% | 0 | 2.4108 | Commercial_2040_Technical_MW_Before Competition Groups_Energy Efficient Laboratory Fume Hood
Commercial | Com ¦ ENERGY STAR Fryer (84% eff) | 2040 | Technical | MW | Before Competition Groups | 2.3903 | 0 | 0 | 3150.0277 | 0.00075881 | 64 | Commercial_2040_Technical_MW_Before Competition Groups_64 | ENERGY STAR Fryer (84% eff) | 0.07588% | 0 | 2.3903 | Commercial_2040_Technical_MW_Before Competition Groups_ENERGY STAR Fryer (84% eff)
Commercial | Com ¦ High Efficiency Small Instantaneous Water Heater | 2040 | Economic | MW | Before Competition Groups | 1.6454 | 0 | 0 | 2381.4449 | 0.00069094 | 56 | Commercial_2040_Economic_MW_Before Competition Groups_56 | High Efficiency Small Instantaneous Water Heater | 0.06909% | 0 | 1.6454 | Commercial_2040_Economic_MW_Before Competition Groups_High Efficiency Small Instantaneous Water Heater
Commercial | Com ¦ ENERGY STAR Dishwasher | 2040 | Economic | MW | Before Competition Groups | 1.6147 | 0 | 0 | 2381.4449 | 0.00067803 | 57 | Commercial_2040_Economic_MW_Before Competition Groups_57 | ENERGY STAR Dishwasher | 0.0678% | 0 | 1.6147 | Commercial_2040_Economic_MW_Before Competition Groups_ENERGY STAR Dishwasher
Commercial | Com ¦ ENERGY STAR Steam Cookers | 2040 | Economic | MW | Before Competition Groups | 1.5095 | 0 | 0 | 2381.4449 | 0.00063387 | 58 | Commercial_2040_Economic_MW_Before Competition Groups_58 | ENERGY STAR Steam Cookers | 0.06339% | 0 | 1.5095 | Commercial_2040_Economic_MW_Before Competition Groups_ENERGY STAR Steam Cookers
Commercial | Com ¦ Outside Air Economizer | 2040 | Technical | MW | Before Competition Groups | 1.9855 | 0 | 0 | 3150.0277 | 0.00063032 | 65 | Commercial_2040_Technical_MW_Before Competition Groups_65 | Outside Air Economizer | 0.06303% | 0 | 1.9855 | Commercial_2040_Technical_MW_Before Competition Groups_Outside Air Economizer
Commercial | Com ¦ Room AC (w/ louvered sides) 14 SEER from 12 SEER code | 2040 | Technical | MW | Before Competition Groups | 1.9041 | 0 | 0 | 3150.0277 | 0.00060448 | 66 | Commercial_2040_Technical_MW_Before Competition Groups_66 | Room AC (w/ louvered sides) 14 SEER from 12 SEER code | 0.06045% | 0 | 1.9041 | Commercial_2040_Technical_MW_Before Competition Groups_Room AC (w/ louvered sides) 14 SEER from 12 SEER code
Commercial | Com ¦ Water Heating (DHW) Pipe Insulation (Add 3/4\ Foam)" | 2040 | Technical | MW | Before Competition Groups | 1.8792 | 0 | 0 | 3150.0277 | 0.00059655 | 67 | Commercial_2040_Technical_MW_Before Competition Groups_67 | Water Heating (DHW) Pipe Insulation (Add 3/4\ Foam)" | 0.05966% | 0 | 1.8792 | Commercial_2040_Technical_MW_Before Competition Groups_Water Heating (DHW) Pipe Insulation (Add 3/4\ Foam)"
Commercial | Com ¦ ENERGY STAR Steam Cookers | 2040 | Achievable | MW | Before Competition Groups | 1.0563 | 0 | 0 | 1781.3348 | 0.00059298 | 51 | Commercial_2040_Achievable_MW_Before Competition Groups_51 | ENERGY STAR Steam Cookers | 0.0593% | 0 | 1.0563 | Commercial_2040_Achievable_MW_Before Competition Groups_ENERGY STAR Steam Cookers
Commercial | Com ¦ Suction Pipe Insulation Freezer/Refrigerator | 2040 | Economic | MW | Before Competition Groups | 1.2899 | 0 | 0 | 2381.4449 | 0.00054163 | 59 | Commercial_2040_Economic_MW_Before Competition Groups_59 | Suction Pipe Insulation Freezer/Refrigerator | 0.05416% | 0 | 1.2899 | Commercial_2040_Economic_MW_Before Competition Groups_Suction Pipe Insulation Freezer/Refrigerator
Commercial | Com ¦ ENERGY STAR Dishwasher | 2040 | Achievable | MW | Before Competition Groups | 0.94675 | 0 | 0 | 1781.3348 | 0.00053149 | 52 | Commercial_2040_Achievable_MW_Before Competition Groups_52 | ENERGY STAR Dishwasher | 0.05315% | 0 | 0.94675 | Commercial_2040_Achievable_MW_Before Competition Groups_ENERGY STAR Dishwasher
Commercial | Com ¦ High Efficiency Small Instantaneous Water Heater | 2040 | Technical | MW | Before Competition Groups | 1.6454 | 0 | 0 | 3150.0277 | 0.00052236 | 68 | Commercial_2040_Technical_MW_Before Competition Groups_68 | High Efficiency Small Instantaneous Water Heater | 0.05224% | 0 | 1.6454 | Commercial_2040_Technical_MW_Before Competition Groups_High Efficiency Small Instantaneous Water Heater
Commercial | Com ¦ ENERGY STAR Dishwasher | 2040 | Technical | MW | Before Competition Groups | 1.6147 | 0 | 0 | 3150.0277 | 0.00051259 | 69 | Commercial_2040_Technical_MW_Before Competition Groups_69 | ENERGY STAR Dishwasher | 0.05126% | 0 | 1.6147 | Commercial_2040_Technical_MW_Before Competition Groups_ENERGY STAR Dishwasher
Commercial | Com ¦ Indoor Daylight Sensors/Photocell Dimming Control | 2040 | Achievable | MW | Before Competition Groups | 0.88312 | 0 | 0 | 1781.3348 | 0.00049576 | 53 | Commercial_2040_Achievable_MW_Before Competition Groups_53 | Indoor Daylight Sensors/Photocell Dimming Control | 0.04958% | 0 | 0.88312 | Commercial_2040_Achievable_MW_Before Competition Groups_Indoor Daylight Sensors/Photocell Dimming Control
Commercial | Com ¦ ENERGY STAR Steam Cookers | 2040 | Technical | MW | Before Competition Groups | 1.5095 | 0 | 0 | 3150.0277 | 0.00047921 | 70 | Commercial_2040_Technical_MW_Before Competition Groups_70 | ENERGY STAR Steam Cookers | 0.04792% | 0 | 1.5095 | Commercial_2040_Technical_MW_Before Competition Groups_ENERGY STAR Steam Cookers
Commercial | Com ¦ Roof Insulation/Ceiling Insulation (R25 Code to R35) | 2040 | Economic | MW | Before Competition Groups | 1.1352 | 0 | 0 | 2381.4449 | 0.00047667 | 60 | Commercial_2040_Economic_MW_Before Competition Groups_60 | Roof Insulation/Ceiling Insulation (R25 Code to R35) | 0.04767% | 0 | 1.1352 | Commercial_2040_Economic_MW_Before Competition Groups_Roof Insulation/Ceiling Insulation (R25 Code to R35)
Commercial | Com ¦ LED RECESSED DOWNLIGHTS | 2040 | Technical | MW | Before Competition Groups | 1.4416 | 0 | 0 | 3150.0277 | 0.00045764 | 71 | Commercial_2040_Technical_MW_Before Competition Groups_71 | LED RECESSED DOWNLIGHTS | 0.04576% | 0 | 1.4416 | Commercial_2040_Technical_MW_Before Competition Groups_LED RECESSED DOWNLIGHTS
Commercial | Com ¦ Door Gasket Freezer/Refrigerator | 2040 | Economic | MW | Before Competition Groups | 1.0667 | 0 | 0 | 2381.4449 | 0.00044793 | 61 | Commercial_2040_Economic_MW_Before Competition Groups_61 | Door Gasket Freezer/Refrigerator | 0.04479% | 0 | 1.0667 | Commercial_2040_Economic_MW_Before Competition Groups_Door Gasket Freezer/Refrigerator
Commercial | Com ¦ Ozone Laundry Treatment | 2040 | Achievable | MW | Before Competition Groups | 0.7908 | 0 | 0 | 1781.3348 | 0.00044394 | 54 | Commercial_2040_Achievable_MW_Before Competition Groups_54 | Ozone Laundry Treatment | 0.04439% | 0 | 0.7908 | Commercial_2040_Achievable_MW_Before Competition Groups_Ozone Laundry Treatment
Commercial | Com ¦ Thermostat Setback | 2040 | Achievable | MW | Before Competition Groups | 0.73526 | 0 | 0 | 1781.3348 | 0.00041276 | 55 | Commercial_2040_Achievable_MW_Before Competition Groups_55 | Thermostat Setback | 0.04128% | 0 | 0.73526 | Commercial_2040_Achievable_MW_Before Competition Groups_Thermostat Setback
Commercial | Com ¦ Suction Pipe Insulation Freezer/Refrigerator | 2040 | Technical | MW | Before Competition Groups | 1.2899 | 0 | 0 | 3150.0277 | 0.00040947 | 72 | Commercial_2040_Technical_MW_Before Competition Groups_72 | Suction Pipe Insulation Freezer/Refrigerator | 0.04095% | 0 | 1.2899 | Commercial_2040_Technical_MW_Before Competition Groups_Suction Pipe Insulation Freezer/Refrigerator
Commercial | Com ¦ Refrigeration Commissioning | 2040 | Achievable | MW | Before Competition Groups | 0.69941 | 0 | 0 | 1781.3348 | 0.00039263 | 56 | Commercial_2040_Achievable_MW_Before Competition Groups_56 | Refrigeration Commissioning | 0.03926% | 0 | 0.69941 | Commercial_2040_Achievable_MW_Before Competition Groups_Refrigeration Commissioning
Commercial | Com ¦ Evaporator Coil Defrost (Cooler) | 2040 | Technical | MW | Before Competition Groups | 1.0982 | 0 | 0 | 3150.0277 | 0.00034864 | 73 | Commercial_2040_Technical_MW_Before Competition Groups_73 | Evaporator Coil Defrost (Cooler) | 0.03486% | 0 | 1.0982 | Commercial_2040_Technical_MW_Before Competition Groups_Evaporator Coil Defrost (Cooler)
Commercial | Com ¦ Thermostat Setback | 2040 | Economic | MW | Before Competition Groups | 0.82158 | 0 | 0 | 2381.4449 | 0.00034499 | 62 | Commercial_2040_Economic_MW_Before Competition Groups_62 | Thermostat Setback | 0.0345% | 0 | 0.82158 | Commercial_2040_Economic_MW_Before Competition Groups_Thermostat Setback
Commercial | Com ¦ Ozone Laundry Treatment | 2040 | Economic | MW | Before Competition Groups | 0.81845 | 0 | 0 | 2381.4449 | 0.00034368 | 63 | Commercial_2040_Economic_MW_Before Competition Groups_63 | Ozone Laundry Treatment | 0.03437% | 0 | 0.81845 | Commercial_2040_Economic_MW_Before Competition Groups_Ozone Laundry Treatment
Commercial | Com ¦ LED RECESSED DOWNLIGHTS | 2040 | Achievable | MW | Before Competition Groups | 0.59548 | 0 | 0 | 1781.3348 | 0.00033429 | 57 | Commercial_2040_Achievable_MW_Before Competition Groups_57 | LED RECESSED DOWNLIGHTS | 0.03343% | 0 | 0.59548 | Commercial_2040_Achievable_MW_Before Competition Groups_LED RECESSED DOWNLIGHTS
Commercial | Com ¦ HOTEL OCCUPANCY CONTROLS (HVAC + LIGHTING) | 2040 | Achievable | MW | Before Competition Groups | 0.51278 | 0 | 0 | 1781.3348 | 0.00028786 | 58 | Commercial_2040_Achievable_MW_Before Competition Groups_58 | HOTEL OCCUPANCY CONTROLS (HVAC + LIGHTING) | 0.02879% | 0 | 0.51278 | Commercial_2040_Achievable_MW_Before Competition Groups_HOTEL OCCUPANCY CONTROLS (HVAC + LIGHTING)
Commercial | Com ¦ PTAC (12 EER/10,000 BTU) | 2040 | Economic | MW | Before Competition Groups | 0.64063 | 0 | 0 | 2381.4449 | 0.00026901 | 64 | Commercial_2040_Economic_MW_Before Competition Groups_64 | PTAC (12 EER/10,000 BTU) | 0.0269% | 0 | 0.64063 | Commercial_2040_Economic_MW_Before Competition Groups_PTAC (12 EER/10,000 BTU)
Commercial | Com ¦ LED RECESSED DOWNLIGHTS | 2040 | Economic | MW | Before Competition Groups | 0.6231 | 0 | 0 | 2381.4449 | 0.00026165 | 65 | Commercial_2040_Economic_MW_Before Competition Groups_65 | LED RECESSED DOWNLIGHTS | 0.02616% | 0 | 0.6231 | Commercial_2040_Economic_MW_Before Competition Groups_LED RECESSED DOWNLIGHTS
Commercial | Com ¦ Thermostat Setback | 2040 | Technical | MW | Before Competition Groups | 0.82158 | 0 | 0 | 3150.0277 | 0.00026082 | 74 | Commercial_2040_Technical_MW_Before Competition Groups_74 | Thermostat Setback | 0.02608% | 0 | 0.82158 | Commercial_2040_Technical_MW_Before Competition Groups_Thermostat Setback
Commercial | Com ¦ Ozone Laundry Treatment | 2040 | Technical | MW | Before Competition Groups | 0.81845 | 0 | 0 | 3150.0277 | 0.00025982 | 75 | Commercial_2040_Technical_MW_Before Competition Groups_75 | Ozone Laundry Treatment | 0.02598% | 0 | 0.81845 | Commercial_2040_Technical_MW_Before Competition Groups_Ozone Laundry Treatment
Commercial | Com ¦ SYNCHRONOUS BELT | 2040 | Technical | MW | Before Competition Groups | 0.7603 | 0 | 0 | 3150.0277 | 0.00024136 | 76 | Commercial_2040_Technical_MW_Before Competition Groups_76 | SYNCHRONOUS BELT | 0.02414% | 0 | 0.7603 | Commercial_2040_Technical_MW_Before Competition Groups_SYNCHRONOUS BELT
Commercial | Com ¦ Wall Insulation | 2040 | Economic | MW | Before Competition Groups | 0.56412 | 0 | 0 | 2381.4449 | 0.00023688 | 66 | Commercial_2040_Economic_MW_Before Competition Groups_66 | Wall Insulation | 0.02369% | 0 | 0.56412 | Commercial_2040_Economic_MW_Before Competition Groups_Wall Insulation
Commercial | Com ¦ PTAC (12 EER/10,000 BTU) | 2040 | Achievable | MW | Before Competition Groups | 0.41347 | 0 | 0 | 1781.3348 | 0.00023212 | 59 | Commercial_2040_Achievable_MW_Before Competition Groups_59 | PTAC (12 EER/10,000 BTU) | 0.02321% | 0 | 0.41347 | Commercial_2040_Achievable_MW_Before Competition Groups_PTAC (12 EER/10,000 BTU)
Commercial | Com ¦ PTAC (12 EER/10,000 BTU) | 2040 | Technical | MW | Before Competition Groups | 0.70361 | 0 | 0 | 3150.0277 | 0.00022337 | 77 | Commercial_2040_Technical_MW_Before Competition Groups_77 | PTAC (12 EER/10,000 BTU) | 0.02234% | 0 | 0.70361 | Commercial_2040_Technical_MW_Before Competition Groups_PTAC (12 EER/10,000 BTU)
Commercial | Com ¦ Solar Water Preheat (Pools/DHW) | 2040 | Economic | MW | Before Competition Groups | 0.48942 | 0 | 0 | 2381.4449 | 0.00020551 | 67 | Commercial_2040_Economic_MW_Before Competition Groups_67 | Solar Water Preheat (Pools/DHW) | 0.02055% | 0 | 0.48942 | Commercial_2040_Economic_MW_Before Competition Groups_Solar Water Preheat (Pools/DHW)
Commercial | COM ¦ Ductless Mini-Split Heat Pumps | 2040 | Economic | MW | Before Competition Groups | 0.46742 | 0 | 0 | 2381.4449 | 0.00019628 | 68 | Commercial_2040_Economic_MW_Before Competition Groups_68 | Ductless Mini-Split Heat Pumps | 0.01963% | 0 | 0.46742 | Commercial_2040_Economic_MW_Before Competition Groups_Ductless Mini-Split Heat Pumps
Commercial | Com ¦ Wall Insulation | 2040 | Technical | MW | Before Competition Groups | 0.58805 | 0 | 0 | 3150.0277 | 0.00018668 | 78 | Commercial_2040_Technical_MW_Before Competition Groups_78 | Wall Insulation | 0.01867% | 0 | 0.58805 | Commercial_2040_Technical_MW_Before Competition Groups_Wall Insulation
Commercial | Com ¦ Solar Preheat Make up Air | 2040 | Technical | MW | Before Competition Groups | 0.58181 | 0 | 0 | 3150.0277 | 0.0001847 | 79 | Commercial_2040_Technical_MW_Before Competition Groups_79 | Solar Preheat Make up Air | 0.01847% | 0 | 0.58181 | Commercial_2040_Technical_MW_Before Competition Groups_Solar Preheat Make up Air
Commercial | Com ¦ ECM MOTORS FOR HVAC APPLICATION (FAN-POWERED VAV BOX) | 2040 | Achievable | MW | Before Competition Groups | 0.32701 | 0 | 0 | 1781.3348 | 0.00018358 | 60 | Commercial_2040_Achievable_MW_Before Competition Groups_60 | ECM MOTORS FOR HVAC APPLICATION (FAN-POWERED VAV BOX) | 0.01836% | 0 | 0.32701 | Commercial_2040_Achievable_MW_Before Competition Groups_ECM MOTORS FOR HVAC APPLICATION (FAN-POWERED VAV BOX)
Commercial | COM ¦ Ductless Mini-Split Heat Pumps | 2040 | Achievable | MW | Before Competition Groups | 0.32311 | 0 | 0 | 1781.3348 | 0.00018139 | 61 | Commercial_2040_Achievable_MW_Before Competition Groups_61 | Ductless Mini-Split Heat Pumps | 0.01814% | 0 | 0.32311 | Commercial_2040_Achievable_MW_Before Competition Groups_Ductless Mini-Split Heat Pumps
Commercial | Com ¦ Solar Water Preheat (Pools/DHW) | 2040 | Achievable | MW | Before Competition Groups | 0.29593 | 0 | 0 | 1781.3348 | 0.00016613 | 62 | Commercial_2040_Achievable_MW_Before Competition Groups_62 | Solar Water Preheat (Pools/DHW) | 0.01661% | 0 | 0.29593 | Commercial_2040_Achievable_MW_Before Competition Groups_Solar Water Preheat (Pools/DHW)
Commercial | Com ¦ Solar Water Preheat (Pools/DHW) | 2040 | Technical | MW | Before Competition Groups | 0.48942 | 0 | 0 | 3150.0277 | 0.00015537 | 80 | Commercial_2040_Technical_MW_Before Competition Groups_80 | Solar Water Preheat (Pools/DHW) | 0.01554% | 0 | 0.48942 | Commercial_2040_Technical_MW_Before Competition Groups_Solar Water Preheat (Pools/DHW)
Commercial | Com ¦ High Efficiency Chiller (avg of water and air cooled) | 2040 | Technical | MW | Before Competition Groups | 0.47975 | 0 | 0 | 3150.0277 | 0.0001523 | 81 | Commercial_2040_Technical_MW_Before Competition Groups_81 | High Efficiency Chiller (avg of water and air cooled) | 0.01523% | 0 | 0.47975 | Commercial_2040_Technical_MW_Before Competition Groups_High Efficiency Chiller (avg of water and air cooled)
Commercial | COM ¦ Ductless Mini-Split Heat Pumps | 2040 | Technical | MW | Before Competition Groups | 0.46742 | 0 | 0 | 3150.0277 | 0.00014839 | 82 | Commercial_2040_Technical_MW_Before Competition Groups_82 | Ductless Mini-Split Heat Pumps | 0.01484% | 0 | 0.46742 | Commercial_2040_Technical_MW_Before Competition Groups_Ductless Mini-Split Heat Pumps
Commercial | Com ¦ Heat Pump Water Heater (50 Gallons) | 2040 | Technical | MW | Before Competition Groups | 0.44514 | 0 | 0 | 3150.0277 | 0.00014131 | 83 | Commercial_2040_Technical_MW_Before Competition Groups_83 | Heat Pump Water Heater (50 Gallons) | 0.01413% | 0 | 0.44514 | Commercial_2040_Technical_MW_Before Competition Groups_Heat Pump Water Heater (50 Gallons)
Commercial | Com ¦ Efficient compressor motor | 2040 | Technical | MW | Before Competition Groups | 0.44383 | 0 | 0 | 3150.0277 | 0.0001409 | 84 | Commercial_2040_Technical_MW_Before Competition Groups_84 | Efficient compressor motor | 0.01409% | 0 | 0.44383 | Commercial_2040_Technical_MW_Before Competition Groups_Efficient compressor motor
Commercial | Com ¦ ECM MOTORS FOR HVAC APPLICATION (FAN-POWERED VAV BOX) | 2040 | Economic | MW | Before Competition Groups | 0.32706 | 0 | 0 | 2381.4449 | 0.00013734 | 69 | Commercial_2040_Economic_MW_Before Competition Groups_69 | ECM MOTORS FOR HVAC APPLICATION (FAN-POWERED VAV BOX) | 0.01373% | 0 | 0.32706 | Commercial_2040_Economic_MW_Before Competition Groups_ECM MOTORS FOR HVAC APPLICATION (FAN-POWERED VAV BOX)
Commercial | Com ¦ SYNCHRONOUS BELT | 2040 | Economic | MW | Before Competition Groups | 0.31464 | 0 | 0 | 2381.4449 | 0.00013212 | 70 | Commercial_2040_Economic_MW_Before Competition Groups_70 | SYNCHRONOUS BELT | 0.01321% | 0 | 0.31464 | Commercial_2040_Economic_MW_Before Competition Groups_SYNCHRONOUS BELT
Commercial | Com ¦ Wall Insulation | 2040 | Achievable | MW | Before Competition Groups | 0.2186 | 0 | 0 | 1781.3348 | 0.00012272 | 63 | Commercial_2040_Achievable_MW_Before Competition Groups_63 | Wall Insulation | 0.01227% | 0 | 0.2186 | Commercial_2040_Achievable_MW_Before Competition Groups_Wall Insulation
Commercial | Com ¦ Notched V belts for HVAC Systems | 2040 | Technical | MW | Before Competition Groups | 0.38015 | 0 | 0 | 3150.0277 | 0.00012068 | 85 | Commercial_2040_Technical_MW_Before Competition Groups_85 | Notched V belts for HVAC Systems | 0.01207% | 0 | 0.38015 | Commercial_2040_Technical_MW_Before Competition Groups_Notched V belts for HVAC Systems
Commercial | Com ¦ Efficient compressor motor | 2040 | Achievable | MW | Before Competition Groups | 0.20105 | 0 | 0 | 1781.3348 | 0.00011287 | 64 | Commercial_2040_Achievable_MW_Before Competition Groups_64 | Efficient compressor motor | 0.01129% | 0 | 0.20105 | Commercial_2040_Achievable_MW_Before Competition Groups_Efficient compressor motor
Commercial | Com ¦ Commercial Hot Food Holding Cabinets | 2040 | Technical | MW | Before Competition Groups | 0.35509 | 0 | 0 | 3150.0277 | 0.00011273 | 86 | Commercial_2040_Technical_MW_Before Competition Groups_86 | Commercial Hot Food Holding Cabinets | 0.01127% | 0 | 0.35509 | Commercial_2040_Technical_MW_Before Competition Groups_Commercial Hot Food Holding Cabinets
Commercial | Com ¦ Roof Insulation/Ceiling Insulation (R25 Code to R35) | 2040 | Achievable | MW | Before Competition Groups | 0.19383 | 0 | 0 | 1781.3348 | 0.00010881 | 65 | Commercial_2040_Achievable_MW_Before Competition Groups_65 | Roof Insulation/Ceiling Insulation (R25 Code to R35) | 0.01088% | 0 | 0.19383 | Commercial_2040_Achievable_MW_Before Competition Groups_Roof Insulation/Ceiling Insulation (R25 Code to R35)
Commercial | Com ¦ Efficient compressor motor | 2040 | Economic | MW | Before Competition Groups | 0.2512 | 0 | 0 | 2381.4449 | 0.00010548 | 71 | Commercial_2040_Economic_MW_Before Competition Groups_71 | Efficient compressor motor | 0.01055% | 0 | 0.2512 | Commercial_2040_Economic_MW_Before Competition Groups_Efficient compressor motor
Commercial | Com ¦ ECM MOTORS FOR HVAC APPLICATION (FAN-POWERED VAV BOX) | 2040 | Technical | MW | Before Competition Groups | 0.3278 | 0 | 0 | 3150.0277 | 0.00010406 | 87 | Commercial_2040_Technical_MW_Before Competition Groups_87 | ECM MOTORS FOR HVAC APPLICATION (FAN-POWERED VAV BOX) | 0.01041% | 0 | 0.3278 | Commercial_2040_Technical_MW_Before Competition Groups_ECM MOTORS FOR HVAC APPLICATION (FAN-POWERED VAV BOX)
Commercial | Com ¦ Auto Off Time Switch or Time Clock control | 2040 | Achievable | MW | Before Competition Groups | 0.18374 | 0 | 0 | 1781.3348 | 0.00010314 | 66 | Commercial_2040_Achievable_MW_Before Competition Groups_66 | Auto Off Time Switch or Time Clock control | 0.01031% | 0 | 0.18374 | Commercial_2040_Achievable_MW_Before Competition Groups_Auto Off Time Switch or Time Clock control
Commercial | Com ¦ CEE Tier 2/Energy Star Clothes Washers | 2040 | Achievable | MW | Before Competition Groups | 0.16712 | 0 | 0 | 1781.3348 | 9.3817e-05 | 67 | Commercial_2040_Achievable_MW_Before Competition Groups_67 | CEE Tier 2/Energy Star Clothes Washers | 0.009382% | 0 | 0.16712 | Commercial_2040_Achievable_MW_Before Competition Groups_CEE Tier 2/Energy Star Clothes Washers
Commercial | Com ¦ HVAC Optimization | 2040 | Technical | MW | Before Competition Groups | 0.282 | 0 | 0 | 3150.0277 | 8.9521e-05 | 88 | Commercial_2040_Technical_MW_Before Competition Groups_88 | HVAC Optimization | 0.008952% | 0 | 0.282 | Commercial_2040_Technical_MW_Before Competition Groups_HVAC Optimization
Commercial | Com ¦ High Efficiency Small Instantaneous Water Heater | 2040 | Achievable | MW | Before Competition Groups | 0.15653 | 0 | 0 | 1781.3348 | 8.7873e-05 | 68 | Commercial_2040_Achievable_MW_Before Competition Groups_68 | High Efficiency Small Instantaneous Water Heater | 0.008787% | 0 | 0.15653 | Commercial_2040_Achievable_MW_Before Competition Groups_High Efficiency Small Instantaneous Water Heater
Commercial | Com ¦ CEE Tier 2/Energy Star Clothes Washers | 2040 | Economic | MW | Before Competition Groups | 0.20545 | 0 | 0 | 2381.4449 | 8.6272e-05 | 72 | Commercial_2040_Economic_MW_Before Competition Groups_72 | CEE Tier 2/Energy Star Clothes Washers | 0.008627% | 0 | 0.20545 | Commercial_2040_Economic_MW_Before Competition Groups_CEE Tier 2/Energy Star Clothes Washers
Commercial | Com ¦ Notched V belts for HVAC Systems | 2040 | Economic | MW | Before Competition Groups | 0.20437 | 0 | 0 | 2381.4449 | 8.5818e-05 | 73 | Commercial_2040_Economic_MW_Before Competition Groups_73 | Notched V belts for HVAC Systems | 0.008582% | 0 | 0.20437 | Commercial_2040_Economic_MW_Before Competition Groups_Notched V belts for HVAC Systems
Commercial | Com ¦ Demand controlled Circulating Systems | 2040 | Achievable | MW | Before Competition Groups | 0.14939 | 0 | 0 | 1781.3348 | 8.3864e-05 | 69 | Commercial_2040_Achievable_MW_Before Competition Groups_69 | Demand controlled Circulating Systems | 0.008386% | 0 | 0.14939 | Commercial_2040_Achievable_MW_Before Competition Groups_Demand controlled Circulating Systems
Commercial | Com ¦ Auto Off Time Switch or Time Clock control | 2040 | Economic | MW | Before Competition Groups | 0.19805 | 0 | 0 | 2381.4449 | 8.3164e-05 | 74 | Commercial_2040_Economic_MW_Before Competition Groups_74 | Auto Off Time Switch or Time Clock control | 0.008316% | 0 | 0.19805 | Commercial_2040_Economic_MW_Before Competition Groups_Auto Off Time Switch or Time Clock control
Commercial | Com ¦ HVAC Optimization | 2040 | Achievable | MW | Before Competition Groups | 0.12662 | 0 | 0 | 1781.3348 | 7.1083e-05 | 70 | Commercial_2040_Achievable_MW_Before Competition Groups_70 | HVAC Optimization | 0.007108% | 0 | 0.12662 | Commercial_2040_Achievable_MW_Before Competition Groups_HVAC Optimization
Commercial | Com ¦ HVAC Optimization | 2040 | Economic | MW | Before Competition Groups | 0.16925 | 0 | 0 | 2381.4449 | 7.1071e-05 | 75 | Commercial_2040_Economic_MW_Before Competition Groups_75 | HVAC Optimization | 0.007107% | 0 | 0.16925 | Commercial_2040_Economic_MW_Before Competition Groups_HVAC Optimization
Commercial | Com ¦ Ground Source Heat Pump | 2040 | Economic | MW | Before Competition Groups | 0.16012 | 0 | 0 | 2381.4449 | 6.7238e-05 | 76 | Commercial_2040_Economic_MW_Before Competition Groups_76 | Ground Source Heat Pump | 0.006724% | 0 | 0.16012 | Commercial_2040_Economic_MW_Before Competition Groups_Ground Source Heat Pump
Commercial | Com ¦ Notched V belts for HVAC Systems | 2040 | Achievable | MW | Before Competition Groups | 0.11849 | 0 | 0 | 1781.3348 | 6.6517e-05 | 71 | Commercial_2040_Achievable_MW_Before Competition Groups_71 | Notched V belts for HVAC Systems | 0.006652% | 0 | 0.11849 | Commercial_2040_Achievable_MW_Before Competition Groups_Notched V belts for HVAC Systems
Commercial | Com ¦ CEE Tier 2/Energy Star Clothes Washers | 2040 | Technical | MW | Before Competition Groups | 0.20545 | 0 | 0 | 3150.0277 | 6.5222e-05 | 89 | Commercial_2040_Technical_MW_Before Competition Groups_89 | CEE Tier 2/Energy Star Clothes Washers | 0.006522% | 0 | 0.20545 | Commercial_2040_Technical_MW_Before Competition Groups_CEE Tier 2/Energy Star Clothes Washers
Commercial | Com ¦ Auto Off Time Switch or Time Clock control | 2040 | Technical | MW | Before Competition Groups | 0.19805 | 0 | 0 | 3150.0277 | 6.2872e-05 | 90 | Commercial_2040_Technical_MW_Before Competition Groups_90 | Auto Off Time Switch or Time Clock control | 0.006287% | 0 | 0.19805 | Commercial_2040_Technical_MW_Before Competition Groups_Auto Off Time Switch or Time Clock control
Commercial | Com ¦ Solar Electric Water Heater (50 Gallon) | 2040 | Technical | MW | Before Competition Groups | 0.18191 | 0 | 0 | 3150.0277 | 5.7749e-05 | 91 | Commercial_2040_Technical_MW_Before Competition Groups_91 | Solar Electric Water Heater (50 Gallon) | 0.005775% | 0 | 0.18191 | Commercial_2040_Technical_MW_Before Competition Groups_Solar Electric Water Heater (50 Gallon)
Commercial | Com ¦ Commercial Hot Food Holding Cabinets | 2040 | Economic | MW | Before Competition Groups | 0.13399 | 0 | 0 | 2381.4449 | 5.6265e-05 | 77 | Commercial_2040_Economic_MW_Before Competition Groups_77 | Commercial Hot Food Holding Cabinets | 0.005626% | 0 | 0.13399 | Commercial_2040_Economic_MW_Before Competition Groups_Commercial Hot Food Holding Cabinets
Commercial | Com ¦ Demand controlled Circulating Systems | 2040 | Economic | MW | Before Competition Groups | 0.12435 | 0 | 0 | 2381.4449 | 5.2216e-05 | 78 | Commercial_2040_Economic_MW_Before Competition Groups_78 | Demand controlled Circulating Systems | 0.005222% | 0 | 0.12435 | Commercial_2040_Economic_MW_Before Competition Groups_Demand controlled Circulating Systems
Commercial | Com ¦ Commercial Hot Food Holding Cabinets | 2040 | Achievable | MW | Before Competition Groups | 0.092408 | 0 | 0 | 1781.3348 | 5.1876e-05 | 72 | Commercial_2040_Achievable_MW_Before Competition Groups_72 | Commercial Hot Food Holding Cabinets | 0.005188% | 0 | 0.092408 | Commercial_2040_Achievable_MW_Before Competition Groups_Commercial Hot Food Holding Cabinets
Commercial | Com ¦ Low Flow Pre-Rinse Spray Nozzle | 2040 | Achievable | MW | Before Competition Groups | 0.088013 | 0 | 0 | 1781.3348 | 4.9408e-05 | 73 | Commercial_2040_Achievable_MW_Before Competition Groups_73 | Low Flow Pre-Rinse Spray Nozzle | 0.004941% | 0 | 0.088013 | Commercial_2040_Achievable_MW_Before Competition Groups_Low Flow Pre-Rinse Spray Nozzle
Commercial | Com ¦ Low Flow Pre-Rinse Spray Nozzle | 2040 | Economic | MW | Before Competition Groups | 0.11584 | 0 | 0 | 2381.4449 | 4.8643e-05 | 79 | Commercial_2040_Economic_MW_Before Competition Groups_79 | Low Flow Pre-Rinse Spray Nozzle | 0.004864% | 0 | 0.11584 | Commercial_2040_Economic_MW_Before Competition Groups_Low Flow Pre-Rinse Spray Nozzle
Commercial | Com ¦ Room AC (w/ louvered sides) 14 SEER from 12 SEER code | 2040 | Achievable | MW | Before Competition Groups | 0.072582 | 0 | 0 | 1781.3348 | 4.0746e-05 | 74 | Commercial_2040_Achievable_MW_Before Competition Groups_74 | Room AC (w/ louvered sides) 14 SEER from 12 SEER code | 0.004075% | 0 | 0.072582 | Commercial_2040_Achievable_MW_Before Competition Groups_Room AC (w/ louvered sides) 14 SEER from 12 SEER code
Commercial | Com ¦ Demand controlled Circulating Systems | 2040 | Technical | MW | Before Competition Groups | 0.12435 | 0 | 0 | 3150.0277 | 3.9476e-05 | 92 | Commercial_2040_Technical_MW_Before Competition Groups_92 | Demand controlled Circulating Systems | 0.003948% | 0 | 0.12435 | Commercial_2040_Technical_MW_Before Competition Groups_Demand controlled Circulating Systems
Commercial | Com ¦ Low Flow Pre-Rinse Spray Nozzle | 2040 | Technical | MW | Before Competition Groups | 0.11584 | 0 | 0 | 3150.0277 | 3.6775e-05 | 93 | Commercial_2040_Technical_MW_Before Competition Groups_93 | Low Flow Pre-Rinse Spray Nozzle | 0.003677% | 0 | 0.11584 | Commercial_2040_Technical_MW_Before Competition Groups_Low Flow Pre-Rinse Spray Nozzle
Commercial | Com ¦ High Efficiency Chiller (avg of water and air cooled) | 2040 | Achievable | MW | Before Competition Groups | 0.059953 | 0 | 0 | 1781.3348 | 3.3656e-05 | 75 | Commercial_2040_Achievable_MW_Before Competition Groups_75 | High Efficiency Chiller (avg of water and air cooled) | 0.003366% | 0 | 0.059953 | Commercial_2040_Achievable_MW_Before Competition Groups_High Efficiency Chiller (avg of water and air cooled)
Commercial | Com ¦ Room AC (w/ louvered sides) 14 SEER from 12 SEER code | 2040 | Economic | MW | Before Competition Groups | 0.068065 | 0 | 0 | 2381.4449 | 2.8581e-05 | 80 | Commercial_2040_Economic_MW_Before Competition Groups_80 | Room AC (w/ louvered sides) 14 SEER from 12 SEER code | 0.002858% | 0 | 0.068065 | Commercial_2040_Economic_MW_Before Competition Groups_Room AC (w/ louvered sides) 14 SEER from 12 SEER code
Commercial | Com ¦ Condensing Unit Heaters or other Efficient Unit Heating System | 2040 | Achievable | MW | Before Competition Groups | 0.05057 | 0 | 0 | 1781.3348 | 2.8389e-05 | 76 | Commercial_2040_Achievable_MW_Before Competition Groups_76 | Condensing Unit Heaters or other Efficient Unit Heating System | 0.002839% | 0 | 0.05057 | Commercial_2040_Achievable_MW_Before Competition Groups_Condensing Unit Heaters or other Efficient Unit Heating System
Commercial | Com ¦ High Efficiency Chiller (avg of water and air cooled) | 2040 | Economic | MW | Before Competition Groups | 0.061513 | 0 | 0 | 2381.4449 | 2.583e-05 | 81 | Commercial_2040_Economic_MW_Before Competition Groups_81 | High Efficiency Chiller (avg of water and air cooled) | 0.002583% | 0 | 0.061513 | Commercial_2040_Economic_MW_Before Competition Groups_High Efficiency Chiller (avg of water and air cooled)
Commercial | Com ¦ Energy Recovery Ventilation and Ventilation (Enhanced) | 2040 | Technical | MW | Before Competition Groups | 0.079243 | 0 | 0 | 3150.0277 | 2.5156e-05 | 94 | Commercial_2040_Technical_MW_Before Competition Groups_94 | Energy Recovery Ventilation and Ventilation (Enhanced) | 0.002516% | 0 | 0.079243 | Commercial_2040_Technical_MW_Before Competition Groups_Energy Recovery Ventilation and Ventilation (Enhanced)
Commercial | Com ¦ Energy Recovery Ventilation and Ventilation (Enhanced) | 2040 | Achievable | MW | Before Competition Groups | 0.032239 | 0 | 0 | 1781.3348 | 1.8098e-05 | 77 | Commercial_2040_Achievable_MW_Before Competition Groups_77 | Energy Recovery Ventilation and Ventilation (Enhanced) | 0.00181% | 0 | 0.032239 | Commercial_2040_Achievable_MW_Before Competition Groups_Energy Recovery Ventilation and Ventilation (Enhanced)
Commercial | Com ¦ Condensing Unit Heaters or other Efficient Unit Heating System | 2040 | Economic | MW | Before Competition Groups | 0.042482 | 0 | 0 | 2381.4449 | 1.7839e-05 | 82 | Commercial_2040_Economic_MW_Before Competition Groups_82 | Condensing Unit Heaters or other Efficient Unit Heating System | 0.001784% | 0 | 0.042482 | Commercial_2040_Economic_MW_Before Competition Groups_Condensing Unit Heaters or other Efficient Unit Heating System
Commercial | Com ¦ VSD Air Compressor | 2040 | Achievable | MW | Before Competition Groups | 0.028741 | 0 | 0 | 1781.3348 | 1.6135e-05 | 78 | Commercial_2040_Achievable_MW_Before Competition Groups_78 | VSD Air Compressor | 0.001613% | 0 | 0.028741 | Commercial_2040_Achievable_MW_Before Competition Groups_VSD Air Compressor
Commercial | Com ¦ VSD Air Compressor | 2040 | Economic | MW | Before Competition Groups | 0.038273 | 0 | 0 | 2381.4449 | 1.6071e-05 | 83 | Commercial_2040_Economic_MW_Before Competition Groups_83 | VSD Air Compressor | 0.001607% | 0 | 0.038273 | Commercial_2040_Economic_MW_Before Competition Groups_VSD Air Compressor
Commercial | Com ¦ SYNCHRONOUS BELT | 2040 | Achievable | MW | Before Competition Groups | 0.02737 | 0 | 0 | 1781.3348 | 1.5365e-05 | 79 | Commercial_2040_Achievable_MW_Before Competition Groups_79 | SYNCHRONOUS BELT | 0.001537% | 0 | 0.02737 | Commercial_2040_Achievable_MW_Before Competition Groups_SYNCHRONOUS BELT
Commercial | Com ¦ Condensing Unit Heaters or other Efficient Unit Heating System | 2040 | Technical | MW | Before Competition Groups | 0.042482 | 0 | 0 | 3150.0277 | 1.3486e-05 | 95 | Commercial_2040_Technical_MW_Before Competition Groups_95 | Condensing Unit Heaters or other Efficient Unit Heating System | 0.001349% | 0 | 0.042482 | Commercial_2040_Technical_MW_Before Competition Groups_Condensing Unit Heaters or other Efficient Unit Heating System
Commercial | Com ¦ eCube | 2040 | Technical | MW | Before Competition Groups | 0.038793 | 0 | 0 | 3150.0277 | 1.2315e-05 | 96 | Commercial_2040_Technical_MW_Before Competition Groups_96 | eCube | 0.001232% | 0 | 0.038793 | Commercial_2040_Technical_MW_Before Competition Groups_eCube
Commercial | Com ¦ VSD Air Compressor | 2040 | Technical | MW | Before Competition Groups | 0.038273 | 0 | 0 | 3150.0277 | 1.215e-05 | 97 | Commercial_2040_Technical_MW_Before Competition Groups_97 | VSD Air Compressor | 0.001215% | 0 | 0.038273 | Commercial_2040_Technical_MW_Before Competition Groups_VSD Air Compressor
Commercial | Com ¦ EC Plug Fan for Data Center (under cabinet) | 2040 | Economic | MW | Before Competition Groups | 0.02871 | 0 | 0 | 2381.4449 | 1.2056e-05 | 84 | Commercial_2040_Economic_MW_Before Competition Groups_84 | EC Plug Fan for Data Center (under cabinet) | 0.001206% | 0 | 0.02871 | Commercial_2040_Economic_MW_Before Competition Groups_EC Plug Fan for Data Center (under cabinet)
Commercial | Com ¦ EC Plug Fan for Data Center (under cabinet) | 2040 | Achievable | MW | Before Competition Groups | 0.017096 | 0 | 0 | 1781.3348 | 9.5975e-06 | 80 | Commercial_2040_Achievable_MW_Before Competition Groups_80 | EC Plug Fan for Data Center (under cabinet) | 0.0009597% | 0 | 0.017096 | Commercial_2040_Achievable_MW_Before Competition Groups_EC Plug Fan for Data Center (under cabinet)
Commercial | Com ¦ EC Plug Fan for Data Center (under cabinet) | 2040 | Technical | MW | Before Competition Groups | 0.02871 | 0 | 0 | 3150.0277 | 9.1141e-06 | 98 | Commercial_2040_Technical_MW_Before Competition Groups_98 | EC Plug Fan for Data Center (under cabinet) | 0.0009114% | 0 | 0.02871 | Commercial_2040_Technical_MW_Before Competition Groups_EC Plug Fan for Data Center (under cabinet)
Commercial | Com ¦ Exterior Photocell | 2040 | Technical | MW | Before Competition Groups | 0.013787 | 0 | 0 | 3150.0277 | 4.3769e-06 | 99 | Commercial_2040_Technical_MW_Before Competition Groups_99 | Exterior Photocell | 0.0004377% | 0 | 0.013787 | Commercial_2040_Technical_MW_Before Competition Groups_Exterior Photocell
Commercial | Com ¦ Air Curtains | 2040 | Achievable | MW | Before Competition Groups | 0.0075924 | 0 | 0 | 1781.3348 | 4.2622e-06 | 81 | Commercial_2040_Achievable_MW_Before Competition Groups_81 | Air Curtains | 0.0004262% | 0 | 0.0075924 | Commercial_2040_Achievable_MW_Before Competition Groups_Air Curtains
Commercial | Com ¦ Air Curtains | 2040 | Economic | MW | Before Competition Groups | 0.0079463 | 0 | 0 | 2381.4449 | 3.3368e-06 | 85 | Commercial_2040_Economic_MW_Before Competition Groups_85 | Air Curtains | 0.0003337% | 0 | 0.0079463 | Commercial_2040_Economic_MW_Before Competition Groups_Air Curtains
Commercial | Com ¦ Air Curtains | 2040 | Technical | MW | Before Competition Groups | 0.0079463 | 0 | 0 | 3150.0277 | 2.5226e-06 | 100 | Commercial_2040_Technical_MW_Before Competition Groups_100 | Air Curtains | 0.0002523% | 0 | 0.0079463 | Commercial_2040_Technical_MW_Before Competition Groups_Air Curtains
Commercial | Com ¦ Ground Source Heat Pump | 2040 | Achievable | MW | Before Competition Groups | 0.0043711 | 0 | 0 | 1781.3348 | 2.4538e-06 | 82 | Commercial_2040_Achievable_MW_Before Competition Groups_82 | Ground Source Heat Pump | 0.0002454% | 0 | 0.0043711 | Commercial_2040_Achievable_MW_Before Competition Groups_Ground Source Heat Pump
Commercial | Com ¦ High Efficiency Induction Cooking | 2040 | Technical | MW | Before Competition Groups | 0.0014982 | 0 | 0 | 3150.0277 | 4.7561e-07 | 101 | Commercial_2040_Technical_MW_Before Competition Groups_101 | High Efficiency Induction Cooking | 4.756e-05% | 0 | 0.0014982 | Commercial_2040_Technical_MW_Before Competition Groups_High Efficiency Induction Cooking
Commercial | Com ¦ Electric Convection Combination Ovens | 2040 | Achievable | MW | Before Competition Groups | 0.00041237 | 0 | 0 | 1781.3348 | 2.315e-07 | 83 | Commercial_2040_Achievable_MW_Before Competition Groups_83 | Electric Convection Combination Ovens | 2.315e-05% | 0 | 0.00041237 | Commercial_2040_Achievable_MW_Before Competition Groups_Electric Convection Combination Ovens
Commercial | Com ¦ Electric Convection Combination Ovens | 2040 | Economic | MW | Before Competition Groups | 0.00049617 | 0 | 0 | 2381.4449 | 2.0835e-07 | 86 | Commercial_2040_Economic_MW_Before Competition Groups_86 | Electric Convection Combination Ovens | 2.083e-05% | 0 | 0.00049617 | Commercial_2040_Economic_MW_Before Competition Groups_Electric Convection Combination Ovens
Commercial | Com ¦ Electric Convection Combination Ovens | 2040 | Technical | MW | Before Competition Groups | 0.00049617 | 0 | 0 | 3150.0277 | 1.5751e-07 | 102 | Commercial_2040_Technical_MW_Before Competition Groups_102 | Electric Convection Combination Ovens | 1.575e-05% | 0 | 0.00049617 | Commercial_2040_Technical_MW_Before Competition Groups_Electric Convection Combination Ovens
Commercial | Com ¦ LLLC - Low Impact Application | 2040 | Achievable | MW | Before Competition Groups | 1.0989e-19 | 0 | 0 | 1781.3348 | 6.169e-23 | 84 | Commercial_2040_Achievable_MW_Before Competition Groups_84 | LLLC - Low Impact Application | 6.169e-21% | 0 | 1.0989e-19 | Commercial_2040_Achievable_MW_Before Competition Groups_LLLC - Low Impact Application
Commercial | Com ¦ LLLC - High Impact Application | 2040 | Achievable | MW | Before Competition Groups | 5.3239e-20 | 0 | 0 | 1781.3348 | 2.9887e-23 | 85 | Commercial_2040_Achievable_MW_Before Competition Groups_85 | LLLC - High Impact Application | 2.989e-21% | 0 | 5.3239e-20 | Commercial_2040_Achievable_MW_Before Competition Groups_LLLC - High Impact Application
Commercial | Com ¦ Networked/Connected - High Impact Application | 2040 | Achievable | MW | Before Competition Groups | 1.1934e-21 | 0 | 0 | 1781.3348 | 6.6997e-25 | 86 | Commercial_2040_Achievable_MW_Before Competition Groups_86 | Networked/Connected - High Impact Application | 6.7e-23% | 0 | 1.1934e-21 | Commercial_2040_Achievable_MW_Before Competition Groups_Networked/Connected - High Impact Application
Commercial | Com ¦ Networked/Connected - Low Impact Application | 2040 | Achievable | MW | Before Competition Groups | 5.069e-22 | 0 | 0 | 1781.3348 | 2.8456e-25 | 87 | Commercial_2040_Achievable_MW_Before Competition Groups_87 | Networked/Connected - Low Impact Application | 2.846e-23% | 0 | 5.069e-22 | Commercial_2040_Achievable_MW_Before Competition Groups_Networked/Connected - Low Impact Application
Commercial | Com ¦ High R-Value Glass Doors/no-heat glass door | 2040 | Achievable | MW | Before Competition Groups | 0 | 0 | 0 | 1781.3348 | 0 | 88 | Commercial_2040_Achievable_MW_Before Competition Groups_88 | High R-Value Glass Doors/no-heat glass door | 0% | 0 | 0 | Commercial_2040_Achievable_MW_Before Competition Groups_High R-Value Glass Doors/no-heat glass door
Commercial | Com ¦ High R-Value Glass Doors/no-heat glass door | 2040 | Economic | MW | Before Competition Groups | 0 | 0 | 0 | 2381.4449 | 0 | 87 | Commercial_2040_Economic_MW_Before Competition Groups_87 | High R-Value Glass Doors/no-heat glass door | 0% | 0 | 0 | Commercial_2040_Economic_MW_Before Competition Groups_High R-Value Glass Doors/no-heat glass door
Commercial | Com ¦ Building Recommissioning, Operations and Maintenance (O&M) Improvements | 2041 | Achievable | MW | Before Competition Groups | 200.8352 | 0 | 0 | 1836.9152 | 0.10933 | 1 | Commercial_2041_Achievable_MW_Before Competition Groups_1 | Building Recommissioning, Operations and Maintenance (O&M) Improvements | 10.93% | 0 | 200.8352 | Commercial_2041_Achievable_MW_Before Competition Groups_Building Recommissioning, Operations and Maintenance (O&M) Improvements
Commercial | Com ¦ Education and Capacity Building/Energy Behavior | 2041 | Achievable | MW | Before Competition Groups | 198.3192 | 0 | 0 | 1836.9152 | 0.10796 | 2 | Commercial_2041_Achievable_MW_Before Competition Groups_2 | Education and Capacity Building/Energy Behavior | 10.8% | 0 | 198.3192 | Commercial_2041_Achievable_MW_Before Competition Groups_Education and Capacity Building/Energy Behavior
Commercial | Com ¦ LED Low/High Bay | 2041 | Achievable | MW | Before Competition Groups | 189.5744 | 0 | 0 | 1836.9152 | 0.1032 | 3 | Commercial_2041_Achievable_MW_Before Competition Groups_3 | LED Low/High Bay | 10.32% | 0 | 189.5744 | Commercial_2041_Achievable_MW_Before Competition Groups_LED Low/High Bay
Commercial | Com ¦ Building Recommissioning, Operations and Maintenance (O&M) Improvements | 2041 | Economic | MW | Before Competition Groups | 227.9815 | 0 | 0 | 2405.3012 | 0.094783 | 1 | Commercial_2041_Economic_MW_Before Competition Groups_1 | Building Recommissioning, Operations and Maintenance (O&M) Improvements | 9.478% | 0 | 227.9815 | Commercial_2041_Economic_MW_Before Competition Groups_Building Recommissioning, Operations and Maintenance (O&M) Improvements
Commercial | Com ¦ Central Lighting Control System | 2041 | Technical | MW | Before Competition Groups | 291.3221 | 0 | 0 | 3167.8923 | 0.091961 | 1 | Commercial_2041_Technical_MW_Before Competition Groups_1 | Central Lighting Control System | 9.196% | 0 | 291.3221 | Commercial_2041_Technical_MW_Before Competition Groups_Central Lighting Control System
Commercial | Com ¦ High Efficiency Air Source Heat Pump | 2041 | Economic | MW | Before Competition Groups | 219.1087 | 0 | 0 | 2405.3012 | 0.091094 | 2 | Commercial_2041_Economic_MW_Before Competition Groups_2 | High Efficiency Air Source Heat Pump | 9.109% | 0 | 219.1087 | Commercial_2041_Economic_MW_Before Competition Groups_High Efficiency Air Source Heat Pump
Commercial | Com ¦ Education and Capacity Building/Energy Behavior | 2041 | Economic | MW | Before Competition Groups | 203.8501 | 0 | 0 | 2405.3012 | 0.08475 | 3 | Commercial_2041_Economic_MW_Before Competition Groups_3 | Education and Capacity Building/Energy Behavior | 8.475% | 0 | 203.8501 | Commercial_2041_Economic_MW_Before Competition Groups_Education and Capacity Building/Energy Behavior
Commercial | Com ¦ LED Troffer/Surface/Suspended | 2041 | Achievable | MW | Before Competition Groups | 143.5589 | 0 | 0 | 1836.9152 | 0.078152 | 4 | Commercial_2041_Achievable_MW_Before Competition Groups_4 | LED Troffer/Surface/Suspended | 7.815% | 0 | 143.5589 | Commercial_2041_Achievable_MW_Before Competition Groups_LED Troffer/Surface/Suspended
Commercial | Com ¦ ENERGY STAR LED LAMPS (REFLECTOR LAMPs/MR16/PAR 16) | 2041 | Achievable | MW | Before Competition Groups | 140.6166 | 0 | 0 | 1836.9152 | 0.07655 | 5 | Commercial_2041_Achievable_MW_Before Competition Groups_5 | ENERGY STAR LED LAMPS (REFLECTOR LAMPs/MR16/PAR 16) | 7.655% | 0 | 140.6166 | Commercial_2041_Achievable_MW_Before Competition Groups_ENERGY STAR LED LAMPS (REFLECTOR LAMPs/MR16/PAR 16)
Commercial | Com ¦ Building Recommissioning, Operations and Maintenance (O&M) Improvements | 2041 | Technical | MW | Before Competition Groups | 227.9815 | 0 | 0 | 3167.8923 | 0.071966 | 2 | Commercial_2041_Technical_MW_Before Competition Groups_2 | Building Recommissioning, Operations and Maintenance (O&M) Improvements | 7.197% | 0 | 227.9815 | Commercial_2041_Technical_MW_Before Competition Groups_Building Recommissioning, Operations and Maintenance (O&M) Improvements
Commercial | Com ¦ High Efficiency Air Source Heat Pump | 2041 | Technical | MW | Before Competition Groups | 219.1087 | 0 | 0 | 3167.8923 | 0.069165 | 3 | Commercial_2041_Technical_MW_Before Competition Groups_3 | High Efficiency Air Source Heat Pump | 6.917% | 0 | 219.1087 | Commercial_2041_Technical_MW_Before Competition Groups_High Efficiency Air Source Heat Pump
Commercial | Com ¦ LED Low/High Bay | 2041 | Economic | MW | Before Competition Groups | 161.6288 | 0 | 0 | 2405.3012 | 0.067197 | 4 | Commercial_2041_Economic_MW_Before Competition Groups_4 | LED Low/High Bay | 6.72% | 0 | 161.6288 | Commercial_2041_Economic_MW_Before Competition Groups_LED Low/High Bay
Commercial | Com ¦ Education and Capacity Building/Energy Behavior | 2041 | Technical | MW | Before Competition Groups | 203.8501 | 0 | 0 | 3167.8923 | 0.064349 | 4 | Commercial_2041_Technical_MW_Before Competition Groups_4 | Education and Capacity Building/Energy Behavior | 6.435% | 0 | 203.8501 | Commercial_2041_Technical_MW_Before Competition Groups_Education and Capacity Building/Energy Behavior
Commercial | Com ¦ ENERGY STAR LED LAMPS (REFLECTOR LAMPs/MR16/PAR 16) | 2041 | Economic | MW | Before Competition Groups | 139.4504 | 0 | 0 | 2405.3012 | 0.057976 | 5 | Commercial_2041_Economic_MW_Before Competition Groups_5 | ENERGY STAR LED LAMPS (REFLECTOR LAMPs/MR16/PAR 16) | 5.798% | 0 | 139.4504 | Commercial_2041_Economic_MW_Before Competition Groups_ENERGY STAR LED LAMPS (REFLECTOR LAMPs/MR16/PAR 16)
Commercial | Com ¦ LED Low/High Bay | 2041 | Technical | MW | Before Competition Groups | 161.6288 | 0 | 0 | 3167.8923 | 0.051021 | 5 | Commercial_2041_Technical_MW_Before Competition Groups_5 | LED Low/High Bay | 5.102% | 0 | 161.6288 | Commercial_2041_Technical_MW_Before Competition Groups_LED Low/High Bay
Commercial | Com ¦ High Efficiency Air Source Heat Pump | 2041 | Achievable | MW | Before Competition Groups | 92.0128 | 0 | 0 | 1836.9152 | 0.050091 | 6 | Commercial_2041_Achievable_MW_Before Competition Groups_6 | High Efficiency Air Source Heat Pump | 5.009% | 0 | 92.0128 | Commercial_2041_Achievable_MW_Before Competition Groups_High Efficiency Air Source Heat Pump
Commercial | Com ¦ Variable Refrigerant Flow Heat Pump | 2041 | Technical | MW | Before Competition Groups | 156.4914 | 0 | 0 | 3167.8923 | 0.049399 | 6 | Commercial_2041_Technical_MW_Before Competition Groups_6 | Variable Refrigerant Flow Heat Pump | 4.94% | 0 | 156.4914 | Commercial_2041_Technical_MW_Before Competition Groups_Variable Refrigerant Flow Heat Pump
Commercial | Com ¦ LED Troffer/Surface/Suspended | 2041 | Economic | MW | Before Competition Groups | 118.3 | 0 | 0 | 2405.3012 | 0.049183 | 6 | Commercial_2041_Economic_MW_Before Competition Groups_6 | LED Troffer/Surface/Suspended | 4.918% | 0 | 118.3 | Commercial_2041_Economic_MW_Before Competition Groups_LED Troffer/Surface/Suspended
Commercial | Com ¦ LED Replacement Lamp (Tube) | 2041 | Achievable | MW | Before Competition Groups | 88.9573 | 0 | 0 | 1836.9152 | 0.048428 | 7 | Commercial_2041_Achievable_MW_Before Competition Groups_7 | LED Replacement Lamp (Tube) | 4.843% | 0 | 88.9573 | Commercial_2041_Achievable_MW_Before Competition Groups_LED Replacement Lamp (Tube)
Commercial | Com ¦ Unitary Air-Conditioning Unit | 2041 | Achievable | MW | Before Competition Groups | 88.7499 | 0 | 0 | 1836.9152 | 0.048315 | 8 | Commercial_2041_Achievable_MW_Before Competition Groups_8 | Unitary Air-Conditioning Unit | 4.831% | 0 | 88.7499 | Commercial_2041_Achievable_MW_Before Competition Groups_Unitary Air-Conditioning Unit
Commercial | Com ¦ Advanced BAS/Controllers | 2041 | Achievable | MW | Before Competition Groups | 86.0197 | 0 | 0 | 1836.9152 | 0.046828 | 9 | Commercial_2041_Achievable_MW_Before Competition Groups_9 | Advanced BAS/Controllers | 4.683% | 0 | 86.0197 | Commercial_2041_Achievable_MW_Before Competition Groups_Advanced BAS/Controllers
Commercial | Com ¦ LLLC - Low Impact Application | 2041 | Economic | MW | Before Competition Groups | 111.5444 | 0 | 0 | 2405.3012 | 0.046374 | 7 | Commercial_2041_Economic_MW_Before Competition Groups_7 | LLLC - Low Impact Application | 4.637% | 0 | 111.5444 | Commercial_2041_Economic_MW_Before Competition Groups_LLLC - Low Impact Application
Commercial | Com ¦ Unitary Air-Conditioning Unit | 2041 | Technical | MW | Before Competition Groups | 146.1761 | 0 | 0 | 3167.8923 | 0.046143 | 7 | Commercial_2041_Technical_MW_Before Competition Groups_7 | Unitary Air-Conditioning Unit | 4.614% | 0 | 146.1761 | Commercial_2041_Technical_MW_Before Competition Groups_Unitary Air-Conditioning Unit
Commercial | Com ¦ ENERGY STAR LED LAMPS (REFLECTOR LAMPs/MR16/PAR 16) | 2041 | Technical | MW | Before Competition Groups | 141.0613 | 0 | 0 | 3167.8923 | 0.044528 | 8 | Commercial_2041_Technical_MW_Before Competition Groups_8 | ENERGY STAR LED LAMPS (REFLECTOR LAMPs/MR16/PAR 16) | 4.453% | 0 | 141.0613 | Commercial_2041_Technical_MW_Before Competition Groups_ENERGY STAR LED LAMPS (REFLECTOR LAMPs/MR16/PAR 16)
Commercial | Com ¦ LED Replacement Lamp (Tube) | 2041 | Economic | MW | Before Competition Groups | 106.4641 | 0 | 0 | 2405.3012 | 0.044262 | 8 | Commercial_2041_Economic_MW_Before Competition Groups_8 | LED Replacement Lamp (Tube) | 4.426% | 0 | 106.4641 | Commercial_2041_Economic_MW_Before Competition Groups_LED Replacement Lamp (Tube)
Commercial | Com ¦ Advanced BAS/Controllers | 2041 | Economic | MW | Before Competition Groups | 101.895 | 0 | 0 | 2405.3012 | 0.042363 | 9 | Commercial_2041_Economic_MW_Before Competition Groups_9 | Advanced BAS/Controllers | 4.236% | 0 | 101.895 | Commercial_2041_Economic_MW_Before Competition Groups_Advanced BAS/Controllers
Commercial | Com ¦ LLLC - High Impact Application | 2041 | Economic | MW | Before Competition Groups | 101.3203 | 0 | 0 | 2405.3012 | 0.042124 | 10 | Commercial_2041_Economic_MW_Before Competition Groups_10 | LLLC - High Impact Application | 4.212% | 0 | 101.3203 | Commercial_2041_Economic_MW_Before Competition Groups_LLLC - High Impact Application
Commercial | Com ¦ Unitary Air-Conditioning Unit | 2041 | Economic | MW | Before Competition Groups | 91.8039 | 0 | 0 | 2405.3012 | 0.038167 | 11 | Commercial_2041_Economic_MW_Before Competition Groups_11 | Unitary Air-Conditioning Unit | 3.817% | 0 | 91.8039 | Commercial_2041_Economic_MW_Before Competition Groups_Unitary Air-Conditioning Unit
Commercial | Com ¦ LED Troffer/Surface/Suspended | 2041 | Technical | MW | Before Competition Groups | 118.3 | 0 | 0 | 3167.8923 | 0.037343 | 9 | Commercial_2041_Technical_MW_Before Competition Groups_9 | LED Troffer/Surface/Suspended | 3.734% | 0 | 118.3 | Commercial_2041_Technical_MW_Before Competition Groups_LED Troffer/Surface/Suspended
Commercial | Com ¦ Networked/Connected - High Impact Application | 2041 | Economic | MW | Before Competition Groups | 88.1524 | 0 | 0 | 2405.3012 | 0.036649 | 12 | Commercial_2041_Economic_MW_Before Competition Groups_12 | Networked/Connected - High Impact Application | 3.665% | 0 | 88.1524 | Commercial_2041_Economic_MW_Before Competition Groups_Networked/Connected - High Impact Application
Commercial | Com ¦ LLLC - Low Impact Application | 2041 | Technical | MW | Before Competition Groups | 111.5444 | 0 | 0 | 3167.8923 | 0.035211 | 10 | Commercial_2041_Technical_MW_Before Competition Groups_10 | LLLC - Low Impact Application | 3.521% | 0 | 111.5444 | Commercial_2041_Technical_MW_Before Competition Groups_LLLC - Low Impact Application
Commercial | Com ¦ LED Replacement Lamp (Tube) | 2041 | Technical | MW | Before Competition Groups | 106.4641 | 0 | 0 | 3167.8923 | 0.033607 | 11 | Commercial_2041_Technical_MW_Before Competition Groups_11 | LED Replacement Lamp (Tube) | 3.361% | 0 | 106.4641 | Commercial_2041_Technical_MW_Before Competition Groups_LED Replacement Lamp (Tube)
Commercial | Com ¦ Advanced BAS/Controllers | 2041 | Technical | MW | Before Competition Groups | 101.895 | 0 | 0 | 3167.8923 | 0.032165 | 12 | Commercial_2041_Technical_MW_Before Competition Groups_12 | Advanced BAS/Controllers | 3.216% | 0 | 101.895 | Commercial_2041_Technical_MW_Before Competition Groups_Advanced BAS/Controllers
Commercial | Com ¦ LLLC - High Impact Application | 2041 | Technical | MW | Before Competition Groups | 101.3203 | 0 | 0 | 3167.8923 | 0.031983 | 13 | Commercial_2041_Technical_MW_Before Competition Groups_13 | LLLC - High Impact Application | 3.198% | 0 | 101.3203 | Commercial_2041_Technical_MW_Before Competition Groups_LLLC - High Impact Application
Commercial | Com ¦ Networked/Connected - Low Impact Application | 2041 | Technical | MW | Before Competition Groups | 94.7519 | 0 | 0 | 3167.8923 | 0.02991 | 14 | Commercial_2041_Technical_MW_Before Competition Groups_14 | Networked/Connected - Low Impact Application | 2.991% | 0 | 94.7519 | Commercial_2041_Technical_MW_Before Competition Groups_Networked/Connected - Low Impact Application
Commercial | Com ¦ Networked/Connected - High Impact Application | 2041 | Technical | MW | Before Competition Groups | 88.1524 | 0 | 0 | 3167.8923 | 0.027827 | 15 | Commercial_2041_Technical_MW_Before Competition Groups_15 | Networked/Connected - High Impact Application | 2.783% | 0 | 88.1524 | Commercial_2041_Technical_MW_Before Competition Groups_Networked/Connected - High Impact Application
Commercial | Com ¦ Networked/Connected - Low Impact Application | 2041 | Economic | MW | Before Competition Groups | 65.2946 | 0 | 0 | 2405.3012 | 0.027146 | 13 | Commercial_2041_Economic_MW_Before Competition Groups_13 | Networked/Connected - Low Impact Application | 2.715% | 0 | 65.2946 | Commercial_2041_Economic_MW_Before Competition Groups_Networked/Connected - Low Impact Application
Commercial | Com ¦ Smart Strip Plug Outlets | 2041 | Technical | MW | Before Competition Groups | 80.1426 | 0 | 0 | 3167.8923 | 0.025298 | 16 | Commercial_2041_Technical_MW_Before Competition Groups_16 | Smart Strip Plug Outlets | 2.53% | 0 | 80.1426 | Commercial_2041_Technical_MW_Before Competition Groups_Smart Strip Plug Outlets
Commercial | Com ¦ Variable Refrigerant Flow Heat Pump | 2041 | Achievable | MW | Before Competition Groups | 45.9176 | 0 | 0 | 1836.9152 | 0.024997 | 10 | Commercial_2041_Achievable_MW_Before Competition Groups_10 | Variable Refrigerant Flow Heat Pump | 2.5% | 0 | 45.9176 | Commercial_2041_Achievable_MW_Before Competition Groups_Variable Refrigerant Flow Heat Pump
Commercial | Com ¦ Adaptive Thermostats | 2041 | Achievable | MW | Before Competition Groups | 44.7368 | 0 | 0 | 1836.9152 | 0.024354 | 11 | Commercial_2041_Achievable_MW_Before Competition Groups_11 | Adaptive Thermostats | 2.435% | 0 | 44.7368 | Commercial_2041_Achievable_MW_Before Competition Groups_Adaptive Thermostats
Commercial | Com ¦ Refrigerated Display Case Doors | 2041 | Achievable | MW | Before Competition Groups | 43.743 | 0 | 0 | 1836.9152 | 0.023813 | 12 | Commercial_2041_Achievable_MW_Before Competition Groups_12 | Refrigerated Display Case Doors | 2.381% | 0 | 43.743 | Commercial_2041_Achievable_MW_Before Competition Groups_Refrigerated Display Case Doors
Commercial | Com ¦ Refrigerated Display Case Doors | 2041 | Economic | MW | Before Competition Groups | 51.8535 | 0 | 0 | 2405.3012 | 0.021558 | 14 | Commercial_2041_Economic_MW_Before Competition Groups_14 | Refrigerated Display Case Doors | 2.156% | 0 | 51.8535 | Commercial_2041_Economic_MW_Before Competition Groups_Refrigerated Display Case Doors
Commercial | Com ¦ Refrigerated Display Case Doors | 2041 | Technical | MW | Before Competition Groups | 62.5485 | 0 | 0 | 3167.8923 | 0.019745 | 17 | Commercial_2041_Technical_MW_Before Competition Groups_17 | Refrigerated Display Case Doors | 1.974% | 0 | 62.5485 | Commercial_2041_Technical_MW_Before Competition Groups_Refrigerated Display Case Doors
Commercial | Com ¦ Strip Curtains | 2041 | Achievable | MW | Before Competition Groups | 35.4984 | 0 | 0 | 1836.9152 | 0.019325 | 13 | Commercial_2041_Achievable_MW_Before Competition Groups_13 | Strip Curtains | 1.933% | 0 | 35.4984 | Commercial_2041_Achievable_MW_Before Competition Groups_Strip Curtains
Commercial | Com ¦ Adaptive Thermostats | 2041 | Economic | MW | Before Competition Groups | 44.4109 | 0 | 0 | 2405.3012 | 0.018464 | 15 | Commercial_2041_Economic_MW_Before Competition Groups_15 | Adaptive Thermostats | 1.846% | 0 | 44.4109 | Commercial_2041_Economic_MW_Before Competition Groups_Adaptive Thermostats
Commercial | Com ¦ Reach-in Shaded Pole to ECM/PSC Evaporator Fan Motor | 2041 | Achievable | MW | Before Competition Groups | 33.4226 | 0 | 0 | 1836.9152 | 0.018195 | 14 | Commercial_2041_Achievable_MW_Before Competition Groups_14 | Reach-in Shaded Pole to ECM/PSC Evaporator Fan Motor | 1.819% | 0 | 33.4226 | Commercial_2041_Achievable_MW_Before Competition Groups_Reach-in Shaded Pole to ECM/PSC Evaporator Fan Motor
Commercial | Com ¦ Reach-in Shaded Pole to ECM/PSC Evaporator Fan Motor | 2041 | Economic | MW | Before Competition Groups | 42.1762 | 0 | 0 | 2405.3012 | 0.017535 | 16 | Commercial_2041_Economic_MW_Before Competition Groups_16 | Reach-in Shaded Pole to ECM/PSC Evaporator Fan Motor | 1.753% | 0 | 42.1762 | Commercial_2041_Economic_MW_Before Competition Groups_Reach-in Shaded Pole to ECM/PSC Evaporator Fan Motor
Commercial | Com ¦ Furnace Tune-Up | 2041 | Achievable | MW | Before Competition Groups | 31.6666 | 0 | 0 | 1836.9152 | 0.017239 | 15 | Commercial_2041_Achievable_MW_Before Competition Groups_15 | Furnace Tune-Up | 1.724% | 0 | 31.6666 | Commercial_2041_Achievable_MW_Before Competition Groups_Furnace Tune-Up
Commercial | Com ¦ Demand Control Ventilation | 2041 | Achievable | MW | Before Competition Groups | 31.265 | 0 | 0 | 1836.9152 | 0.01702 | 16 | Commercial_2041_Achievable_MW_Before Competition Groups_16 | Demand Control Ventilation | 1.702% | 0 | 31.265 | Commercial_2041_Achievable_MW_Before Competition Groups_Demand Control Ventilation
Commercial | Com ¦ Data Center Storage/Server Virtualization | 2041 | Achievable | MW | Before Competition Groups | 30.9661 | 0 | 0 | 1836.9152 | 0.016858 | 17 | Commercial_2041_Achievable_MW_Before Competition Groups_17 | Data Center Storage/Server Virtualization | 1.686% | 0 | 30.9661 | Commercial_2041_Achievable_MW_Before Competition Groups_Data Center Storage/Server Virtualization
Commercial | Com ¦ Variable Refrigerant Flow Heat Pump | 2041 | Economic | MW | Before Competition Groups | 39.3417 | 0 | 0 | 2405.3012 | 0.016356 | 17 | Commercial_2041_Economic_MW_Before Competition Groups_17 | Variable Refrigerant Flow Heat Pump | 1.636% | 0 | 39.3417 | Commercial_2041_Economic_MW_Before Competition Groups_Variable Refrigerant Flow Heat Pump
Commercial | Com ¦ Data Center Storage/Server Virtualization | 2041 | Economic | MW | Before Competition Groups | 38.5029 | 0 | 0 | 2405.3012 | 0.016008 | 18 | Commercial_2041_Economic_MW_Before Competition Groups_18 | Data Center Storage/Server Virtualization | 1.601% | 0 | 38.5029 | Commercial_2041_Economic_MW_Before Competition Groups_Data Center Storage/Server Virtualization
Commercial | Com ¦ Demand Control Ventilation | 2041 | Economic | MW | Before Competition Groups | 37.5516 | 0 | 0 | 2405.3012 | 0.015612 | 19 | Commercial_2041_Economic_MW_Before Competition Groups_19 | Demand Control Ventilation | 1.561% | 0 | 37.5516 | Commercial_2041_Economic_MW_Before Competition Groups_Demand Control Ventilation
Commercial | Com ¦ LED or Equivalent Sign Lighting | 2041 | Achievable | MW | Before Competition Groups | 27.9534 | 0 | 0 | 1836.9152 | 0.015218 | 18 | Commercial_2041_Achievable_MW_Before Competition Groups_18 | LED or Equivalent Sign Lighting | 1.522% | 0 | 27.9534 | Commercial_2041_Achievable_MW_Before Competition Groups_LED or Equivalent Sign Lighting
Commercial | Com ¦ Chilled Water Optimization | 2041 | Economic | MW | Before Competition Groups | 36.0656 | 0 | 0 | 2405.3012 | 0.014994 | 20 | Commercial_2041_Economic_MW_Before Competition Groups_20 | Chilled Water Optimization | 1.499% | 0 | 36.0656 | Commercial_2041_Economic_MW_Before Competition Groups_Chilled Water Optimization
Commercial | Com ¦ Strip Curtains | 2041 | Economic | MW | Before Competition Groups | 33.9811 | 0 | 0 | 2405.3012 | 0.014128 | 21 | Commercial_2041_Economic_MW_Before Competition Groups_21 | Strip Curtains | 1.413% | 0 | 33.9811 | Commercial_2041_Economic_MW_Before Competition Groups_Strip Curtains
Commercial | Com ¦ Adaptive Thermostats | 2041 | Technical | MW | Before Competition Groups | 44.7042 | 0 | 0 | 3167.8923 | 0.014112 | 18 | Commercial_2041_Technical_MW_Before Competition Groups_18 | Adaptive Thermostats | 1.411% | 0 | 44.7042 | Commercial_2041_Technical_MW_Before Competition Groups_Adaptive Thermostats
Commercial | Com ¦ Reach-in Shaded Pole to ECM/PSC Evaporator Fan Motor | 2041 | Technical | MW | Before Competition Groups | 42.1762 | 0 | 0 | 3167.8923 | 0.013314 | 19 | Commercial_2041_Technical_MW_Before Competition Groups_19 | Reach-in Shaded Pole to ECM/PSC Evaporator Fan Motor | 1.331% | 0 | 42.1762 | Commercial_2041_Technical_MW_Before Competition Groups_Reach-in Shaded Pole to ECM/PSC Evaporator Fan Motor
Commercial | Com ¦ Centrally controlled desktop PC/NETWORK PC POWER MANAGEMENT SOFTWARE | 2041 | Achievable | MW | Before Competition Groups | 24.2615 | 0 | 0 | 1836.9152 | 0.013208 | 19 | Commercial_2041_Achievable_MW_Before Competition Groups_19 | Centrally controlled desktop PC/NETWORK PC POWER MANAGEMENT SOFTWARE | 1.321% | 0 | 24.2615 | Commercial_2041_Achievable_MW_Before Competition Groups_Centrally controlled desktop PC/NETWORK PC POWER MANAGEMENT SOFTWARE
Commercial | Com ¦ Chilled Water Optimization | 2041 | Achievable | MW | Before Competition Groups | 23.156 | 0 | 0 | 1836.9152 | 0.012606 | 20 | Commercial_2041_Achievable_MW_Before Competition Groups_20 | Chilled Water Optimization | 1.261% | 0 | 23.156 | Commercial_2041_Achievable_MW_Before Competition Groups_Chilled Water Optimization
Commercial | Com ¦ Demand Control Ventilation | 2041 | Technical | MW | Before Competition Groups | 39.2422 | 0 | 0 | 3167.8923 | 0.012387 | 20 | Commercial_2041_Technical_MW_Before Competition Groups_20 | Demand Control Ventilation | 1.239% | 0 | 39.2422 | Commercial_2041_Technical_MW_Before Competition Groups_Demand Control Ventilation
Commercial | Com ¦ Variable Frequency Drive (VFD) | 2041 | Achievable | MW | Before Competition Groups | 22.55 | 0 | 0 | 1836.9152 | 0.012276 | 21 | Commercial_2041_Achievable_MW_Before Competition Groups_21 | Variable Frequency Drive (VFD) | 1.228% | 0 | 22.55 | Commercial_2041_Achievable_MW_Before Competition Groups_Variable Frequency Drive (VFD)
Commercial | Com ¦ Data Center Storage/Server Virtualization | 2041 | Technical | MW | Before Competition Groups | 38.5029 | 0 | 0 | 3167.8923 | 0.012154 | 21 | Commercial_2041_Technical_MW_Before Competition Groups_21 | Data Center Storage/Server Virtualization | 1.215% | 0 | 38.5029 | Commercial_2041_Technical_MW_Before Competition Groups_Data Center Storage/Server Virtualization
Commercial | Com ¦ LED or Equivalent Sign Lighting | 2041 | Economic | MW | Before Competition Groups | 28.5504 | 0 | 0 | 2405.3012 | 0.01187 | 22 | Commercial_2041_Economic_MW_Before Competition Groups_22 | LED or Equivalent Sign Lighting | 1.187% | 0 | 28.5504 | Commercial_2041_Economic_MW_Before Competition Groups_LED or Equivalent Sign Lighting
Commercial | Com ¦ VFD on Pumps | 2041 | Achievable | MW | Before Competition Groups | 21.1927 | 0 | 0 | 1836.9152 | 0.011537 | 22 | Commercial_2041_Achievable_MW_Before Competition Groups_22 | VFD on Pumps | 1.154% | 0 | 21.1927 | Commercial_2041_Achievable_MW_Before Competition Groups_VFD on Pumps
Commercial | Com ¦ Chilled Water Optimization | 2041 | Technical | MW | Before Competition Groups | 36.0656 | 0 | 0 | 3167.8923 | 0.011385 | 22 | Commercial_2041_Technical_MW_Before Competition Groups_22 | Chilled Water Optimization | 1.138% | 0 | 36.0656 | Commercial_2041_Technical_MW_Before Competition Groups_Chilled Water Optimization
Commercial | Com ¦ Centrally controlled desktop PC/NETWORK PC POWER MANAGEMENT SOFTWARE | 2041 | Economic | MW | Before Competition Groups | 25.9714 | 0 | 0 | 2405.3012 | 0.010798 | 23 | Commercial_2041_Economic_MW_Before Competition Groups_23 | Centrally controlled desktop PC/NETWORK PC POWER MANAGEMENT SOFTWARE | 1.08% | 0 | 25.9714 | Commercial_2041_Economic_MW_Before Competition Groups_Centrally controlled desktop PC/NETWORK PC POWER MANAGEMENT SOFTWARE
Commercial | Com ¦ Furnace Tune-Up | 2041 | Economic | MW | Before Competition Groups | 25.9626 | 0 | 0 | 2405.3012 | 0.010794 | 24 | Commercial_2041_Economic_MW_Before Competition Groups_24 | Furnace Tune-Up | 1.079% | 0 | 25.9626 | Commercial_2041_Economic_MW_Before Competition Groups_Furnace Tune-Up
Commercial | Com ¦ Strip Curtains | 2041 | Technical | MW | Before Competition Groups | 33.9811 | 0 | 0 | 3167.8923 | 0.010727 | 23 | Commercial_2041_Technical_MW_Before Competition Groups_23 | Strip Curtains | 1.073% | 0 | 33.9811 | Commercial_2041_Technical_MW_Before Competition Groups_Strip Curtains
Commercial | Com ¦ LED or Equivalent Sign Lighting | 2041 | Technical | MW | Before Competition Groups | 28.5504 | 0 | 0 | 3167.8923 | 0.0090124 | 24 | Commercial_2041_Technical_MW_Before Competition Groups_24 | LED or Equivalent Sign Lighting | 0.9012% | 0 | 28.5504 | Commercial_2041_Technical_MW_Before Competition Groups_LED or Equivalent Sign Lighting
Commercial | Com ¦ Refrigerated Display Case LED | 2041 | Achievable | MW | Before Competition Groups | 15.4789 | 0 | 0 | 1836.9152 | 0.0084265 | 23 | Commercial_2041_Achievable_MW_Before Competition Groups_23 | Refrigerated Display Case LED | 0.8427% | 0 | 15.4789 | Commercial_2041_Achievable_MW_Before Competition Groups_Refrigerated Display Case LED
Commercial | Com ¦ Refrigerated Display Case LED | 2041 | Economic | MW | Before Competition Groups | 20.2065 | 0 | 0 | 2405.3012 | 0.0084008 | 25 | Commercial_2041_Economic_MW_Before Competition Groups_25 | Refrigerated Display Case LED | 0.8401% | 0 | 20.2065 | Commercial_2041_Economic_MW_Before Competition Groups_Refrigerated Display Case LED
Commercial | Com ¦ Adding reflective (White) roof treatment or a green roof | 2041 | Technical | MW | Before Competition Groups | 26.4393 | 0 | 0 | 3167.8923 | 0.008346 | 25 | Commercial_2041_Technical_MW_Before Competition Groups_25 | Adding reflective (White) roof treatment or a green roof | 0.8346% | 0 | 26.4393 | Commercial_2041_Technical_MW_Before Competition Groups_Adding reflective (White) roof treatment or a green roof
Commercial | Com ¦ Air Handler with Dedicated Outdoor Air Systems | 2041 | Achievable | MW | Before Competition Groups | 15.2434 | 0 | 0 | 1836.9152 | 0.0082984 | 24 | Commercial_2041_Achievable_MW_Before Competition Groups_24 | Air Handler with Dedicated Outdoor Air Systems | 0.8298% | 0 | 15.2434 | Commercial_2041_Achievable_MW_Before Competition Groups_Air Handler with Dedicated Outdoor Air Systems
Commercial | Com ¦ Centrally controlled desktop PC/NETWORK PC POWER MANAGEMENT SOFTWARE | 2041 | Technical | MW | Before Competition Groups | 25.9714 | 0 | 0 | 3167.8923 | 0.0081983 | 26 | Commercial_2041_Technical_MW_Before Competition Groups_26 | Centrally controlled desktop PC/NETWORK PC POWER MANAGEMENT SOFTWARE | 0.8198% | 0 | 25.9714 | Commercial_2041_Technical_MW_Before Competition Groups_Centrally controlled desktop PC/NETWORK PC POWER MANAGEMENT SOFTWARE
Commercial | Com ¦ Furnace Tune-Up | 2041 | Technical | MW | Before Competition Groups | 25.9626 | 0 | 0 | 3167.8923 | 0.0081955 | 27 | Commercial_2041_Technical_MW_Before Competition Groups_27 | Furnace Tune-Up | 0.8196% | 0 | 25.9626 | Commercial_2041_Technical_MW_Before Competition Groups_Furnace Tune-Up
Commercial | Com ¦ Door Gasket Freezer/Refrigerator | 2041 | Technical | MW | Before Competition Groups | 24.7761 | 0 | 0 | 3167.8923 | 0.007821 | 28 | Commercial_2041_Technical_MW_Before Competition Groups_28 | Door Gasket Freezer/Refrigerator | 0.7821% | 0 | 24.7761 | Commercial_2041_Technical_MW_Before Competition Groups_Door Gasket Freezer/Refrigerator
Commercial | Com ¦ Variable Frequency Drive (VFD) | 2041 | Economic | MW | Before Competition Groups | 18.4533 | 0 | 0 | 2405.3012 | 0.0076719 | 26 | Commercial_2041_Economic_MW_Before Competition Groups_26 | Variable Frequency Drive (VFD) | 0.7672% | 0 | 18.4533 | Commercial_2041_Economic_MW_Before Competition Groups_Variable Frequency Drive (VFD)
Commercial | Com ¦ VFD on Pumps | 2041 | Economic | MW | Before Competition Groups | 17.3486 | 0 | 0 | 2405.3012 | 0.0072127 | 27 | Commercial_2041_Economic_MW_Before Competition Groups_27 | VFD on Pumps | 0.7213% | 0 | 17.3486 | Commercial_2041_Economic_MW_Before Competition Groups_VFD on Pumps
Commercial | Com ¦ Refrigerated Display Case LED | 2041 | Technical | MW | Before Competition Groups | 22.5264 | 0 | 0 | 3167.8923 | 0.0071108 | 29 | Commercial_2041_Technical_MW_Before Competition Groups_29 | Refrigerated Display Case LED | 0.7111% | 0 | 22.5264 | Commercial_2041_Technical_MW_Before Competition Groups_Refrigerated Display Case LED
Commercial | Com ¦ Ground Source Heat Pump | 2041 | Technical | MW | Before Competition Groups | 22.386 | 0 | 0 | 3167.8923 | 0.0070665 | 30 | Commercial_2041_Technical_MW_Before Competition Groups_30 | Ground Source Heat Pump | 0.7067% | 0 | 22.386 | Commercial_2041_Technical_MW_Before Competition Groups_Ground Source Heat Pump
Commercial | Com ¦ Refrigeration Optimization | 2041 | Technical | MW | Before Competition Groups | 22.3066 | 0 | 0 | 3167.8923 | 0.0070415 | 31 | Commercial_2041_Technical_MW_Before Competition Groups_31 | Refrigeration Optimization | 0.7041% | 0 | 22.3066 | Commercial_2041_Technical_MW_Before Competition Groups_Refrigeration Optimization
Commercial | Com ¦ HOTEL OCCUPANCY CONTROLS (HVAC + LIGHTING) | 2041 | Technical | MW | Before Competition Groups | 20.1304 | 0 | 0 | 3167.8923 | 0.0063545 | 32 | Commercial_2041_Technical_MW_Before Competition Groups_32 | HOTEL OCCUPANCY CONTROLS (HVAC + LIGHTING) | 0.6355% | 0 | 20.1304 | Commercial_2041_Technical_MW_Before Competition Groups_HOTEL OCCUPANCY CONTROLS (HVAC + LIGHTING)
Commercial | Com ¦ ENERGY STAR LED LAMPS (General Service Lamps) | 2041 | Achievable | MW | Before Competition Groups | 11.6619 | 0 | 0 | 1836.9152 | 0.0063486 | 25 | Commercial_2041_Achievable_MW_Before Competition Groups_25 | ENERGY STAR LED LAMPS (General Service Lamps) | 0.6349% | 0 | 11.6619 | Commercial_2041_Achievable_MW_Before Competition Groups_ENERGY STAR LED LAMPS (General Service Lamps)
Commercial | Com ¦ ECM MOTORS FOR EVAPORATOR FANS for refrigeration (WALK-IN) | 2041 | Achievable | MW | Before Competition Groups | 11.6113 | 0 | 0 | 1836.9152 | 0.0063211 | 26 | Commercial_2041_Achievable_MW_Before Competition Groups_26 | ECM MOTORS FOR EVAPORATOR FANS for refrigeration (WALK-IN) | 0.6321% | 0 | 11.6113 | Commercial_2041_Achievable_MW_Before Competition Groups_ECM MOTORS FOR EVAPORATOR FANS for refrigeration (WALK-IN)
Commercial | Com ¦ Demand Control Kitchen Ventilation | 2041 | Achievable | MW | Before Competition Groups | 11.5461 | 0 | 0 | 1836.9152 | 0.0062856 | 27 | Commercial_2041_Achievable_MW_Before Competition Groups_27 | Demand Control Kitchen Ventilation | 0.6286% | 0 | 11.5461 | Commercial_2041_Achievable_MW_Before Competition Groups_Demand Control Kitchen Ventilation
Commercial | Com ¦ Air Handler with Dedicated Outdoor Air Systems | 2041 | Economic | MW | Before Competition Groups | 14.4015 | 0 | 0 | 2405.3012 | 0.0059874 | 28 | Commercial_2041_Economic_MW_Before Competition Groups_28 | Air Handler with Dedicated Outdoor Air Systems | 0.5987% | 0 | 14.4015 | Commercial_2041_Economic_MW_Before Competition Groups_Air Handler with Dedicated Outdoor Air Systems
Commercial | Com ¦ Variable Frequency Drive (VFD) | 2041 | Technical | MW | Before Competition Groups | 18.4533 | 0 | 0 | 3167.8923 | 0.0058251 | 33 | Commercial_2041_Technical_MW_Before Competition Groups_33 | Variable Frequency Drive (VFD) | 0.5825% | 0 | 18.4533 | Commercial_2041_Technical_MW_Before Competition Groups_Variable Frequency Drive (VFD)
Commercial | Com ¦ Demand Control Kitchen Ventilation | 2041 | Economic | MW | Before Competition Groups | 13.7698 | 0 | 0 | 2405.3012 | 0.0057248 | 29 | Commercial_2041_Economic_MW_Before Competition Groups_29 | Demand Control Kitchen Ventilation | 0.5725% | 0 | 13.7698 | Commercial_2041_Economic_MW_Before Competition Groups_Demand Control Kitchen Ventilation
Commercial | Com ¦ VFD on Pumps | 2041 | Technical | MW | Before Competition Groups | 17.3486 | 0 | 0 | 3167.8923 | 0.0054764 | 34 | Commercial_2041_Technical_MW_Before Competition Groups_34 | VFD on Pumps | 0.5476% | 0 | 17.3486 | Commercial_2041_Technical_MW_Before Competition Groups_VFD on Pumps
Commercial | Com ¦ Evaporator Fan Controls | 2041 | Achievable | MW | Before Competition Groups | 9.8066 | 0 | 0 | 1836.9152 | 0.0053387 | 28 | Commercial_2041_Achievable_MW_Before Competition Groups_28 | Evaporator Fan Controls | 0.5339% | 0 | 9.8066 | Commercial_2041_Achievable_MW_Before Competition Groups_Evaporator Fan Controls
Commercial | Com ¦ ENERGY STAR FREEZER | 2041 | Technical | MW | Before Competition Groups | 16.7886 | 0 | 0 | 3167.8923 | 0.0052996 | 35 | Commercial_2041_Technical_MW_Before Competition Groups_35 | ENERGY STAR FREEZER | 0.53% | 0 | 16.7886 | Commercial_2041_Technical_MW_Before Competition Groups_ENERGY STAR FREEZER
Commercial | Com ¦ Freezer Case Light Sensor | 2041 | Achievable | MW | Before Competition Groups | 9.5943 | 0 | 0 | 1836.9152 | 0.0052231 | 29 | Commercial_2041_Achievable_MW_Before Competition Groups_29 | Freezer Case Light Sensor | 0.5223% | 0 | 9.5943 | Commercial_2041_Achievable_MW_Before Competition Groups_Freezer Case Light Sensor
Commercial | Com ¦ ENERGY STAR ICE MACHINES - Ice Making Head | 2041 | Technical | MW | Before Competition Groups | 15.7762 | 0 | 0 | 3167.8923 | 0.00498 | 36 | Commercial_2041_Technical_MW_Before Competition Groups_36 | ENERGY STAR ICE MACHINES - Ice Making Head | 0.498% | 0 | 15.7762 | Commercial_2041_Technical_MW_Before Competition Groups_ENERGY STAR ICE MACHINES - Ice Making Head
Commercial | Com ¦ ENERGY STAR LED LAMPS (General Service Lamps) | 2041 | Economic | MW | Before Competition Groups | 11.7993 | 0 | 0 | 2405.3012 | 0.0049055 | 30 | Commercial_2041_Economic_MW_Before Competition Groups_30 | ENERGY STAR LED LAMPS (General Service Lamps) | 0.4906% | 0 | 11.7993 | Commercial_2041_Economic_MW_Before Competition Groups_ENERGY STAR LED LAMPS (General Service Lamps)
Commercial | Com ¦ Indoor Daylight Sensors/Photocell Dimming Control | 2041 | Technical | MW | Before Competition Groups | 15.2323 | 0 | 0 | 3167.8923 | 0.0048083 | 37 | Commercial_2041_Technical_MW_Before Competition Groups_37 | Indoor Daylight Sensors/Photocell Dimming Control | 0.4808% | 0 | 15.2323 | Commercial_2041_Technical_MW_Before Competition Groups_Indoor Daylight Sensors/Photocell Dimming Control
Commercial | Com ¦ Air Handler with Dedicated Outdoor Air Systems | 2041 | Technical | MW | Before Competition Groups | 14.4015 | 0 | 0 | 3167.8923 | 0.0045461 | 38 | Commercial_2041_Technical_MW_Before Competition Groups_38 | Air Handler with Dedicated Outdoor Air Systems | 0.4546% | 0 | 14.4015 | Commercial_2041_Technical_MW_Before Competition Groups_Air Handler with Dedicated Outdoor Air Systems
Commercial | Com ¦ Occupancy Sensors | 2041 | Economic | MW | Before Competition Groups | 10.7084 | 0 | 0 | 2405.3012 | 0.004452 | 31 | Commercial_2041_Economic_MW_Before Competition Groups_31 | Occupancy Sensors | 0.4452% | 0 | 10.7084 | Commercial_2041_Economic_MW_Before Competition Groups_Occupancy Sensors
Commercial | Com ¦ Demand Control Kitchen Ventilation | 2041 | Technical | MW | Before Competition Groups | 13.7698 | 0 | 0 | 3167.8923 | 0.0043467 | 39 | Commercial_2041_Technical_MW_Before Competition Groups_39 | Demand Control Kitchen Ventilation | 0.4347% | 0 | 13.7698 | Commercial_2041_Technical_MW_Before Competition Groups_Demand Control Kitchen Ventilation
Commercial | Com ¦ Water Source Heat Pump (4 ton) | 2041 | Economic | MW | Before Competition Groups | 10.365 | 0 | 0 | 2405.3012 | 0.0043092 | 32 | Commercial_2041_Economic_MW_Before Competition Groups_32 | Water Source Heat Pump (4 ton) | 0.4309% | 0 | 10.365 | Commercial_2041_Economic_MW_Before Competition Groups_Water Source Heat Pump (4 ton)
Commercial | Com ¦ Water Source Heat Pump (4 ton) | 2041 | Achievable | MW | Before Competition Groups | 7.8046 | 0 | 0 | 1836.9152 | 0.0042488 | 30 | Commercial_2041_Achievable_MW_Before Competition Groups_30 | Water Source Heat Pump (4 ton) | 0.4249% | 0 | 7.8046 | Commercial_2041_Achievable_MW_Before Competition Groups_Water Source Heat Pump (4 ton)
Commercial | Com ¦ ENERGY STAR LED LAMPS (General Service Lamps) | 2041 | Technical | MW | Before Competition Groups | 13.235 | 0 | 0 | 3167.8923 | 0.0041779 | 40 | Commercial_2041_Technical_MW_Before Competition Groups_40 | ENERGY STAR LED LAMPS (General Service Lamps) | 0.4178% | 0 | 13.235 | Commercial_2041_Technical_MW_Before Competition Groups_ENERGY STAR LED LAMPS (General Service Lamps)
Commercial | Com ¦ Door Gasket Freezer/Refrigerator | 2041 | Achievable | MW | Before Competition Groups | 7.55 | 0 | 0 | 1836.9152 | 0.0041101 | 31 | Commercial_2041_Achievable_MW_Before Competition Groups_31 | Door Gasket Freezer/Refrigerator | 0.411% | 0 | 7.55 | Commercial_2041_Achievable_MW_Before Competition Groups_Door Gasket Freezer/Refrigerator
Commercial | Com ¦ ENERGY STAR FREEZER | 2041 | Economic | MW | Before Competition Groups | 9.5588 | 0 | 0 | 2405.3012 | 0.0039741 | 33 | Commercial_2041_Economic_MW_Before Competition Groups_33 | ENERGY STAR FREEZER | 0.3974% | 0 | 9.5588 | Commercial_2041_Economic_MW_Before Competition Groups_ENERGY STAR FREEZER
Commercial | Com ¦ ECM MOTORS FOR EVAPORATOR FANS for refrigeration (WALK-IN) | 2041 | Economic | MW | Before Competition Groups | 9.5258 | 0 | 0 | 2405.3012 | 0.0039603 | 34 | Commercial_2041_Economic_MW_Before Competition Groups_34 | ECM MOTORS FOR EVAPORATOR FANS for refrigeration (WALK-IN) | 0.396% | 0 | 9.5258 | Commercial_2041_Economic_MW_Before Competition Groups_ECM MOTORS FOR EVAPORATOR FANS for refrigeration (WALK-IN)
Commercial | Com ¦ LED EXTERIOR AREA LIGHTS - LED fixture (200W) | 2041 | Achievable | MW | Before Competition Groups | 7.1056 | 0 | 0 | 1836.9152 | 0.0038682 | 32 | Commercial_2041_Achievable_MW_Before Competition Groups_32 | LED EXTERIOR AREA LIGHTS - LED fixture (200W) | 0.3868% | 0 | 7.1056 | Commercial_2041_Achievable_MW_Before Competition Groups_LED EXTERIOR AREA LIGHTS - LED fixture (200W)
Commercial | Com ¦ High R-Value Glass Doors/no-heat glass door | 2041 | Economic | MW | Before Competition Groups | 9.0617 | 0 | 0 | 2405.3012 | 0.0037674 | 35 | Commercial_2041_Economic_MW_Before Competition Groups_35 | High R-Value Glass Doors/no-heat glass door | 0.3767% | 0 | 9.0617 | Commercial_2041_Economic_MW_Before Competition Groups_High R-Value Glass Doors/no-heat glass door
Commercial | Com ¦ Water Source Heat Pump (4 ton) | 2041 | Technical | MW | Before Competition Groups | 11.7663 | 0 | 0 | 3167.8923 | 0.0037142 | 41 | Commercial_2041_Technical_MW_Before Competition Groups_41 | Water Source Heat Pump (4 ton) | 0.3714% | 0 | 11.7663 | Commercial_2041_Technical_MW_Before Competition Groups_Water Source Heat Pump (4 ton)
Commercial | Com ¦ LED parking lot fixture | 2041 | Achievable | MW | Before Competition Groups | 6.7196 | 0 | 0 | 1836.9152 | 0.0036581 | 33 | Commercial_2041_Achievable_MW_Before Competition Groups_33 | LED parking lot fixture | 0.3658% | 0 | 6.7196 | Commercial_2041_Achievable_MW_Before Competition Groups_LED parking lot fixture
Commercial | Com ¦ ENERGY STAR Griddle (74% eff) | 2041 | Economic | MW | Before Competition Groups | 8.396 | 0 | 0 | 2405.3012 | 0.0034906 | 36 | Commercial_2041_Economic_MW_Before Competition Groups_36 | ENERGY STAR Griddle (74% eff) | 0.3491% | 0 | 8.396 | Commercial_2041_Economic_MW_Before Competition Groups_ENERGY STAR Griddle (74% eff)
Commercial | Com ¦ Freezer Case Light Sensor | 2041 | Economic | MW | Before Competition Groups | 8.2635 | 0 | 0 | 2405.3012 | 0.0034355 | 37 | Commercial_2041_Economic_MW_Before Competition Groups_37 | Freezer Case Light Sensor | 0.3436% | 0 | 8.2635 | Commercial_2041_Economic_MW_Before Competition Groups_Freezer Case Light Sensor
Commercial | Com ¦ Occupancy Sensors | 2041 | Technical | MW | Before Competition Groups | 10.7084 | 0 | 0 | 3167.8923 | 0.0033803 | 42 | Commercial_2041_Technical_MW_Before Competition Groups_42 | Occupancy Sensors | 0.338% | 0 | 10.7084 | Commercial_2041_Technical_MW_Before Competition Groups_Occupancy Sensors
Commercial | Com ¦ Evaporator Fan Controls | 2041 | Economic | MW | Before Competition Groups | 8.0492 | 0 | 0 | 2405.3012 | 0.0033465 | 38 | Commercial_2041_Economic_MW_Before Competition Groups_38 | Evaporator Fan Controls | 0.3346% | 0 | 8.0492 | Commercial_2041_Economic_MW_Before Competition Groups_Evaporator Fan Controls
Commercial | Com ¦ Condensing Make Up Air Unit | 2041 | Economic | MW | Before Competition Groups | 7.9608 | 0 | 0 | 2405.3012 | 0.0033097 | 39 | Commercial_2041_Economic_MW_Before Competition Groups_39 | Condensing Make Up Air Unit | 0.331% | 0 | 7.9608 | Commercial_2041_Economic_MW_Before Competition Groups_Condensing Make Up Air Unit
Commercial | Com ¦ Condensing Make Up Air Unit | 2041 | Achievable | MW | Before Competition Groups | 5.988 | 0 | 0 | 1836.9152 | 0.0032598 | 34 | Commercial_2041_Achievable_MW_Before Competition Groups_34 | Condensing Make Up Air Unit | 0.326% | 0 | 5.988 | Commercial_2041_Achievable_MW_Before Competition Groups_Condensing Make Up Air Unit
Commercial | Com ¦ ENERGY STAR Griddle (74% eff) | 2041 | Achievable | MW | Before Competition Groups | 5.98 | 0 | 0 | 1836.9152 | 0.0032554 | 35 | Commercial_2041_Achievable_MW_Before Competition Groups_35 | ENERGY STAR Griddle (74% eff) | 0.3255% | 0 | 5.98 | Commercial_2041_Achievable_MW_Before Competition Groups_ENERGY STAR Griddle (74% eff)
Commercial | Com ¦ Duct Insulation, R8 | 2041 | Achievable | MW | Before Competition Groups | 5.8698 | 0 | 0 | 1836.9152 | 0.0031954 | 36 | Commercial_2041_Achievable_MW_Before Competition Groups_36 | Duct Insulation, R8 | 0.3195% | 0 | 5.8698 | Commercial_2041_Achievable_MW_Before Competition Groups_Duct Insulation, R8
Commercial | Com ¦ ENERGY STAR FREEZER | 2041 | Achievable | MW | Before Competition Groups | 5.6735 | 0 | 0 | 1836.9152 | 0.0030886 | 37 | Commercial_2041_Achievable_MW_Before Competition Groups_37 | ENERGY STAR FREEZER | 0.3089% | 0 | 5.6735 | Commercial_2041_Achievable_MW_Before Competition Groups_ENERGY STAR FREEZER
Commercial | Com ¦ Occupancy Sensors | 2041 | Achievable | MW | Before Competition Groups | 5.529 | 0 | 0 | 1836.9152 | 0.0030099 | 38 | Commercial_2041_Achievable_MW_Before Competition Groups_38 | Occupancy Sensors | 0.301% | 0 | 5.529 | Commercial_2041_Achievable_MW_Before Competition Groups_Occupancy Sensors
Commercial | Com ¦ ECM MOTORS FOR EVAPORATOR FANS for refrigeration (WALK-IN) | 2041 | Technical | MW | Before Competition Groups | 9.5258 | 0 | 0 | 3167.8923 | 0.003007 | 43 | Commercial_2041_Technical_MW_Before Competition Groups_43 | ECM MOTORS FOR EVAPORATOR FANS for refrigeration (WALK-IN) | 0.3007% | 0 | 9.5258 | Commercial_2041_Technical_MW_Before Competition Groups_ECM MOTORS FOR EVAPORATOR FANS for refrigeration (WALK-IN)
Commercial | Com ¦ LED EXTERIOR AREA LIGHTS - LED fixture (200W) | 2041 | Economic | MW | Before Competition Groups | 7.1999 | 0 | 0 | 2405.3012 | 0.0029934 | 40 | Commercial_2041_Economic_MW_Before Competition Groups_40 | LED EXTERIOR AREA LIGHTS - LED fixture (200W) | 0.2993% | 0 | 7.1999 | Commercial_2041_Economic_MW_Before Competition Groups_LED EXTERIOR AREA LIGHTS - LED fixture (200W)
Commercial | Com ¦ High R-Value Glass Doors/no-heat glass door | 2041 | Technical | MW | Before Competition Groups | 9.0617 | 0 | 0 | 3167.8923 | 0.0028605 | 44 | Commercial_2041_Technical_MW_Before Competition Groups_44 | High R-Value Glass Doors/no-heat glass door | 0.286% | 0 | 9.0617 | Commercial_2041_Technical_MW_Before Competition Groups_High R-Value Glass Doors/no-heat glass door
Commercial | Com ¦ LED parking lot fixture | 2041 | Economic | MW | Before Competition Groups | 6.7799 | 0 | 0 | 2405.3012 | 0.0028188 | 41 | Commercial_2041_Economic_MW_Before Competition Groups_41 | LED parking lot fixture | 0.2819% | 0 | 6.7799 | Commercial_2041_Economic_MW_Before Competition Groups_LED parking lot fixture
Commercial | Com ¦ Condensing Make Up Air Unit | 2041 | Technical | MW | Before Competition Groups | 8.8394 | 0 | 0 | 3167.8923 | 0.0027903 | 45 | Commercial_2041_Technical_MW_Before Competition Groups_45 | Condensing Make Up Air Unit | 0.279% | 0 | 8.8394 | Commercial_2041_Technical_MW_Before Competition Groups_Condensing Make Up Air Unit
Commercial | Com ¦ ENERGY STAR Griddle (74% eff) | 2041 | Technical | MW | Before Competition Groups | 8.396 | 0 | 0 | 3167.8923 | 0.0026503 | 46 | Commercial_2041_Technical_MW_Before Competition Groups_46 | ENERGY STAR Griddle (74% eff) | 0.265% | 0 | 8.396 | Commercial_2041_Technical_MW_Before Competition Groups_ENERGY STAR Griddle (74% eff)
Commercial | Com ¦ LED street light fixture | 2041 | Achievable | MW | Before Competition Groups | 4.8482 | 0 | 0 | 1836.9152 | 0.0026393 | 39 | Commercial_2041_Achievable_MW_Before Competition Groups_39 | LED street light fixture | 0.2639% | 0 | 4.8482 | Commercial_2041_Achievable_MW_Before Competition Groups_LED street light fixture
Commercial | Com ¦ Indoor Daylight Sensors/Photocell Dimming Control | 2041 | Economic | MW | Before Competition Groups | 6.3254 | 0 | 0 | 2405.3012 | 0.0026298 | 42 | Commercial_2041_Economic_MW_Before Competition Groups_42 | Indoor Daylight Sensors/Photocell Dimming Control | 0.263% | 0 | 6.3254 | Commercial_2041_Economic_MW_Before Competition Groups_Indoor Daylight Sensors/Photocell Dimming Control
Commercial | Com ¦ Super-High Efficiency Furnaces (Emerging Tech) | 2041 | Technical | MW | Before Competition Groups | 8.2886 | 0 | 0 | 3167.8923 | 0.0026164 | 47 | Commercial_2041_Technical_MW_Before Competition Groups_47 | Super-High Efficiency Furnaces (Emerging Tech) | 0.2616% | 0 | 8.2886 | Commercial_2041_Technical_MW_Before Competition Groups_Super-High Efficiency Furnaces (Emerging Tech)
Commercial | Com ¦ Freezer Case Light Sensor | 2041 | Technical | MW | Before Competition Groups | 8.2635 | 0 | 0 | 3167.8923 | 0.0026085 | 48 | Commercial_2041_Technical_MW_Before Competition Groups_48 | Freezer Case Light Sensor | 0.2609% | 0 | 8.2635 | Commercial_2041_Technical_MW_Before Competition Groups_Freezer Case Light Sensor
Commercial | Com ¦ ENERGY STAR Refrigerator | 2041 | Technical | MW | Before Competition Groups | 8.0942 | 0 | 0 | 3167.8923 | 0.0025551 | 49 | Commercial_2041_Technical_MW_Before Competition Groups_49 | ENERGY STAR Refrigerator | 0.2555% | 0 | 8.0942 | Commercial_2041_Technical_MW_Before Competition Groups_ENERGY STAR Refrigerator
Commercial | Com ¦ Evaporator Fan Controls | 2041 | Technical | MW | Before Competition Groups | 8.0492 | 0 | 0 | 3167.8923 | 0.0025409 | 50 | Commercial_2041_Technical_MW_Before Competition Groups_50 | Evaporator Fan Controls | 0.2541% | 0 | 8.0492 | Commercial_2041_Technical_MW_Before Competition Groups_Evaporator Fan Controls
Commercial | Com ¦ BEVERAGE VENDING MACHINE CONTROLS | 2041 | Achievable | MW | Before Competition Groups | 4.6574 | 0 | 0 | 1836.9152 | 0.0025355 | 40 | Commercial_2041_Achievable_MW_Before Competition Groups_40 | BEVERAGE VENDING MACHINE CONTROLS | 0.2535% | 0 | 4.6574 | Commercial_2041_Achievable_MW_Before Competition Groups_BEVERAGE VENDING MACHINE CONTROLS
Commercial | Com ¦ Elec Storage WH 2.30 Et | 2041 | Economic | MW | Before Competition Groups | 5.8444 | 0 | 0 | 2405.3012 | 0.0024298 | 43 | Commercial_2041_Economic_MW_Before Competition Groups_43 | Elec Storage WH 2.30 Et | 0.243% | 0 | 5.8444 | Commercial_2041_Economic_MW_Before Competition Groups_Elec Storage WH 2.30 Et
Commercial | Com ¦ Refrigeration Commissioning | 2041 | Economic | MW | Before Competition Groups | 5.6182 | 0 | 0 | 2405.3012 | 0.0023358 | 44 | Commercial_2041_Economic_MW_Before Competition Groups_44 | Refrigeration Commissioning | 0.2336% | 0 | 5.6182 | Commercial_2041_Economic_MW_Before Competition Groups_Refrigeration Commissioning
Commercial | Com ¦ LED EXTERIOR AREA LIGHTS - LED fixture (200W) | 2041 | Technical | MW | Before Competition Groups | 7.1999 | 0 | 0 | 3167.8923 | 0.0022728 | 51 | Commercial_2041_Technical_MW_Before Competition Groups_51 | LED EXTERIOR AREA LIGHTS - LED fixture (200W) | 0.2273% | 0 | 7.1999 | Commercial_2041_Technical_MW_Before Competition Groups_LED EXTERIOR AREA LIGHTS - LED fixture (200W)
Commercial | Com ¦ Elec Storage WH 2.30 Et | 2041 | Achievable | MW | Before Competition Groups | 4.1436 | 0 | 0 | 1836.9152 | 0.0022557 | 41 | Commercial_2041_Achievable_MW_Before Competition Groups_41 | Elec Storage WH 2.30 Et | 0.2256% | 0 | 4.1436 | Commercial_2041_Achievable_MW_Before Competition Groups_Elec Storage WH 2.30 Et
Commercial | Com ¦ BEVERAGE VENDING MACHINE CONTROLS | 2041 | Economic | MW | Before Competition Groups | 5.1619 | 0 | 0 | 2405.3012 | 0.0021461 | 45 | Commercial_2041_Economic_MW_Before Competition Groups_45 | BEVERAGE VENDING MACHINE CONTROLS | 0.2146% | 0 | 5.1619 | Commercial_2041_Economic_MW_Before Competition Groups_BEVERAGE VENDING MACHINE CONTROLS
Commercial | Com ¦ LED parking lot fixture | 2041 | Technical | MW | Before Competition Groups | 6.7799 | 0 | 0 | 3167.8923 | 0.0021402 | 52 | Commercial_2041_Technical_MW_Before Competition Groups_52 | LED parking lot fixture | 0.214% | 0 | 6.7799 | Commercial_2041_Technical_MW_Before Competition Groups_LED parking lot fixture
Commercial | Com ¦ LED street light fixture | 2041 | Economic | MW | Before Competition Groups | 4.9742 | 0 | 0 | 2405.3012 | 0.002068 | 46 | Commercial_2041_Economic_MW_Before Competition Groups_46 | LED street light fixture | 0.2068% | 0 | 4.9742 | Commercial_2041_Economic_MW_Before Competition Groups_LED street light fixture
Commercial | Com ¦ Duct Insulation, R8 | 2041 | Economic | MW | Before Competition Groups | 4.8037 | 0 | 0 | 2405.3012 | 0.0019971 | 47 | Commercial_2041_Economic_MW_Before Competition Groups_47 | Duct Insulation, R8 | 0.1997% | 0 | 4.8037 | Commercial_2041_Economic_MW_Before Competition Groups_Duct Insulation, R8
Commercial | Com ¦ Temperature Adjustment in Commercial Freezers | 2041 | Achievable | MW | Before Competition Groups | 3.5793 | 0 | 0 | 1836.9152 | 0.0019485 | 42 | Commercial_2041_Achievable_MW_Before Competition Groups_42 | Temperature Adjustment in Commercial Freezers | 0.1949% | 0 | 3.5793 | Commercial_2041_Achievable_MW_Before Competition Groups_Temperature Adjustment in Commercial Freezers
Commercial | Com ¦ Super-High Efficiency Furnaces (Emerging Tech) | 2041 | Achievable | MW | Before Competition Groups | 3.512 | 0 | 0 | 1836.9152 | 0.0019119 | 43 | Commercial_2041_Achievable_MW_Before Competition Groups_43 | Super-High Efficiency Furnaces (Emerging Tech) | 0.1912% | 0 | 3.512 | Commercial_2041_Achievable_MW_Before Competition Groups_Super-High Efficiency Furnaces (Emerging Tech)
Commercial | Com ¦ Elec Storage WH 2.30 Et | 2041 | Technical | MW | Before Competition Groups | 5.8444 | 0 | 0 | 3167.8923 | 0.0018449 | 53 | Commercial_2041_Technical_MW_Before Competition Groups_53 | Elec Storage WH 2.30 Et | 0.1845% | 0 | 5.8444 | Commercial_2041_Technical_MW_Before Competition Groups_Elec Storage WH 2.30 Et
Commercial | Com ¦ CO Sensors for parking garage exhaust fans | 2041 | Achievable | MW | Before Competition Groups | 3.3541 | 0 | 0 | 1836.9152 | 0.0018259 | 44 | Commercial_2041_Achievable_MW_Before Competition Groups_44 | CO Sensors for parking garage exhaust fans | 0.1826% | 0 | 3.3541 | Commercial_2041_Achievable_MW_Before Competition Groups_CO Sensors for parking garage exhaust fans
Commercial | Com ¦ Refrigeration Commissioning | 2041 | Technical | MW | Before Competition Groups | 5.6182 | 0 | 0 | 3167.8923 | 0.0017735 | 54 | Commercial_2041_Technical_MW_Before Competition Groups_54 | Refrigeration Commissioning | 0.1773% | 0 | 5.6182 | Commercial_2041_Technical_MW_Before Competition Groups_Refrigeration Commissioning
Commercial | Com ¦ BEVERAGE VENDING MACHINE CONTROLS | 2041 | Technical | MW | Before Competition Groups | 5.1619 | 0 | 0 | 3167.8923 | 0.0016295 | 55 | Commercial_2041_Technical_MW_Before Competition Groups_55 | BEVERAGE VENDING MACHINE CONTROLS | 0.1629% | 0 | 5.1619 | Commercial_2041_Technical_MW_Before Competition Groups_BEVERAGE VENDING MACHINE CONTROLS
Commercial | Com ¦ Vertical Night Covers | 2041 | Achievable | MW | Before Competition Groups | 2.9727 | 0 | 0 | 1836.9152 | 0.0016183 | 45 | Commercial_2041_Achievable_MW_Before Competition Groups_45 | Vertical Night Covers | 0.1618% | 0 | 2.9727 | Commercial_2041_Achievable_MW_Before Competition Groups_Vertical Night Covers
Commercial | Com ¦ Energy Efficient Laboratory Fume Hood | 2041 | Achievable | MW | Before Competition Groups | 2.8864 | 0 | 0 | 1836.9152 | 0.0015713 | 46 | Commercial_2041_Achievable_MW_Before Competition Groups_46 | Energy Efficient Laboratory Fume Hood | 0.1571% | 0 | 2.8864 | Commercial_2041_Achievable_MW_Before Competition Groups_Energy Efficient Laboratory Fume Hood
Commercial | Com ¦ HOTEL OCCUPANCY CONTROLS (HVAC + LIGHTING) | 2041 | Economic | MW | Before Competition Groups | 3.7788 | 0 | 0 | 2405.3012 | 0.001571 | 48 | Commercial_2041_Economic_MW_Before Competition Groups_48 | HOTEL OCCUPANCY CONTROLS (HVAC + LIGHTING) | 0.1571% | 0 | 3.7788 | Commercial_2041_Economic_MW_Before Competition Groups_HOTEL OCCUPANCY CONTROLS (HVAC + LIGHTING)
Commercial | Com ¦ LED street light fixture | 2041 | Technical | MW | Before Competition Groups | 4.9742 | 0 | 0 | 3167.8923 | 0.0015702 | 56 | Commercial_2041_Technical_MW_Before Competition Groups_56 | LED street light fixture | 0.157% | 0 | 4.9742 | Commercial_2041_Technical_MW_Before Competition Groups_LED street light fixture
Commercial | Com ¦ Duct Insulation, R8 | 2041 | Technical | MW | Before Competition Groups | 4.8037 | 0 | 0 | 3167.8923 | 0.0015164 | 57 | Commercial_2041_Technical_MW_Before Competition Groups_57 | Duct Insulation, R8 | 0.1516% | 0 | 4.8037 | Commercial_2041_Technical_MW_Before Competition Groups_Duct Insulation, R8
Commercial | Com ¦ CO Sensors for parking garage exhaust fans | 2041 | Economic | MW | Before Competition Groups | 3.4774 | 0 | 0 | 2405.3012 | 0.0014457 | 49 | Commercial_2041_Economic_MW_Before Competition Groups_49 | CO Sensors for parking garage exhaust fans | 0.1446% | 0 | 3.4774 | Commercial_2041_Economic_MW_Before Competition Groups_CO Sensors for parking garage exhaust fans
Commercial | Com ¦ Roof Insulation/Ceiling Insulation (R25 Code to R35) | 2041 | Technical | MW | Before Competition Groups | 4.2413 | 0 | 0 | 3167.8923 | 0.0013388 | 58 | Commercial_2041_Technical_MW_Before Competition Groups_58 | Roof Insulation/Ceiling Insulation (R25 Code to R35) | 0.1339% | 0 | 4.2413 | Commercial_2041_Technical_MW_Before Competition Groups_Roof Insulation/Ceiling Insulation (R25 Code to R35)
Commercial | Com ¦ Water Heating (DHW) Pipe Insulation (Add 3/4\ Foam)" | 2041 | Achievable | MW | Before Competition Groups | 2.2456 | 0 | 0 | 1836.9152 | 0.0012225 | 47 | Commercial_2041_Achievable_MW_Before Competition Groups_47 | Water Heating (DHW) Pipe Insulation (Add 3/4\ Foam)" | 0.1222% | 0 | 2.2456 | Commercial_2041_Achievable_MW_Before Competition Groups_Water Heating (DHW) Pipe Insulation (Add 3/4\ Foam)"
Commercial | Com ¦ Temperature Adjustment in Commercial Freezers | 2041 | Economic | MW | Before Competition Groups | 2.9374 | 0 | 0 | 2405.3012 | 0.0012212 | 50 | Commercial_2041_Economic_MW_Before Competition Groups_50 | Temperature Adjustment in Commercial Freezers | 0.1221% | 0 | 2.9374 | Commercial_2041_Economic_MW_Before Competition Groups_Temperature Adjustment in Commercial Freezers
Commercial | Com ¦ Super-High Efficiency Furnaces (Emerging Tech) | 2041 | Economic | MW | Before Competition Groups | 2.7979 | 0 | 0 | 2405.3012 | 0.0011632 | 51 | Commercial_2041_Economic_MW_Before Competition Groups_51 | Super-High Efficiency Furnaces (Emerging Tech) | 0.1163% | 0 | 2.7979 | Commercial_2041_Economic_MW_Before Competition Groups_Super-High Efficiency Furnaces (Emerging Tech)
Commercial | Com ¦ Outside Air Economizer | 2041 | Achievable | MW | Before Competition Groups | 2.0944 | 0 | 0 | 1836.9152 | 0.0011401 | 48 | Commercial_2041_Achievable_MW_Before Competition Groups_48 | Outside Air Economizer | 0.114% | 0 | 2.0944 | Commercial_2041_Achievable_MW_Before Competition Groups_Outside Air Economizer
Commercial | Com ¦ Anti-sweat heat (ASH) controls - Cooler/Freezer | 2041 | Technical | MW | Before Competition Groups | 3.4826 | 0 | 0 | 3167.8923 | 0.0010993 | 59 | Commercial_2041_Technical_MW_Before Competition Groups_59 | Anti-sweat heat (ASH) controls - Cooler/Freezer | 0.1099% | 0 | 3.4826 | Commercial_2041_Technical_MW_Before Competition Groups_Anti-sweat heat (ASH) controls - Cooler/Freezer
Commercial | Com ¦ CO Sensors for parking garage exhaust fans | 2041 | Technical | MW | Before Competition Groups | 3.4774 | 0 | 0 | 3167.8923 | 0.0010977 | 60 | Commercial_2041_Technical_MW_Before Competition Groups_60 | CO Sensors for parking garage exhaust fans | 0.1098% | 0 | 3.4774 | Commercial_2041_Technical_MW_Before Competition Groups_CO Sensors for parking garage exhaust fans
Commercial | Com ¦ ENERGY STAR Fryer (84% eff) | 2041 | Economic | MW | Before Competition Groups | 2.469 | 0 | 0 | 2405.3012 | 0.0010265 | 52 | Commercial_2041_Economic_MW_Before Competition Groups_52 | ENERGY STAR Fryer (84% eff) | 0.1026% | 0 | 2.469 | Commercial_2041_Economic_MW_Before Competition Groups_ENERGY STAR Fryer (84% eff)
Commercial | Com ¦ Vertical Night Covers | 2041 | Economic | MW | Before Competition Groups | 2.44 | 0 | 0 | 2405.3012 | 0.0010144 | 53 | Commercial_2041_Economic_MW_Before Competition Groups_53 | Vertical Night Covers | 0.1014% | 0 | 2.44 | Commercial_2041_Economic_MW_Before Competition Groups_Vertical Night Covers
Commercial | Com ¦ Energy Efficient Laboratory Fume Hood | 2041 | Economic | MW | Before Competition Groups | 2.3623 | 0 | 0 | 2405.3012 | 0.00098214 | 54 | Commercial_2041_Economic_MW_Before Competition Groups_54 | Energy Efficient Laboratory Fume Hood | 0.09821% | 0 | 2.3623 | Commercial_2041_Economic_MW_Before Competition Groups_Energy Efficient Laboratory Fume Hood
Commercial | Com ¦ ENERGY STAR Fryer (84% eff) | 2041 | Achievable | MW | Before Competition Groups | 1.7951 | 0 | 0 | 1836.9152 | 0.00097724 | 49 | Commercial_2041_Achievable_MW_Before Competition Groups_49 | ENERGY STAR Fryer (84% eff) | 0.09772% | 0 | 1.7951 | Commercial_2041_Achievable_MW_Before Competition Groups_ENERGY STAR Fryer (84% eff)
Commercial | Com ¦ Temperature Adjustment in Commercial Freezers | 2041 | Technical | MW | Before Competition Groups | 2.9374 | 0 | 0 | 3167.8923 | 0.00092723 | 61 | Commercial_2041_Technical_MW_Before Competition Groups_61 | Temperature Adjustment in Commercial Freezers | 0.09272% | 0 | 2.9374 | Commercial_2041_Technical_MW_Before Competition Groups_Temperature Adjustment in Commercial Freezers
Commercial | Com ¦ Suction Pipe Insulation Freezer/Refrigerator | 2041 | Achievable | MW | Before Competition Groups | 1.5403 | 0 | 0 | 1836.9152 | 0.00083851 | 50 | Commercial_2041_Achievable_MW_Before Competition Groups_50 | Suction Pipe Insulation Freezer/Refrigerator | 0.08385% | 0 | 1.5403 | Commercial_2041_Achievable_MW_Before Competition Groups_Suction Pipe Insulation Freezer/Refrigerator
Commercial | Com ¦ Outside Air Economizer | 2041 | Economic | MW | Before Competition Groups | 2.0009 | 0 | 0 | 2405.3012 | 0.00083188 | 55 | Commercial_2041_Economic_MW_Before Competition Groups_55 | Outside Air Economizer | 0.08319% | 0 | 2.0009 | Commercial_2041_Economic_MW_Before Competition Groups_Outside Air Economizer
Commercial | Com ¦ ENERGY STAR Fryer (84% eff) | 2041 | Technical | MW | Before Competition Groups | 2.469 | 0 | 0 | 3167.8923 | 0.00077937 | 62 | Commercial_2041_Technical_MW_Before Competition Groups_62 | ENERGY STAR Fryer (84% eff) | 0.07794% | 0 | 2.469 | Commercial_2041_Technical_MW_Before Competition Groups_ENERGY STAR Fryer (84% eff)
Commercial | Com ¦ Vertical Night Covers | 2041 | Technical | MW | Before Competition Groups | 2.44 | 0 | 0 | 3167.8923 | 0.00077022 | 63 | Commercial_2041_Technical_MW_Before Competition Groups_63 | Vertical Night Covers | 0.07702% | 0 | 2.44 | Commercial_2041_Technical_MW_Before Competition Groups_Vertical Night Covers
Commercial | Com ¦ Water Heating (DHW) Pipe Insulation (Add 3/4\ Foam)" | 2041 | Economic | MW | Before Competition Groups | 1.8414 | 0 | 0 | 2405.3012 | 0.00076555 | 56 | Commercial_2041_Economic_MW_Before Competition Groups_56 | Water Heating (DHW) Pipe Insulation (Add 3/4\ Foam)" | 0.07656% | 0 | 1.8414 | Commercial_2041_Economic_MW_Before Competition Groups_Water Heating (DHW) Pipe Insulation (Add 3/4\ Foam)"
Commercial | Com ¦ Energy Efficient Laboratory Fume Hood | 2041 | Technical | MW | Before Competition Groups | 2.3623 | 0 | 0 | 3167.8923 | 0.00074572 | 64 | Commercial_2041_Technical_MW_Before Competition Groups_64 | Energy Efficient Laboratory Fume Hood | 0.07457% | 0 | 2.3623 | Commercial_2041_Technical_MW_Before Competition Groups_Energy Efficient Laboratory Fume Hood
Commercial | Com ¦ High Efficiency Small Instantaneous Water Heater | 2041 | Economic | MW | Before Competition Groups | 1.6696 | 0 | 0 | 2405.3012 | 0.00069412 | 57 | Commercial_2041_Economic_MW_Before Competition Groups_57 | High Efficiency Small Instantaneous Water Heater | 0.06941% | 0 | 1.6696 | Commercial_2041_Economic_MW_Before Competition Groups_High Efficiency Small Instantaneous Water Heater
Commercial | Com ¦ ENERGY STAR Dishwasher | 2041 | Economic | MW | Before Competition Groups | 1.64 | 0 | 0 | 2405.3012 | 0.00068181 | 58 | Commercial_2041_Economic_MW_Before Competition Groups_58 | ENERGY STAR Dishwasher | 0.06818% | 0 | 1.64 | Commercial_2041_Economic_MW_Before Competition Groups_ENERGY STAR Dishwasher
Commercial | Com ¦ ENERGY STAR Steam Cookers | 2041 | Economic | MW | Before Competition Groups | 1.5555 | 0 | 0 | 2405.3012 | 0.00064669 | 59 | Commercial_2041_Economic_MW_Before Competition Groups_59 | ENERGY STAR Steam Cookers | 0.06467% | 0 | 1.5555 | Commercial_2041_Economic_MW_Before Competition Groups_ENERGY STAR Steam Cookers
Commercial | Com ¦ Outside Air Economizer | 2041 | Technical | MW | Before Competition Groups | 2.0009 | 0 | 0 | 3167.8923 | 0.00063162 | 65 | Commercial_2041_Technical_MW_Before Competition Groups_65 | Outside Air Economizer | 0.06316% | 0 | 2.0009 | Commercial_2041_Technical_MW_Before Competition Groups_Outside Air Economizer
Commercial | Com ¦ Room AC (w/ louvered sides) 14 SEER from 12 SEER code | 2041 | Technical | MW | Before Competition Groups | 1.9544 | 0 | 0 | 3167.8923 | 0.00061694 | 66 | Commercial_2041_Technical_MW_Before Competition Groups_66 | Room AC (w/ louvered sides) 14 SEER from 12 SEER code | 0.06169% | 0 | 1.9544 | Commercial_2041_Technical_MW_Before Competition Groups_Room AC (w/ louvered sides) 14 SEER from 12 SEER code
Commercial | Com ¦ ENERGY STAR Steam Cookers | 2041 | Achievable | MW | Before Competition Groups | 1.1028 | 0 | 0 | 1836.9152 | 0.00060038 | 51 | Commercial_2041_Achievable_MW_Before Competition Groups_51 | ENERGY STAR Steam Cookers | 0.06004% | 0 | 1.1028 | Commercial_2041_Achievable_MW_Before Competition Groups_ENERGY STAR Steam Cookers
Commercial | Com ¦ Indoor Daylight Sensors/Photocell Dimming Control | 2041 | Achievable | MW | Before Competition Groups | 1.1015 | 0 | 0 | 1836.9152 | 0.00059966 | 52 | Commercial_2041_Achievable_MW_Before Competition Groups_52 | Indoor Daylight Sensors/Photocell Dimming Control | 0.05997% | 0 | 1.1015 | Commercial_2041_Achievable_MW_Before Competition Groups_Indoor Daylight Sensors/Photocell Dimming Control
Commercial | Com ¦ Water Heating (DHW) Pipe Insulation (Add 3/4\ Foam)" | 2041 | Technical | MW | Before Competition Groups | 1.8414 | 0 | 0 | 3167.8923 | 0.00058127 | 67 | Commercial_2041_Technical_MW_Before Competition Groups_67 | Water Heating (DHW) Pipe Insulation (Add 3/4\ Foam)" | 0.05813% | 0 | 1.8414 | Commercial_2041_Technical_MW_Before Competition Groups_Water Heating (DHW) Pipe Insulation (Add 3/4\ Foam)"
Commercial | Com ¦ ENERGY STAR Dishwasher | 2041 | Achievable | MW | Before Competition Groups | 1.0014 | 0 | 0 | 1836.9152 | 0.00054515 | 53 | Commercial_2041_Achievable_MW_Before Competition Groups_53 | ENERGY STAR Dishwasher | 0.05452% | 0 | 1.0014 | Commercial_2041_Achievable_MW_Before Competition Groups_ENERGY STAR Dishwasher
Commercial | Com ¦ High Efficiency Small Instantaneous Water Heater | 2041 | Technical | MW | Before Competition Groups | 1.6696 | 0 | 0 | 3167.8923 | 0.00052703 | 68 | Commercial_2041_Technical_MW_Before Competition Groups_68 | High Efficiency Small Instantaneous Water Heater | 0.0527% | 0 | 1.6696 | Commercial_2041_Technical_MW_Before Competition Groups_High Efficiency Small Instantaneous Water Heater
Commercial | Com ¦ Suction Pipe Insulation Freezer/Refrigerator | 2041 | Economic | MW | Before Competition Groups | 1.2639 | 0 | 0 | 2405.3012 | 0.00052548 | 60 | Commercial_2041_Economic_MW_Before Competition Groups_60 | Suction Pipe Insulation Freezer/Refrigerator | 0.05255% | 0 | 1.2639 | Commercial_2041_Economic_MW_Before Competition Groups_Suction Pipe Insulation Freezer/Refrigerator
Commercial | Com ¦ Refrigeration Commissioning | 2041 | Achievable | MW | Before Competition Groups | 0.95187 | 0 | 0 | 1836.9152 | 0.00051819 | 54 | Commercial_2041_Achievable_MW_Before Competition Groups_54 | Refrigeration Commissioning | 0.05182% | 0 | 0.95187 | Commercial_2041_Achievable_MW_Before Competition Groups_Refrigeration Commissioning
Commercial | Com ¦ ENERGY STAR Dishwasher | 2041 | Technical | MW | Before Competition Groups | 1.64 | 0 | 0 | 3167.8923 | 0.00051768 | 69 | Commercial_2041_Technical_MW_Before Competition Groups_69 | ENERGY STAR Dishwasher | 0.05177% | 0 | 1.64 | Commercial_2041_Technical_MW_Before Competition Groups_ENERGY STAR Dishwasher
Commercial | Com ¦ Roof Insulation/Ceiling Insulation (R25 Code to R35) | 2041 | Economic | MW | Before Competition Groups | 1.1812 | 0 | 0 | 2405.3012 | 0.0004911 | 61 | Commercial_2041_Economic_MW_Before Competition Groups_61 | Roof Insulation/Ceiling Insulation (R25 Code to R35) | 0.04911% | 0 | 1.1812 | Commercial_2041_Economic_MW_Before Competition Groups_Roof Insulation/Ceiling Insulation (R25 Code to R35)
Commercial | Com ¦ ENERGY STAR Steam Cookers | 2041 | Technical | MW | Before Competition Groups | 1.5555 | 0 | 0 | 3167.8923 | 0.00049101 | 70 | Commercial_2041_Technical_MW_Before Competition Groups_70 | ENERGY STAR Steam Cookers | 0.0491% | 0 | 1.5555 | Commercial_2041_Technical_MW_Before Competition Groups_ENERGY STAR Steam Cookers
Commercial | Com ¦ Door Gasket Freezer/Refrigerator | 2041 | Economic | MW | Before Competition Groups | 1.1018 | 0 | 0 | 2405.3012 | 0.00045807 | 62 | Commercial_2041_Economic_MW_Before Competition Groups_62 | Door Gasket Freezer/Refrigerator | 0.04581% | 0 | 1.1018 | Commercial_2041_Economic_MW_Before Competition Groups_Door Gasket Freezer/Refrigerator
Commercial | Com ¦ LED RECESSED DOWNLIGHTS | 2041 | Technical | MW | Before Competition Groups | 1.4498 | 0 | 0 | 3167.8923 | 0.00045766 | 71 | Commercial_2041_Technical_MW_Before Competition Groups_71 | LED RECESSED DOWNLIGHTS | 0.04577% | 0 | 1.4498 | Commercial_2041_Technical_MW_Before Competition Groups_LED RECESSED DOWNLIGHTS
Commercial | Com ¦ Ozone Laundry Treatment | 2041 | Achievable | MW | Before Competition Groups | 0.80866 | 0 | 0 | 1836.9152 | 0.00044023 | 55 | Commercial_2041_Achievable_MW_Before Competition Groups_55 | Ozone Laundry Treatment | 0.04402% | 0 | 0.80866 | Commercial_2041_Achievable_MW_Before Competition Groups_Ozone Laundry Treatment
Commercial | Com ¦ Thermostat Setback | 2041 | Achievable | MW | Before Competition Groups | 0.74904 | 0 | 0 | 1836.9152 | 0.00040777 | 56 | Commercial_2041_Achievable_MW_Before Competition Groups_56 | Thermostat Setback | 0.04078% | 0 | 0.74904 | Commercial_2041_Achievable_MW_Before Competition Groups_Thermostat Setback
Commercial | Com ¦ Suction Pipe Insulation Freezer/Refrigerator | 2041 | Technical | MW | Before Competition Groups | 1.2639 | 0 | 0 | 3167.8923 | 0.00039898 | 72 | Commercial_2041_Technical_MW_Before Competition Groups_72 | Suction Pipe Insulation Freezer/Refrigerator | 0.0399% | 0 | 1.2639 | Commercial_2041_Technical_MW_Before Competition Groups_Suction Pipe Insulation Freezer/Refrigerator
Commercial | Com ¦ LED RECESSED DOWNLIGHTS | 2041 | Achievable | MW | Before Competition Groups | 0.66758 | 0 | 0 | 1836.9152 | 0.00036342 | 57 | Commercial_2041_Achievable_MW_Before Competition Groups_57 | LED RECESSED DOWNLIGHTS | 0.03634% | 0 | 0.66758 | Commercial_2041_Achievable_MW_Before Competition Groups_LED RECESSED DOWNLIGHTS
Commercial | Com ¦ HOTEL OCCUPANCY CONTROLS (HVAC + LIGHTING) | 2041 | Achievable | MW | Before Competition Groups | 0.64068 | 0 | 0 | 1836.9152 | 0.00034878 | 58 | Commercial_2041_Achievable_MW_Before Competition Groups_58 | HOTEL OCCUPANCY CONTROLS (HVAC + LIGHTING) | 0.03488% | 0 | 0.64068 | Commercial_2041_Achievable_MW_Before Competition Groups_HOTEL OCCUPANCY CONTROLS (HVAC + LIGHTING)
Commercial | Com ¦ Thermostat Setback | 2041 | Economic | MW | Before Competition Groups | 0.83544 | 0 | 0 | 2405.3012 | 0.00034733 | 63 | Commercial_2041_Economic_MW_Before Competition Groups_63 | Thermostat Setback | 0.03473% | 0 | 0.83544 | Commercial_2041_Economic_MW_Before Competition Groups_Thermostat Setback
Commercial | Com ¦ Ozone Laundry Treatment | 2041 | Economic | MW | Before Competition Groups | 0.8244 | 0 | 0 | 2405.3012 | 0.00034274 | 64 | Commercial_2041_Economic_MW_Before Competition Groups_64 | Ozone Laundry Treatment | 0.03427% | 0 | 0.8244 | Commercial_2041_Economic_MW_Before Competition Groups_Ozone Laundry Treatment
Commercial | Com ¦ Evaporator Coil Defrost (Cooler) | 2041 | Technical | MW | Before Competition Groups | 1.0762 | 0 | 0 | 3167.8923 | 0.00033971 | 73 | Commercial_2041_Technical_MW_Before Competition Groups_73 | Evaporator Coil Defrost (Cooler) | 0.03397% | 0 | 1.0762 | Commercial_2041_Technical_MW_Before Competition Groups_Evaporator Coil Defrost (Cooler)
Commercial | Com ¦ PTAC (12 EER/10,000 BTU) | 2041 | Economic | MW | Before Competition Groups | 0.64938 | 0 | 0 | 2405.3012 | 0.00026998 | 65 | Commercial_2041_Economic_MW_Before Competition Groups_65 | PTAC (12 EER/10,000 BTU) | 0.027% | 0 | 0.64938 | Commercial_2041_Economic_MW_Before Competition Groups_PTAC (12 EER/10,000 BTU)
Commercial | Com ¦ Thermostat Setback | 2041 | Technical | MW | Before Competition Groups | 0.83544 | 0 | 0 | 3167.8923 | 0.00026372 | 74 | Commercial_2041_Technical_MW_Before Competition Groups_74 | Thermostat Setback | 0.02637% | 0 | 0.83544 | Commercial_2041_Technical_MW_Before Competition Groups_Thermostat Setback
Commercial | Com ¦ LED RECESSED DOWNLIGHTS | 2041 | Economic | MW | Before Competition Groups | 0.63134 | 0 | 0 | 2405.3012 | 0.00026248 | 66 | Commercial_2041_Economic_MW_Before Competition Groups_66 | LED RECESSED DOWNLIGHTS | 0.02625% | 0 | 0.63134 | Commercial_2041_Economic_MW_Before Competition Groups_LED RECESSED DOWNLIGHTS
Commercial | Com ¦ Ozone Laundry Treatment | 2041 | Technical | MW | Before Competition Groups | 0.8244 | 0 | 0 | 3167.8923 | 0.00026024 | 75 | Commercial_2041_Technical_MW_Before Competition Groups_75 | Ozone Laundry Treatment | 0.02602% | 0 | 0.8244 | Commercial_2041_Technical_MW_Before Competition Groups_Ozone Laundry Treatment
Commercial | Com ¦ High R-Value Glass Doors/no-heat glass door | 2041 | Achievable | MW | Before Competition Groups | 0.45471 | 0 | 0 | 1836.9152 | 0.00024754 | 59 | Commercial_2041_Achievable_MW_Before Competition Groups_59 | High R-Value Glass Doors/no-heat glass door | 0.02475% | 0 | 0.45471 | Commercial_2041_Achievable_MW_Before Competition Groups_High R-Value Glass Doors/no-heat glass door
Commercial | Com ¦ SYNCHRONOUS BELT | 2041 | Technical | MW | Before Competition Groups | 0.76625 | 0 | 0 | 3167.8923 | 0.00024188 | 76 | Commercial_2041_Technical_MW_Before Competition Groups_76 | SYNCHRONOUS BELT | 0.02419% | 0 | 0.76625 | Commercial_2041_Technical_MW_Before Competition Groups_SYNCHRONOUS BELT
Commercial | Com ¦ PTAC (12 EER/10,000 BTU) | 2041 | Achievable | MW | Before Competition Groups | 0.43034 | 0 | 0 | 1836.9152 | 0.00023427 | 60 | Commercial_2041_Achievable_MW_Before Competition Groups_60 | PTAC (12 EER/10,000 BTU) | 0.02343% | 0 | 0.43034 | Commercial_2041_Achievable_MW_Before Competition Groups_PTAC (12 EER/10,000 BTU)
Commercial | Com ¦ Wall Insulation | 2041 | Economic | MW | Before Competition Groups | 0.55278 | 0 | 0 | 2405.3012 | 0.00022982 | 67 | Commercial_2041_Economic_MW_Before Competition Groups_67 | Wall Insulation | 0.02298% | 0 | 0.55278 | Commercial_2041_Economic_MW_Before Competition Groups_Wall Insulation
Commercial | Com ¦ PTAC (12 EER/10,000 BTU) | 2041 | Technical | MW | Before Competition Groups | 0.71235 | 0 | 0 | 3167.8923 | 0.00022487 | 77 | Commercial_2041_Technical_MW_Before Competition Groups_77 | PTAC (12 EER/10,000 BTU) | 0.02249% | 0 | 0.71235 | Commercial_2041_Technical_MW_Before Competition Groups_PTAC (12 EER/10,000 BTU)
Commercial | Com ¦ Solar Water Preheat (Pools/DHW) | 2041 | Economic | MW | Before Competition Groups | 0.50702 | 0 | 0 | 2405.3012 | 0.00021079 | 68 | Commercial_2041_Economic_MW_Before Competition Groups_68 | Solar Water Preheat (Pools/DHW) | 0.02108% | 0 | 0.50702 | Commercial_2041_Economic_MW_Before Competition Groups_Solar Water Preheat (Pools/DHW)
Commercial | COM ¦ Ductless Mini-Split Heat Pumps | 2041 | Economic | MW | Before Competition Groups | 0.48432 | 0 | 0 | 2405.3012 | 0.00020135 | 69 | Commercial_2041_Economic_MW_Before Competition Groups_69 | Ductless Mini-Split Heat Pumps | 0.02014% | 0 | 0.48432 | Commercial_2041_Economic_MW_Before Competition Groups_Ductless Mini-Split Heat Pumps
Commercial | COM ¦ Ductless Mini-Split Heat Pumps | 2041 | Achievable | MW | Before Competition Groups | 0.34088 | 0 | 0 | 1836.9152 | 0.00018557 | 61 | Commercial_2041_Achievable_MW_Before Competition Groups_61 | Ductless Mini-Split Heat Pumps | 0.01856% | 0 | 0.34088 | Commercial_2041_Achievable_MW_Before Competition Groups_Ductless Mini-Split Heat Pumps
Commercial | Com ¦ ECM MOTORS FOR HVAC APPLICATION (FAN-POWERED VAV BOX) | 2041 | Achievable | MW | Before Competition Groups | 0.33447 | 0 | 0 | 1836.9152 | 0.00018208 | 62 | Commercial_2041_Achievable_MW_Before Competition Groups_62 | ECM MOTORS FOR HVAC APPLICATION (FAN-POWERED VAV BOX) | 0.01821% | 0 | 0.33447 | Commercial_2041_Achievable_MW_Before Competition Groups_ECM MOTORS FOR HVAC APPLICATION (FAN-POWERED VAV BOX)
Commercial | Com ¦ Wall Insulation | 2041 | Technical | MW | Before Competition Groups | 0.57623 | 0 | 0 | 3167.8923 | 0.0001819 | 78 | Commercial_2041_Technical_MW_Before Competition Groups_78 | Wall Insulation | 0.01819% | 0 | 0.57623 | Commercial_2041_Technical_MW_Before Competition Groups_Wall Insulation
Commercial | Com ¦ Solar Preheat Make up Air | 2041 | Technical | MW | Before Competition Groups | 0.57012 | 0 | 0 | 3167.8923 | 0.00017997 | 79 | Commercial_2041_Technical_MW_Before Competition Groups_79 | Solar Preheat Make up Air | 0.018% | 0 | 0.57012 | Commercial_2041_Technical_MW_Before Competition Groups_Solar Preheat Make up Air
Commercial | Com ¦ Solar Water Preheat (Pools/DHW) | 2041 | Achievable | MW | Before Competition Groups | 0.31685 | 0 | 0 | 1836.9152 | 0.00017249 | 63 | Commercial_2041_Achievable_MW_Before Competition Groups_63 | Solar Water Preheat (Pools/DHW) | 0.01725% | 0 | 0.31685 | Commercial_2041_Achievable_MW_Before Competition Groups_Solar Water Preheat (Pools/DHW)
Commercial | Com ¦ Roof Insulation/Ceiling Insulation (R25 Code to R35) | 2041 | Achievable | MW | Before Competition Groups | 0.30051 | 0 | 0 | 1836.9152 | 0.00016359 | 64 | Commercial_2041_Achievable_MW_Before Competition Groups_64 | Roof Insulation/Ceiling Insulation (R25 Code to R35) | 0.01636% | 0 | 0.30051 | Commercial_2041_Achievable_MW_Before Competition Groups_Roof Insulation/Ceiling Insulation (R25 Code to R35)
Commercial | Com ¦ Solar Water Preheat (Pools/DHW) | 2041 | Technical | MW | Before Competition Groups | 0.50702 | 0 | 0 | 3167.8923 | 0.00016005 | 80 | Commercial_2041_Technical_MW_Before Competition Groups_80 | Solar Water Preheat (Pools/DHW) | 0.016% | 0 | 0.50702 | Commercial_2041_Technical_MW_Before Competition Groups_Solar Water Preheat (Pools/DHW)
Commercial | Com ¦ High Efficiency Chiller (avg of water and air cooled) | 2041 | Technical | MW | Before Competition Groups | 0.49996 | 0 | 0 | 3167.8923 | 0.00015782 | 81 | Commercial_2041_Technical_MW_Before Competition Groups_81 | High Efficiency Chiller (avg of water and air cooled) | 0.01578% | 0 | 0.49996 | Commercial_2041_Technical_MW_Before Competition Groups_High Efficiency Chiller (avg of water and air cooled)
Commercial | COM ¦ Ductless Mini-Split Heat Pumps | 2041 | Technical | MW | Before Competition Groups | 0.48432 | 0 | 0 | 3167.8923 | 0.00015288 | 82 | Commercial_2041_Technical_MW_Before Competition Groups_82 | Ductless Mini-Split Heat Pumps | 0.01529% | 0 | 0.48432 | Commercial_2041_Technical_MW_Before Competition Groups_Ductless Mini-Split Heat Pumps
Commercial | Com ¦ Heat Pump Water Heater (50 Gallons) | 2041 | Technical | MW | Before Competition Groups | 0.46027 | 0 | 0 | 3167.8923 | 0.00014529 | 83 | Commercial_2041_Technical_MW_Before Competition Groups_83 | Heat Pump Water Heater (50 Gallons) | 0.01453% | 0 | 0.46027 | Commercial_2041_Technical_MW_Before Competition Groups_Heat Pump Water Heater (50 Gallons)
Commercial | Com ¦ Wall Insulation | 2041 | Achievable | MW | Before Competition Groups | 0.2607 | 0 | 0 | 1836.9152 | 0.00014192 | 65 | Commercial_2041_Achievable_MW_Before Competition Groups_65 | Wall Insulation | 0.01419% | 0 | 0.2607 | Commercial_2041_Achievable_MW_Before Competition Groups_Wall Insulation
Commercial | Com ¦ Efficient compressor motor | 2041 | Technical | MW | Before Competition Groups | 0.43491 | 0 | 0 | 3167.8923 | 0.00013729 | 84 | Commercial_2041_Technical_MW_Before Competition Groups_84 | Efficient compressor motor | 0.01373% | 0 | 0.43491 | Commercial_2041_Technical_MW_Before Competition Groups_Efficient compressor motor
Commercial | Com ¦ ECM MOTORS FOR HVAC APPLICATION (FAN-POWERED VAV BOX) | 2041 | Economic | MW | Before Competition Groups | 0.32983 | 0 | 0 | 2405.3012 | 0.00013713 | 70 | Commercial_2041_Economic_MW_Before Competition Groups_70 | ECM MOTORS FOR HVAC APPLICATION (FAN-POWERED VAV BOX) | 0.01371% | 0 | 0.32983 | Commercial_2041_Economic_MW_Before Competition Groups_ECM MOTORS FOR HVAC APPLICATION (FAN-POWERED VAV BOX)
Commercial | Com ¦ SYNCHRONOUS BELT | 2041 | Economic | MW | Before Competition Groups | 0.32059 | 0 | 0 | 2405.3012 | 0.00013328 | 71 | Commercial_2041_Economic_MW_Before Competition Groups_71 | SYNCHRONOUS BELT | 0.01333% | 0 | 0.32059 | Commercial_2041_Economic_MW_Before Competition Groups_SYNCHRONOUS BELT
Commercial | Com ¦ Notched V belts for HVAC Systems | 2041 | Technical | MW | Before Competition Groups | 0.38312 | 0 | 0 | 3167.8923 | 0.00012094 | 85 | Commercial_2041_Technical_MW_Before Competition Groups_85 | Notched V belts for HVAC Systems | 0.01209% | 0 | 0.38312 | Commercial_2041_Technical_MW_Before Competition Groups_Notched V belts for HVAC Systems
Commercial | Com ¦ Efficient compressor motor | 2041 | Achievable | MW | Before Competition Groups | 0.21439 | 0 | 0 | 1836.9152 | 0.00011671 | 66 | Commercial_2041_Achievable_MW_Before Competition Groups_66 | Efficient compressor motor | 0.01167% | 0 | 0.21439 | Commercial_2041_Achievable_MW_Before Competition Groups_Efficient compressor motor
Commercial | Com ¦ Commercial Hot Food Holding Cabinets | 2041 | Technical | MW | Before Competition Groups | 0.3666 | 0 | 0 | 3167.8923 | 0.00011572 | 86 | Commercial_2041_Technical_MW_Before Competition Groups_86 | Commercial Hot Food Holding Cabinets | 0.01157% | 0 | 0.3666 | Commercial_2041_Technical_MW_Before Competition Groups_Commercial Hot Food Holding Cabinets
Commercial | Com ¦ ECM MOTORS FOR HVAC APPLICATION (FAN-POWERED VAV BOX) | 2041 | Technical | MW | Before Competition Groups | 0.33056 | 0 | 0 | 3167.8923 | 0.00010435 | 87 | Commercial_2041_Technical_MW_Before Competition Groups_87 | ECM MOTORS FOR HVAC APPLICATION (FAN-POWERED VAV BOX) | 0.01043% | 0 | 0.33056 | Commercial_2041_Technical_MW_Before Competition Groups_ECM MOTORS FOR HVAC APPLICATION (FAN-POWERED VAV BOX)
Commercial | Com ¦ High Efficiency Small Instantaneous Water Heater | 2041 | Achievable | MW | Before Competition Groups | 0.18886 | 0 | 0 | 1836.9152 | 0.00010281 | 67 | Commercial_2041_Achievable_MW_Before Competition Groups_67 | High Efficiency Small Instantaneous Water Heater | 0.01028% | 0 | 0.18886 | Commercial_2041_Achievable_MW_Before Competition Groups_High Efficiency Small Instantaneous Water Heater
Commercial | Com ¦ Efficient compressor motor | 2041 | Economic | MW | Before Competition Groups | 0.24615 | 0 | 0 | 2405.3012 | 0.00010234 | 72 | Commercial_2041_Economic_MW_Before Competition Groups_72 | Efficient compressor motor | 0.01023% | 0 | 0.24615 | Commercial_2041_Economic_MW_Before Competition Groups_Efficient compressor motor
Commercial | Com ¦ Auto Off Time Switch or Time Clock control | 2041 | Achievable | MW | Before Competition Groups | 0.18774 | 0 | 0 | 1836.9152 | 0.0001022 | 68 | Commercial_2041_Achievable_MW_Before Competition Groups_68 | Auto Off Time Switch or Time Clock control | 0.01022% | 0 | 0.18774 | Commercial_2041_Achievable_MW_Before Competition Groups_Auto Off Time Switch or Time Clock control
Commercial | Com ¦ Ground Source Heat Pump | 2041 | Economic | MW | Before Competition Groups | 0.23744 | 0 | 0 | 2405.3012 | 9.8715e-05 | 73 | Commercial_2041_Economic_MW_Before Competition Groups_73 | Ground Source Heat Pump | 0.009872% | 0 | 0.23744 | Commercial_2041_Economic_MW_Before Competition Groups_Ground Source Heat Pump
Commercial | Com ¦ CEE Tier 2/Energy Star Clothes Washers | 2041 | Achievable | MW | Before Competition Groups | 0.17262 | 0 | 0 | 1836.9152 | 9.3973e-05 | 69 | Commercial_2041_Achievable_MW_Before Competition Groups_69 | CEE Tier 2/Energy Star Clothes Washers | 0.009397% | 0 | 0.17262 | Commercial_2041_Achievable_MW_Before Competition Groups_CEE Tier 2/Energy Star Clothes Washers
Commercial | Com ¦ HVAC Optimization | 2041 | Technical | MW | Before Competition Groups | 0.28613 | 0 | 0 | 3167.8923 | 9.0322e-05 | 88 | Commercial_2041_Technical_MW_Before Competition Groups_88 | HVAC Optimization | 0.009032% | 0 | 0.28613 | Commercial_2041_Technical_MW_Before Competition Groups_HVAC Optimization
Commercial | Com ¦ CEE Tier 2/Energy Star Clothes Washers | 2041 | Economic | MW | Before Competition Groups | 0.21037 | 0 | 0 | 2405.3012 | 8.7461e-05 | 74 | Commercial_2041_Economic_MW_Before Competition Groups_74 | CEE Tier 2/Energy Star Clothes Washers | 0.008746% | 0 | 0.21037 | Commercial_2041_Economic_MW_Before Competition Groups_CEE Tier 2/Energy Star Clothes Washers
Commercial | Com ¦ Notched V belts for HVAC Systems | 2041 | Economic | MW | Before Competition Groups | 0.20735 | 0 | 0 | 2405.3012 | 8.6204e-05 | 75 | Commercial_2041_Economic_MW_Before Competition Groups_75 | Notched V belts for HVAC Systems | 0.00862% | 0 | 0.20735 | Commercial_2041_Economic_MW_Before Competition Groups_Notched V belts for HVAC Systems
Commercial | Com ¦ Auto Off Time Switch or Time Clock control | 2041 | Economic | MW | Before Competition Groups | 0.19922 | 0 | 0 | 2405.3012 | 8.2826e-05 | 76 | Commercial_2041_Economic_MW_Before Competition Groups_76 | Auto Off Time Switch or Time Clock control | 0.008283% | 0 | 0.19922 | Commercial_2041_Economic_MW_Before Competition Groups_Auto Off Time Switch or Time Clock control
Commercial | Com ¦ Demand controlled Circulating Systems | 2041 | Achievable | MW | Before Competition Groups | 0.14998 | 0 | 0 | 1836.9152 | 8.1649e-05 | 70 | Commercial_2041_Achievable_MW_Before Competition Groups_70 | Demand controlled Circulating Systems | 0.008165% | 0 | 0.14998 | Commercial_2041_Achievable_MW_Before Competition Groups_Demand controlled Circulating Systems
Commercial | Com ¦ HVAC Optimization | 2041 | Economic | MW | Before Competition Groups | 0.17157 | 0 | 0 | 2405.3012 | 7.1331e-05 | 77 | Commercial_2041_Economic_MW_Before Competition Groups_77 | HVAC Optimization | 0.007133% | 0 | 0.17157 | Commercial_2041_Economic_MW_Before Competition Groups_HVAC Optimization
Commercial | Com ¦ HVAC Optimization | 2041 | Achievable | MW | Before Competition Groups | 0.13055 | 0 | 0 | 1836.9152 | 7.1068e-05 | 71 | Commercial_2041_Achievable_MW_Before Competition Groups_71 | HVAC Optimization | 0.007107% | 0 | 0.13055 | Commercial_2041_Achievable_MW_Before Competition Groups_HVAC Optimization
Commercial | Com ¦ Notched V belts for HVAC Systems | 2041 | Achievable | MW | Before Competition Groups | 0.12537 | 0 | 0 | 1836.9152 | 6.8251e-05 | 72 | Commercial_2041_Achievable_MW_Before Competition Groups_72 | Notched V belts for HVAC Systems | 0.006825% | 0 | 0.12537 | Commercial_2041_Achievable_MW_Before Competition Groups_Notched V belts for HVAC Systems
Commercial | Com ¦ CEE Tier 2/Energy Star Clothes Washers | 2041 | Technical | MW | Before Competition Groups | 0.21037 | 0 | 0 | 3167.8923 | 6.6407e-05 | 89 | Commercial_2041_Technical_MW_Before Competition Groups_89 | CEE Tier 2/Energy Star Clothes Washers | 0.006641% | 0 | 0.21037 | Commercial_2041_Technical_MW_Before Competition Groups_CEE Tier 2/Energy Star Clothes Washers
Commercial | Com ¦ Auto Off Time Switch or Time Clock control | 2041 | Technical | MW | Before Competition Groups | 0.19922 | 0 | 0 | 3167.8923 | 6.2888e-05 | 90 | Commercial_2041_Technical_MW_Before Competition Groups_90 | Auto Off Time Switch or Time Clock control | 0.006289% | 0 | 0.19922 | Commercial_2041_Technical_MW_Before Competition Groups_Auto Off Time Switch or Time Clock control
Commercial | Com ¦ Solar Electric Water Heater (50 Gallon) | 2041 | Technical | MW | Before Competition Groups | 0.18806 | 0 | 0 | 3167.8923 | 5.9366e-05 | 91 | Commercial_2041_Technical_MW_Before Competition Groups_91 | Solar Electric Water Heater (50 Gallon) | 0.005937% | 0 | 0.18806 | Commercial_2041_Technical_MW_Before Competition Groups_Solar Electric Water Heater (50 Gallon)
Commercial | Com ¦ Commercial Hot Food Holding Cabinets | 2041 | Economic | MW | Before Competition Groups | 0.13841 | 0 | 0 | 2405.3012 | 5.7543e-05 | 78 | Commercial_2041_Economic_MW_Before Competition Groups_78 | Commercial Hot Food Holding Cabinets | 0.005754% | 0 | 0.13841 | Commercial_2041_Economic_MW_Before Competition Groups_Commercial Hot Food Holding Cabinets
Commercial | Com ¦ Commercial Hot Food Holding Cabinets | 2041 | Achievable | MW | Before Competition Groups | 0.097324 | 0 | 0 | 1836.9152 | 5.2982e-05 | 73 | Commercial_2041_Achievable_MW_Before Competition Groups_73 | Commercial Hot Food Holding Cabinets | 0.005298% | 0 | 0.097324 | Commercial_2041_Achievable_MW_Before Competition Groups_Commercial Hot Food Holding Cabinets
Commercial | Com ¦ Demand controlled Circulating Systems | 2041 | Economic | MW | Before Competition Groups | 0.12185 | 0 | 0 | 2405.3012 | 5.0659e-05 | 79 | Commercial_2041_Economic_MW_Before Competition Groups_79 | Demand controlled Circulating Systems | 0.005066% | 0 | 0.12185 | Commercial_2041_Economic_MW_Before Competition Groups_Demand controlled Circulating Systems
Commercial | Com ¦ Low Flow Pre-Rinse Spray Nozzle | 2041 | Achievable | MW | Before Competition Groups | 0.08902 | 0 | 0 | 1836.9152 | 4.8462e-05 | 74 | Commercial_2041_Achievable_MW_Before Competition Groups_74 | Low Flow Pre-Rinse Spray Nozzle | 0.004846% | 0 | 0.08902 | Commercial_2041_Achievable_MW_Before Competition Groups_Low Flow Pre-Rinse Spray Nozzle
Commercial | Com ¦ Low Flow Pre-Rinse Spray Nozzle | 2041 | Economic | MW | Before Competition Groups | 0.11627 | 0 | 0 | 2405.3012 | 4.8337e-05 | 80 | Commercial_2041_Economic_MW_Before Competition Groups_80 | Low Flow Pre-Rinse Spray Nozzle | 0.004834% | 0 | 0.11627 | Commercial_2041_Economic_MW_Before Competition Groups_Low Flow Pre-Rinse Spray Nozzle
Commercial | Com ¦ Energy Recovery Ventilation and Ventilation (Enhanced) | 2041 | Technical | MW | Before Competition Groups | 0.14155 | 0 | 0 | 3167.8923 | 4.4684e-05 | 92 | Commercial_2041_Technical_MW_Before Competition Groups_92 | Energy Recovery Ventilation and Ventilation (Enhanced) | 0.004468% | 0 | 0.14155 | Commercial_2041_Technical_MW_Before Competition Groups_Energy Recovery Ventilation and Ventilation (Enhanced)
Commercial | Com ¦ Room AC (w/ louvered sides) 14 SEER from 12 SEER code | 2041 | Achievable | MW | Before Competition Groups | 0.077081 | 0 | 0 | 1836.9152 | 4.1962e-05 | 75 | Commercial_2041_Achievable_MW_Before Competition Groups_75 | Room AC (w/ louvered sides) 14 SEER from 12 SEER code | 0.004196% | 0 | 0.077081 | Commercial_2041_Achievable_MW_Before Competition Groups_Room AC (w/ louvered sides) 14 SEER from 12 SEER code
Commercial | Com ¦ High Efficiency Chiller (avg of water and air cooled) | 2041 | Achievable | MW | Before Competition Groups | 0.073701 | 0 | 0 | 1836.9152 | 4.0122e-05 | 76 | Commercial_2041_Achievable_MW_Before Competition Groups_76 | High Efficiency Chiller (avg of water and air cooled) | 0.004012% | 0 | 0.073701 | Commercial_2041_Achievable_MW_Before Competition Groups_High Efficiency Chiller (avg of water and air cooled)
Commercial | Com ¦ Demand controlled Circulating Systems | 2041 | Technical | MW | Before Competition Groups | 0.12185 | 0 | 0 | 3167.8923 | 3.8464e-05 | 93 | Commercial_2041_Technical_MW_Before Competition Groups_93 | Demand controlled Circulating Systems | 0.003846% | 0 | 0.12185 | Commercial_2041_Technical_MW_Before Competition Groups_Demand controlled Circulating Systems
Commercial | Com ¦ Low Flow Pre-Rinse Spray Nozzle | 2041 | Technical | MW | Before Competition Groups | 0.11627 | 0 | 0 | 3167.8923 | 3.6701e-05 | 94 | Commercial_2041_Technical_MW_Before Competition Groups_94 | Low Flow Pre-Rinse Spray Nozzle | 0.00367% | 0 | 0.11627 | Commercial_2041_Technical_MW_Before Competition Groups_Low Flow Pre-Rinse Spray Nozzle
Commercial | Com ¦ High Efficiency Chiller (avg of water and air cooled) | 2041 | Economic | MW | Before Competition Groups | 0.072312 | 0 | 0 | 2405.3012 | 3.0063e-05 | 81 | Commercial_2041_Economic_MW_Before Competition Groups_81 | High Efficiency Chiller (avg of water and air cooled) | 0.003006% | 0 | 0.072312 | Commercial_2041_Economic_MW_Before Competition Groups_High Efficiency Chiller (avg of water and air cooled)
Commercial | Com ¦ Room AC (w/ louvered sides) 14 SEER from 12 SEER code | 2041 | Economic | MW | Before Competition Groups | 0.071152 | 0 | 0 | 2405.3012 | 2.9581e-05 | 82 | Commercial_2041_Economic_MW_Before Competition Groups_82 | Room AC (w/ louvered sides) 14 SEER from 12 SEER code | 0.002958% | 0 | 0.071152 | Commercial_2041_Economic_MW_Before Competition Groups_Room AC (w/ louvered sides) 14 SEER from 12 SEER code
Commercial | Com ¦ Condensing Unit Heaters or other Efficient Unit Heating System | 2041 | Achievable | MW | Before Competition Groups | 0.050822 | 0 | 0 | 1836.9152 | 2.7667e-05 | 77 | Commercial_2041_Achievable_MW_Before Competition Groups_77 | Condensing Unit Heaters or other Efficient Unit Heating System | 0.002767% | 0 | 0.050822 | Commercial_2041_Achievable_MW_Before Competition Groups_Condensing Unit Heaters or other Efficient Unit Heating System
Commercial | Com ¦ Energy Recovery Ventilation and Ventilation (Enhanced) | 2041 | Achievable | MW | Before Competition Groups | 0.034655 | 0 | 0 | 1836.9152 | 1.8866e-05 | 78 | Commercial_2041_Achievable_MW_Before Competition Groups_78 | Energy Recovery Ventilation and Ventilation (Enhanced) | 0.001887% | 0 | 0.034655 | Commercial_2041_Achievable_MW_Before Competition Groups_Energy Recovery Ventilation and Ventilation (Enhanced)
Commercial | Com ¦ SYNCHRONOUS BELT | 2041 | Achievable | MW | Before Competition Groups | 0.03189 | 0 | 0 | 1836.9152 | 1.7361e-05 | 79 | Commercial_2041_Achievable_MW_Before Competition Groups_79 | SYNCHRONOUS BELT | 0.001736% | 0 | 0.03189 | Commercial_2041_Achievable_MW_Before Competition Groups_SYNCHRONOUS BELT
Commercial | Com ¦ Condensing Unit Heaters or other Efficient Unit Heating System | 2041 | Economic | MW | Before Competition Groups | 0.041628 | 0 | 0 | 2405.3012 | 1.7307e-05 | 83 | Commercial_2041_Economic_MW_Before Competition Groups_83 | Condensing Unit Heaters or other Efficient Unit Heating System | 0.001731% | 0 | 0.041628 | Commercial_2041_Economic_MW_Before Competition Groups_Condensing Unit Heaters or other Efficient Unit Heating System
Commercial | Com ¦ VSD Air Compressor | 2041 | Economic | MW | Before Competition Groups | 0.039577 | 0 | 0 | 2405.3012 | 1.6454e-05 | 84 | Commercial_2041_Economic_MW_Before Competition Groups_84 | VSD Air Compressor | 0.001645% | 0 | 0.039577 | Commercial_2041_Economic_MW_Before Competition Groups_VSD Air Compressor
Commercial | Com ¦ VSD Air Compressor | 2041 | Achievable | MW | Before Competition Groups | 0.030041 | 0 | 0 | 1836.9152 | 1.6354e-05 | 80 | Commercial_2041_Achievable_MW_Before Competition Groups_80 | VSD Air Compressor | 0.001635% | 0 | 0.030041 | Commercial_2041_Achievable_MW_Before Competition Groups_VSD Air Compressor
Commercial | Com ¦ Condensing Unit Heaters or other Efficient Unit Heating System | 2041 | Technical | MW | Before Competition Groups | 0.041628 | 0 | 0 | 3167.8923 | 1.3141e-05 | 95 | Commercial_2041_Technical_MW_Before Competition Groups_95 | Condensing Unit Heaters or other Efficient Unit Heating System | 0.001314% | 0 | 0.041628 | Commercial_2041_Technical_MW_Before Competition Groups_Condensing Unit Heaters or other Efficient Unit Heating System
Commercial | Com ¦ eCube | 2041 | Technical | MW | Before Competition Groups | 0.040555 | 0 | 0 | 3167.8923 | 1.2802e-05 | 96 | Commercial_2041_Technical_MW_Before Competition Groups_96 | eCube | 0.00128% | 0 | 0.040555 | Commercial_2041_Technical_MW_Before Competition Groups_eCube
Commercial | Com ¦ VSD Air Compressor | 2041 | Technical | MW | Before Competition Groups | 0.039577 | 0 | 0 | 3167.8923 | 1.2493e-05 | 97 | Commercial_2041_Technical_MW_Before Competition Groups_97 | VSD Air Compressor | 0.001249% | 0 | 0.039577 | Commercial_2041_Technical_MW_Before Competition Groups_VSD Air Compressor
Commercial | Com ¦ EC Plug Fan for Data Center (under cabinet) | 2041 | Economic | MW | Before Competition Groups | 0.028838 | 0 | 0 | 2405.3012 | 1.1989e-05 | 85 | Commercial_2041_Economic_MW_Before Competition Groups_85 | EC Plug Fan for Data Center (under cabinet) | 0.001199% | 0 | 0.028838 | Commercial_2041_Economic_MW_Before Competition Groups_EC Plug Fan for Data Center (under cabinet)
Commercial | Com ¦ EC Plug Fan for Data Center (under cabinet) | 2041 | Achievable | MW | Before Competition Groups | 0.018139 | 0 | 0 | 1836.9152 | 9.8746e-06 | 81 | Commercial_2041_Achievable_MW_Before Competition Groups_81 | EC Plug Fan for Data Center (under cabinet) | 0.0009875% | 0 | 0.018139 | Commercial_2041_Achievable_MW_Before Competition Groups_EC Plug Fan for Data Center (under cabinet)
Commercial | Com ¦ EC Plug Fan for Data Center (under cabinet) | 2041 | Technical | MW | Before Competition Groups | 0.028838 | 0 | 0 | 3167.8923 | 9.1031e-06 | 98 | Commercial_2041_Technical_MW_Before Competition Groups_98 | EC Plug Fan for Data Center (under cabinet) | 0.0009103% | 0 | 0.028838 | Commercial_2041_Technical_MW_Before Competition Groups_EC Plug Fan for Data Center (under cabinet)
Commercial | Com ¦ Air Curtains | 2041 | Achievable | MW | Before Competition Groups | 0.0078943 | 0 | 0 | 1836.9152 | 4.2976e-06 | 82 | Commercial_2041_Achievable_MW_Before Competition Groups_82 | Air Curtains | 0.0004298% | 0 | 0.0078943 | Commercial_2041_Achievable_MW_Before Competition Groups_Air Curtains
Commercial | Com ¦ Exterior Photocell | 2041 | Technical | MW | Before Competition Groups | 0.01351 | 0 | 0 | 3167.8923 | 4.2648e-06 | 99 | Commercial_2041_Technical_MW_Before Competition Groups_99 | Exterior Photocell | 0.0004265% | 0 | 0.01351 | Commercial_2041_Technical_MW_Before Competition Groups_Exterior Photocell
Commercial | Com ¦ Ground Source Heat Pump | 2041 | Achievable | MW | Before Competition Groups | 0.0074384 | 0 | 0 | 1836.9152 | 4.0494e-06 | 83 | Commercial_2041_Achievable_MW_Before Competition Groups_83 | Ground Source Heat Pump | 0.0004049% | 0 | 0.0074384 | Commercial_2041_Achievable_MW_Before Competition Groups_Ground Source Heat Pump
Commercial | Com ¦ Air Curtains | 2041 | Economic | MW | Before Competition Groups | 0.0081646 | 0 | 0 | 2405.3012 | 3.3944e-06 | 86 | Commercial_2041_Economic_MW_Before Competition Groups_86 | Air Curtains | 0.0003394% | 0 | 0.0081646 | Commercial_2041_Economic_MW_Before Competition Groups_Air Curtains
Commercial | Com ¦ Air Curtains | 2041 | Technical | MW | Before Competition Groups | 0.0081646 | 0 | 0 | 3167.8923 | 2.5773e-06 | 100 | Commercial_2041_Technical_MW_Before Competition Groups_100 | Air Curtains | 0.0002577% | 0 | 0.0081646 | Commercial_2041_Technical_MW_Before Competition Groups_Air Curtains
Commercial | Com ¦ High Efficiency Induction Cooking | 2041 | Technical | MW | Before Competition Groups | 0.0015178 | 0 | 0 | 3167.8923 | 4.7911e-07 | 101 | Commercial_2041_Technical_MW_Before Competition Groups_101 | High Efficiency Induction Cooking | 4.791e-05% | 0 | 0.0015178 | Commercial_2041_Technical_MW_Before Competition Groups_High Efficiency Induction Cooking
Commercial | Com ¦ Electric Convection Combination Ovens | 2041 | Achievable | MW | Before Competition Groups | 0.00042811 | 0 | 0 | 1836.9152 | 2.3306e-07 | 84 | Commercial_2041_Achievable_MW_Before Competition Groups_84 | Electric Convection Combination Ovens | 2.331e-05% | 0 | 0.00042811 | Commercial_2041_Achievable_MW_Before Competition Groups_Electric Convection Combination Ovens
Commercial | Com ¦ Electric Convection Combination Ovens | 2041 | Economic | MW | Before Competition Groups | 0.00051256 | 0 | 0 | 2405.3012 | 2.131e-07 | 87 | Commercial_2041_Economic_MW_Before Competition Groups_87 | Electric Convection Combination Ovens | 2.131e-05% | 0 | 0.00051256 | Commercial_2041_Economic_MW_Before Competition Groups_Electric Convection Combination Ovens
Commercial | Com ¦ Electric Convection Combination Ovens | 2041 | Technical | MW | Before Competition Groups | 0.00051256 | 0 | 0 | 3167.8923 | 1.618e-07 | 102 | Commercial_2041_Technical_MW_Before Competition Groups_102 | Electric Convection Combination Ovens | 1.618e-05% | 0 | 0.00051256 | Commercial_2041_Technical_MW_Before Competition Groups_Electric Convection Combination Ovens
Commercial | Com ¦ LLLC - Low Impact Application | 2041 | Achievable | MW | Before Competition Groups | 1.1037e-19 | 0 | 0 | 1836.9152 | 6.0084e-23 | 85 | Commercial_2041_Achievable_MW_Before Competition Groups_85 | LLLC - Low Impact Application | 6.008e-21% | 0 | 1.1037e-19 | Commercial_2041_Achievable_MW_Before Competition Groups_LLLC - Low Impact Application
Commercial | Com ¦ LLLC - High Impact Application | 2041 | Achievable | MW | Before Competition Groups | 5.3524e-20 | 0 | 0 | 1836.9152 | 2.9138e-23 | 86 | Commercial_2041_Achievable_MW_Before Competition Groups_86 | LLLC - High Impact Application | 2.914e-21% | 0 | 5.3524e-20 | Commercial_2041_Achievable_MW_Before Competition Groups_LLLC - High Impact Application
Commercial | Com ¦ Networked/Connected - High Impact Application | 2041 | Achievable | MW | Before Competition Groups | 1.2167e-21 | 0 | 0 | 1836.9152 | 6.6234e-25 | 87 | Commercial_2041_Achievable_MW_Before Competition Groups_87 | Networked/Connected - High Impact Application | 6.623e-23% | 0 | 1.2167e-21 | Commercial_2041_Achievable_MW_Before Competition Groups_Networked/Connected - High Impact Application
Commercial | Com ¦ Networked/Connected - Low Impact Application | 2041 | Achievable | MW | Before Competition Groups | 5.1825e-22 | 0 | 0 | 1836.9152 | 2.8213e-25 | 88 | Commercial_2041_Achievable_MW_Before Competition Groups_88 | Networked/Connected - Low Impact Application | 2.821e-23% | 0 | 5.1825e-22 | Commercial_2041_Achievable_MW_Before Competition Groups_Networked/Connected - Low Impact Application
Commercial | Com ¦ Building Recommissioning, Operations and Maintenance (O&M) Improvements | 2042 | Achievable | MW | Before Competition Groups | 210.2643 | 0 | 0 | 1887.9343 | 0.11137 | 1 | Commercial_2042_Achievable_MW_Before Competition Groups_1 | Building Recommissioning, Operations and Maintenance (O&M) Improvements | 11.14% | 0 | 210.2643 | Commercial_2042_Achievable_MW_Before Competition Groups_Building Recommissioning, Operations and Maintenance (O&M) Improvements
Commercial | Com ¦ Education and Capacity Building/Energy Behavior | 2042 | Achievable | MW | Before Competition Groups | 198.3192 | 0 | 0 | 1887.9343 | 0.10505 | 2 | Commercial_2042_Achievable_MW_Before Competition Groups_2 | Education and Capacity Building/Energy Behavior | 10.5% | 0 | 198.3192 | Commercial_2042_Achievable_MW_Before Competition Groups_Education and Capacity Building/Energy Behavior
Commercial | Com ¦ LED Low/High Bay | 2042 | Achievable | MW | Before Competition Groups | 190.7668 | 0 | 0 | 1887.9343 | 0.10105 | 3 | Commercial_2042_Achievable_MW_Before Competition Groups_3 | LED Low/High Bay | 10.1% | 0 | 190.7668 | Commercial_2042_Achievable_MW_Before Competition Groups_LED Low/High Bay
Commercial | Com ¦ Central Lighting Control System | 2042 | Technical | MW | Before Competition Groups | 301.3425 | 0 | 0 | 3185.1456 | 0.094609 | 1 | Commercial_2042_Technical_MW_Before Competition Groups_1 | Central Lighting Control System | 9.461% | 0 | 301.3425 | Commercial_2042_Technical_MW_Before Competition Groups_Central Lighting Control System
Commercial | Com ¦ High Efficiency Air Source Heat Pump | 2042 | Economic | MW | Before Competition Groups | 226.8427 | 0 | 0 | 2412.7461 | 0.094018 | 1 | Commercial_2042_Economic_MW_Before Competition Groups_1 | High Efficiency Air Source Heat Pump | 9.402% | 0 | 226.8427 | Commercial_2042_Economic_MW_Before Competition Groups_High Efficiency Air Source Heat Pump
Commercial | Com ¦ Building Recommissioning, Operations and Maintenance (O&M) Improvements | 2042 | Economic | MW | Before Competition Groups | 223.3991 | 0 | 0 | 2412.7461 | 0.092591 | 2 | Commercial_2042_Economic_MW_Before Competition Groups_2 | Building Recommissioning, Operations and Maintenance (O&M) Improvements | 9.259% | 0 | 223.3991 | Commercial_2042_Economic_MW_Before Competition Groups_Building Recommissioning, Operations and Maintenance (O&M) Improvements
Commercial | Com ¦ Education and Capacity Building/Energy Behavior | 2042 | Economic | MW | Before Competition Groups | 199.7527 | 0 | 0 | 2412.7461 | 0.082791 | 3 | Commercial_2042_Economic_MW_Before Competition Groups_3 | Education and Capacity Building/Energy Behavior | 8.279% | 0 | 199.7527 | Commercial_2042_Economic_MW_Before Competition Groups_Education and Capacity Building/Energy Behavior
Commercial | Com ¦ LED Troffer/Surface/Suspended | 2042 | Achievable | MW | Before Competition Groups | 144.1062 | 0 | 0 | 1887.9343 | 0.07633 | 4 | Commercial_2042_Achievable_MW_Before Competition Groups_4 | LED Troffer/Surface/Suspended | 7.633% | 0 | 144.1062 | Commercial_2042_Achievable_MW_Before Competition Groups_LED Troffer/Surface/Suspended
Commercial | Com ¦ ENERGY STAR LED LAMPS (REFLECTOR LAMPs/MR16/PAR 16) | 2042 | Achievable | MW | Before Competition Groups | 142.3132 | 0 | 0 | 1887.9343 | 0.07538 | 5 | Commercial_2042_Achievable_MW_Before Competition Groups_5 | ENERGY STAR LED LAMPS (REFLECTOR LAMPs/MR16/PAR 16) | 7.538% | 0 | 142.3132 | Commercial_2042_Achievable_MW_Before Competition Groups_ENERGY STAR LED LAMPS (REFLECTOR LAMPs/MR16/PAR 16)
Commercial | Com ¦ High Efficiency Air Source Heat Pump | 2042 | Technical | MW | Before Competition Groups | 226.8427 | 0 | 0 | 3185.1456 | 0.071219 | 2 | Commercial_2042_Technical_MW_Before Competition Groups_2 | High Efficiency Air Source Heat Pump | 7.122% | 0 | 226.8427 | Commercial_2042_Technical_MW_Before Competition Groups_High Efficiency Air Source Heat Pump
Commercial | Com ¦ Building Recommissioning, Operations and Maintenance (O&M) Improvements | 2042 | Technical | MW | Before Competition Groups | 223.3991 | 0 | 0 | 3185.1456 | 0.070138 | 3 | Commercial_2042_Technical_MW_Before Competition Groups_3 | Building Recommissioning, Operations and Maintenance (O&M) Improvements | 7.014% | 0 | 223.3991 | Commercial_2042_Technical_MW_Before Competition Groups_Building Recommissioning, Operations and Maintenance (O&M) Improvements
Commercial | Com ¦ LED Low/High Bay | 2042 | Economic | MW | Before Competition Groups | 158.3801 | 0 | 0 | 2412.7461 | 0.065643 | 4 | Commercial_2042_Economic_MW_Before Competition Groups_4 | LED Low/High Bay | 6.564% | 0 | 158.3801 | Commercial_2042_Economic_MW_Before Competition Groups_LED Low/High Bay
Commercial | Com ¦ Education and Capacity Building/Energy Behavior | 2042 | Technical | MW | Before Competition Groups | 199.7527 | 0 | 0 | 3185.1456 | 0.062714 | 4 | Commercial_2042_Technical_MW_Before Competition Groups_4 | Education and Capacity Building/Energy Behavior | 6.271% | 0 | 199.7527 | Commercial_2042_Technical_MW_Before Competition Groups_Education and Capacity Building/Energy Behavior
Commercial | Com ¦ ENERGY STAR LED LAMPS (REFLECTOR LAMPs/MR16/PAR 16) | 2042 | Economic | MW | Before Competition Groups | 140.0357 | 0 | 0 | 2412.7461 | 0.05804 | 5 | Commercial_2042_Economic_MW_Before Competition Groups_5 | ENERGY STAR LED LAMPS (REFLECTOR LAMPs/MR16/PAR 16) | 5.804% | 0 | 140.0357 | Commercial_2042_Economic_MW_Before Competition Groups_ENERGY STAR LED LAMPS (REFLECTOR LAMPs/MR16/PAR 16)
Commercial | Com ¦ High Efficiency Air Source Heat Pump | 2042 | Achievable | MW | Before Competition Groups | 97.4714 | 0 | 0 | 1887.9343 | 0.051629 | 6 | Commercial_2042_Achievable_MW_Before Competition Groups_6 | High Efficiency Air Source Heat Pump | 5.163% | 0 | 97.4714 | Commercial_2042_Achievable_MW_Before Competition Groups_High Efficiency Air Source Heat Pump
Commercial | Com ¦ Unitary Air-Conditioning Unit | 2042 | Achievable | MW | Before Competition Groups | 94.5381 | 0 | 0 | 1887.9343 | 0.050075 | 7 | Commercial_2042_Achievable_MW_Before Competition Groups_7 | Unitary Air-Conditioning Unit | 5.007% | 0 | 94.5381 | Commercial_2042_Achievable_MW_Before Competition Groups_Unitary Air-Conditioning Unit
Commercial | Com ¦ Variable Refrigerant Flow Heat Pump | 2042 | Technical | MW | Before Competition Groups | 159.1394 | 0 | 0 | 3185.1456 | 0.049963 | 5 | Commercial_2042_Technical_MW_Before Competition Groups_5 | Variable Refrigerant Flow Heat Pump | 4.996% | 0 | 159.1394 | Commercial_2042_Technical_MW_Before Competition Groups_Variable Refrigerant Flow Heat Pump
Commercial | Com ¦ LED Low/High Bay | 2042 | Technical | MW | Before Competition Groups | 158.3801 | 0 | 0 | 3185.1456 | 0.049725 | 6 | Commercial_2042_Technical_MW_Before Competition Groups_6 | LED Low/High Bay | 4.972% | 0 | 158.3801 | Commercial_2042_Technical_MW_Before Competition Groups_LED Low/High Bay
Commercial | Com ¦ LED Replacement Lamp (Tube) | 2042 | Achievable | MW | Before Competition Groups | 92.0168 | 0 | 0 | 1887.9343 | 0.048739 | 8 | Commercial_2042_Achievable_MW_Before Competition Groups_8 | LED Replacement Lamp (Tube) | 4.874% | 0 | 92.0168 | Commercial_2042_Achievable_MW_Before Competition Groups_LED Replacement Lamp (Tube)
Commercial | Com ¦ LED Troffer/Surface/Suspended | 2042 | Economic | MW | Before Competition Groups | 115.9222 | 0 | 0 | 2412.7461 | 0.048046 | 6 | Commercial_2042_Economic_MW_Before Competition Groups_6 | LED Troffer/Surface/Suspended | 4.805% | 0 | 115.9222 | Commercial_2042_Economic_MW_Before Competition Groups_LED Troffer/Surface/Suspended
Commercial | Com ¦ Advanced BAS/Controllers | 2042 | Achievable | MW | Before Competition Groups | 90.2704 | 0 | 0 | 1887.9343 | 0.047814 | 9 | Commercial_2042_Achievable_MW_Before Competition Groups_9 | Advanced BAS/Controllers | 4.781% | 0 | 90.2704 | Commercial_2042_Achievable_MW_Before Competition Groups_Advanced BAS/Controllers
Commercial | Com ¦ Unitary Air-Conditioning Unit | 2042 | Technical | MW | Before Competition Groups | 151.226 | 0 | 0 | 3185.1456 | 0.047479 | 7 | Commercial_2042_Technical_MW_Before Competition Groups_7 | Unitary Air-Conditioning Unit | 4.748% | 0 | 151.226 | Commercial_2042_Technical_MW_Before Competition Groups_Unitary Air-Conditioning Unit
Commercial | Com ¦ LED Replacement Lamp (Tube) | 2042 | Economic | MW | Before Competition Groups | 110.0165 | 0 | 0 | 2412.7461 | 0.045598 | 7 | Commercial_2042_Economic_MW_Before Competition Groups_7 | LED Replacement Lamp (Tube) | 4.56% | 0 | 110.0165 | Commercial_2042_Economic_MW_Before Competition Groups_LED Replacement Lamp (Tube)
Commercial | Com ¦ LLLC - Low Impact Application | 2042 | Economic | MW | Before Competition Groups | 109.3023 | 0 | 0 | 2412.7461 | 0.045302 | 8 | Commercial_2042_Economic_MW_Before Competition Groups_8 | LLLC - Low Impact Application | 4.53% | 0 | 109.3023 | Commercial_2042_Economic_MW_Before Competition Groups_LLLC - Low Impact Application
Commercial | Com ¦ ENERGY STAR LED LAMPS (REFLECTOR LAMPs/MR16/PAR 16) | 2042 | Technical | MW | Before Competition Groups | 141.6466 | 0 | 0 | 3185.1456 | 0.044471 | 8 | Commercial_2042_Technical_MW_Before Competition Groups_8 | ENERGY STAR LED LAMPS (REFLECTOR LAMPs/MR16/PAR 16) | 4.447% | 0 | 141.6466 | Commercial_2042_Technical_MW_Before Competition Groups_ENERGY STAR LED LAMPS (REFLECTOR LAMPs/MR16/PAR 16)
Commercial | Com ¦ Advanced BAS/Controllers | 2042 | Economic | MW | Before Competition Groups | 102.3762 | 0 | 0 | 2412.7461 | 0.042431 | 9 | Commercial_2042_Economic_MW_Before Competition Groups_9 | Advanced BAS/Controllers | 4.243% | 0 | 102.3762 | Commercial_2042_Economic_MW_Before Competition Groups_Advanced BAS/Controllers
Commercial | Com ¦ LLLC - High Impact Application | 2042 | Economic | MW | Before Competition Groups | 99.2837 | 0 | 0 | 2412.7461 | 0.04115 | 10 | Commercial_2042_Economic_MW_Before Competition Groups_10 | LLLC - High Impact Application | 4.115% | 0 | 99.2837 | Commercial_2042_Economic_MW_Before Competition Groups_LLLC - High Impact Application
Commercial | Com ¦ Unitary Air-Conditioning Unit | 2042 | Economic | MW | Before Competition Groups | 96.8538 | 0 | 0 | 2412.7461 | 0.040143 | 11 | Commercial_2042_Economic_MW_Before Competition Groups_11 | Unitary Air-Conditioning Unit | 4.014% | 0 | 96.8538 | Commercial_2042_Economic_MW_Before Competition Groups_Unitary Air-Conditioning Unit
Commercial | Com ¦ LED Troffer/Surface/Suspended | 2042 | Technical | MW | Before Competition Groups | 115.9222 | 0 | 0 | 3185.1456 | 0.036395 | 9 | Commercial_2042_Technical_MW_Before Competition Groups_9 | LED Troffer/Surface/Suspended | 3.639% | 0 | 115.9222 | Commercial_2042_Technical_MW_Before Competition Groups_LED Troffer/Surface/Suspended
Commercial | Com ¦ Networked/Connected - High Impact Application | 2042 | Economic | MW | Before Competition Groups | 86.3806 | 0 | 0 | 2412.7461 | 0.035802 | 12 | Commercial_2042_Economic_MW_Before Competition Groups_12 | Networked/Connected - High Impact Application | 3.58% | 0 | 86.3806 | Commercial_2042_Economic_MW_Before Competition Groups_Networked/Connected - High Impact Application
Commercial | Com ¦ LED Replacement Lamp (Tube) | 2042 | Technical | MW | Before Competition Groups | 110.0165 | 0 | 0 | 3185.1456 | 0.03454 | 10 | Commercial_2042_Technical_MW_Before Competition Groups_10 | LED Replacement Lamp (Tube) | 3.454% | 0 | 110.0165 | Commercial_2042_Technical_MW_Before Competition Groups_LED Replacement Lamp (Tube)
Commercial | Com ¦ LLLC - Low Impact Application | 2042 | Technical | MW | Before Competition Groups | 109.3023 | 0 | 0 | 3185.1456 | 0.034316 | 11 | Commercial_2042_Technical_MW_Before Competition Groups_11 | LLLC - Low Impact Application | 3.432% | 0 | 109.3023 | Commercial_2042_Technical_MW_Before Competition Groups_LLLC - Low Impact Application
Commercial | Com ¦ Advanced BAS/Controllers | 2042 | Technical | MW | Before Competition Groups | 102.3762 | 0 | 0 | 3185.1456 | 0.032142 | 12 | Commercial_2042_Technical_MW_Before Competition Groups_12 | Advanced BAS/Controllers | 3.214% | 0 | 102.3762 | Commercial_2042_Technical_MW_Before Competition Groups_Advanced BAS/Controllers
Commercial | Com ¦ LLLC - High Impact Application | 2042 | Technical | MW | Before Competition Groups | 99.2837 | 0 | 0 | 3185.1456 | 0.031171 | 13 | Commercial_2042_Technical_MW_Before Competition Groups_13 | LLLC - High Impact Application | 3.117% | 0 | 99.2837 | Commercial_2042_Technical_MW_Before Competition Groups_LLLC - High Impact Application
Commercial | Com ¦ Networked/Connected - Low Impact Application | 2042 | Technical | MW | Before Competition Groups | 92.8474 | 0 | 0 | 3185.1456 | 0.02915 | 14 | Commercial_2042_Technical_MW_Before Competition Groups_14 | Networked/Connected - Low Impact Application | 2.915% | 0 | 92.8474 | Commercial_2042_Technical_MW_Before Competition Groups_Networked/Connected - Low Impact Application
Commercial | Com ¦ Networked/Connected - High Impact Application | 2042 | Technical | MW | Before Competition Groups | 86.3806 | 0 | 0 | 3185.1456 | 0.02712 | 15 | Commercial_2042_Technical_MW_Before Competition Groups_15 | Networked/Connected - High Impact Application | 2.712% | 0 | 86.3806 | Commercial_2042_Technical_MW_Before Competition Groups_Networked/Connected - High Impact Application
Commercial | Com ¦ Variable Refrigerant Flow Heat Pump | 2042 | Achievable | MW | Before Competition Groups | 50.4971 | 0 | 0 | 1887.9343 | 0.026747 | 10 | Commercial_2042_Achievable_MW_Before Competition Groups_10 | Variable Refrigerant Flow Heat Pump | 2.675% | 0 | 50.4971 | Commercial_2042_Achievable_MW_Before Competition Groups_Variable Refrigerant Flow Heat Pump
Commercial | Com ¦ Networked/Connected - Low Impact Application | 2042 | Economic | MW | Before Competition Groups | 63.9822 | 0 | 0 | 2412.7461 | 0.026518 | 13 | Commercial_2042_Economic_MW_Before Competition Groups_13 | Networked/Connected - Low Impact Application | 2.652% | 0 | 63.9822 | Commercial_2042_Economic_MW_Before Competition Groups_Networked/Connected - Low Impact Application
Commercial | Com ¦ Smart Strip Plug Outlets | 2042 | Technical | MW | Before Competition Groups | 81.9694 | 0 | 0 | 3185.1456 | 0.025735 | 16 | Commercial_2042_Technical_MW_Before Competition Groups_16 | Smart Strip Plug Outlets | 2.573% | 0 | 81.9694 | Commercial_2042_Technical_MW_Before Competition Groups_Smart Strip Plug Outlets
Commercial | Com ¦ Adaptive Thermostats | 2042 | Achievable | MW | Before Competition Groups | 45.7156 | 0 | 0 | 1887.9343 | 0.024215 | 11 | Commercial_2042_Achievable_MW_Before Competition Groups_11 | Adaptive Thermostats | 2.421% | 0 | 45.7156 | Commercial_2042_Achievable_MW_Before Competition Groups_Adaptive Thermostats
Commercial | Com ¦ Refrigerated Display Case Doors | 2042 | Achievable | MW | Before Competition Groups | 45.6154 | 0 | 0 | 1887.9343 | 0.024162 | 12 | Commercial_2042_Achievable_MW_Before Competition Groups_12 | Refrigerated Display Case Doors | 2.416% | 0 | 45.6154 | Commercial_2042_Achievable_MW_Before Competition Groups_Refrigerated Display Case Doors
Commercial | Com ¦ Refrigerated Display Case Doors | 2042 | Economic | MW | Before Competition Groups | 53.614 | 0 | 0 | 2412.7461 | 0.022221 | 14 | Commercial_2042_Economic_MW_Before Competition Groups_14 | Refrigerated Display Case Doors | 2.222% | 0 | 53.614 | Commercial_2042_Economic_MW_Before Competition Groups_Refrigerated Display Case Doors
Commercial | Com ¦ Refrigerated Display Case Doors | 2042 | Technical | MW | Before Competition Groups | 64.309 | 0 | 0 | 3185.1456 | 0.02019 | 17 | Commercial_2042_Technical_MW_Before Competition Groups_17 | Refrigerated Display Case Doors | 2.019% | 0 | 64.309 | Commercial_2042_Technical_MW_Before Competition Groups_Refrigerated Display Case Doors
Commercial | Com ¦ Strip Curtains | 2042 | Achievable | MW | Before Competition Groups | 36.2541 | 0 | 0 | 1887.9343 | 0.019203 | 13 | Commercial_2042_Achievable_MW_Before Competition Groups_13 | Strip Curtains | 1.92% | 0 | 36.2541 | Commercial_2042_Achievable_MW_Before Competition Groups_Strip Curtains
Commercial | Com ¦ Adaptive Thermostats | 2042 | Economic | MW | Before Competition Groups | 44.7902 | 0 | 0 | 2412.7461 | 0.018564 | 15 | Commercial_2042_Economic_MW_Before Competition Groups_15 | Adaptive Thermostats | 1.856% | 0 | 44.7902 | Commercial_2042_Economic_MW_Before Competition Groups_Adaptive Thermostats
Commercial | Com ¦ Reach-in Shaded Pole to ECM/PSC Evaporator Fan Motor | 2042 | Achievable | MW | Before Competition Groups | 34.6407 | 0 | 0 | 1887.9343 | 0.018348 | 14 | Commercial_2042_Achievable_MW_Before Competition Groups_14 | Reach-in Shaded Pole to ECM/PSC Evaporator Fan Motor | 1.835% | 0 | 34.6407 | Commercial_2042_Achievable_MW_Before Competition Groups_Reach-in Shaded Pole to ECM/PSC Evaporator Fan Motor
Commercial | Com ¦ Reach-in Shaded Pole to ECM/PSC Evaporator Fan Motor | 2042 | Economic | MW | Before Competition Groups | 43.5273 | 0 | 0 | 2412.7461 | 0.018041 | 16 | Commercial_2042_Economic_MW_Before Competition Groups_16 | Reach-in Shaded Pole to ECM/PSC Evaporator Fan Motor | 1.804% | 0 | 43.5273 | Commercial_2042_Economic_MW_Before Competition Groups_Reach-in Shaded Pole to ECM/PSC Evaporator Fan Motor
Commercial | Com ¦ Variable Refrigerant Flow Heat Pump | 2042 | Economic | MW | Before Competition Groups | 43.1884 | 0 | 0 | 2412.7461 | 0.0179 | 17 | Commercial_2042_Economic_MW_Before Competition Groups_17 | Variable Refrigerant Flow Heat Pump | 1.79% | 0 | 43.1884 | Commercial_2042_Economic_MW_Before Competition Groups_Variable Refrigerant Flow Heat Pump
Commercial | Com ¦ Demand Control Ventilation | 2042 | Achievable | MW | Before Competition Groups | 32.2059 | 0 | 0 | 1887.9343 | 0.017059 | 15 | Commercial_2042_Achievable_MW_Before Competition Groups_15 | Demand Control Ventilation | 1.706% | 0 | 32.2059 | Commercial_2042_Achievable_MW_Before Competition Groups_Demand Control Ventilation
Commercial | Com ¦ Furnace Tune-Up | 2042 | Achievable | MW | Before Competition Groups | 31.7796 | 0 | 0 | 1887.9343 | 0.016833 | 16 | Commercial_2042_Achievable_MW_Before Competition Groups_16 | Furnace Tune-Up | 1.683% | 0 | 31.7796 | Commercial_2042_Achievable_MW_Before Competition Groups_Furnace Tune-Up
Commercial | Com ¦ Data Center Storage/Server Virtualization | 2042 | Achievable | MW | Before Competition Groups | 31.0851 | 0 | 0 | 1887.9343 | 0.016465 | 17 | Commercial_2042_Achievable_MW_Before Competition Groups_17 | Data Center Storage/Server Virtualization | 1.647% | 0 | 31.0851 | Commercial_2042_Achievable_MW_Before Competition Groups_Data Center Storage/Server Virtualization
Commercial | Com ¦ Data Center Storage/Server Virtualization | 2042 | Economic | MW | Before Competition Groups | 38.5438 | 0 | 0 | 2412.7461 | 0.015975 | 18 | Commercial_2042_Economic_MW_Before Competition Groups_18 | Data Center Storage/Server Virtualization | 1.598% | 0 | 38.5438 | Commercial_2042_Economic_MW_Before Competition Groups_Data Center Storage/Server Virtualization
Commercial | Com ¦ Demand Control Ventilation | 2042 | Economic | MW | Before Competition Groups | 38.0891 | 0 | 0 | 2412.7461 | 0.015787 | 19 | Commercial_2042_Economic_MW_Before Competition Groups_19 | Demand Control Ventilation | 1.579% | 0 | 38.0891 | Commercial_2042_Economic_MW_Before Competition Groups_Demand Control Ventilation
Commercial | Com ¦ Chilled Water Optimization | 2042 | Economic | MW | Before Competition Groups | 37.3939 | 0 | 0 | 2412.7461 | 0.015498 | 20 | Commercial_2042_Economic_MW_Before Competition Groups_20 | Chilled Water Optimization | 1.55% | 0 | 37.3939 | Commercial_2042_Economic_MW_Before Competition Groups_Chilled Water Optimization
Commercial | Com ¦ LED or Equivalent Sign Lighting | 2042 | Achievable | MW | Before Competition Groups | 28.3169 | 0 | 0 | 1887.9343 | 0.014999 | 18 | Commercial_2042_Achievable_MW_Before Competition Groups_18 | LED or Equivalent Sign Lighting | 1.5% | 0 | 28.3169 | Commercial_2042_Achievable_MW_Before Competition Groups_LED or Equivalent Sign Lighting
Commercial | Com ¦ Strip Curtains | 2042 | Economic | MW | Before Competition Groups | 34.3022 | 0 | 0 | 2412.7461 | 0.014217 | 21 | Commercial_2042_Economic_MW_Before Competition Groups_21 | Strip Curtains | 1.422% | 0 | 34.3022 | Commercial_2042_Economic_MW_Before Competition Groups_Strip Curtains
Commercial | Com ¦ Adaptive Thermostats | 2042 | Technical | MW | Before Competition Groups | 45.0834 | 0 | 0 | 3185.1456 | 0.014154 | 18 | Commercial_2042_Technical_MW_Before Competition Groups_18 | Adaptive Thermostats | 1.415% | 0 | 45.0834 | Commercial_2042_Technical_MW_Before Competition Groups_Adaptive Thermostats
Commercial | Com ¦ Reach-in Shaded Pole to ECM/PSC Evaporator Fan Motor | 2042 | Technical | MW | Before Competition Groups | 43.5273 | 0 | 0 | 3185.1456 | 0.013666 | 19 | Commercial_2042_Technical_MW_Before Competition Groups_19 | Reach-in Shaded Pole to ECM/PSC Evaporator Fan Motor | 1.367% | 0 | 43.5273 | Commercial_2042_Technical_MW_Before Competition Groups_Reach-in Shaded Pole to ECM/PSC Evaporator Fan Motor
Commercial | Com ¦ Centrally controlled desktop PC/NETWORK PC POWER MANAGEMENT SOFTWARE | 2042 | Achievable | MW | Before Competition Groups | 24.7305 | 0 | 0 | 1887.9343 | 0.013099 | 19 | Commercial_2042_Achievable_MW_Before Competition Groups_19 | Centrally controlled desktop PC/NETWORK PC POWER MANAGEMENT SOFTWARE | 1.31% | 0 | 24.7305 | Commercial_2042_Achievable_MW_Before Competition Groups_Centrally controlled desktop PC/NETWORK PC POWER MANAGEMENT SOFTWARE
Commercial | Com ¦ Chilled Water Optimization | 2042 | Achievable | MW | Before Competition Groups | 24.4155 | 0 | 0 | 1887.9343 | 0.012932 | 20 | Commercial_2042_Achievable_MW_Before Competition Groups_20 | Chilled Water Optimization | 1.293% | 0 | 24.4155 | Commercial_2042_Achievable_MW_Before Competition Groups_Chilled Water Optimization
Commercial | Com ¦ Demand Control Ventilation | 2042 | Technical | MW | Before Competition Groups | 39.7846 | 0 | 0 | 3185.1456 | 0.012491 | 20 | Commercial_2042_Technical_MW_Before Competition Groups_20 | Demand Control Ventilation | 1.249% | 0 | 39.7846 | Commercial_2042_Technical_MW_Before Competition Groups_Demand Control Ventilation
Commercial | Com ¦ Data Center Storage/Server Virtualization | 2042 | Technical | MW | Before Competition Groups | 38.5438 | 0 | 0 | 3185.1456 | 0.012101 | 21 | Commercial_2042_Technical_MW_Before Competition Groups_21 | Data Center Storage/Server Virtualization | 1.21% | 0 | 38.5438 | Commercial_2042_Technical_MW_Before Competition Groups_Data Center Storage/Server Virtualization
Commercial | Com ¦ Variable Frequency Drive (VFD) | 2042 | Achievable | MW | Before Competition Groups | 22.6265 | 0 | 0 | 1887.9343 | 0.011985 | 21 | Commercial_2042_Achievable_MW_Before Competition Groups_21 | Variable Frequency Drive (VFD) | 1.198% | 0 | 22.6265 | Commercial_2042_Achievable_MW_Before Competition Groups_Variable Frequency Drive (VFD)
Commercial | Com ¦ LED or Equivalent Sign Lighting | 2042 | Economic | MW | Before Competition Groups | 28.6924 | 0 | 0 | 2412.7461 | 0.011892 | 22 | Commercial_2042_Economic_MW_Before Competition Groups_22 | LED or Equivalent Sign Lighting | 1.189% | 0 | 28.6924 | Commercial_2042_Economic_MW_Before Competition Groups_LED or Equivalent Sign Lighting
Commercial | Com ¦ Chilled Water Optimization | 2042 | Technical | MW | Before Competition Groups | 37.3939 | 0 | 0 | 3185.1456 | 0.01174 | 22 | Commercial_2042_Technical_MW_Before Competition Groups_22 | Chilled Water Optimization | 1.174% | 0 | 37.3939 | Commercial_2042_Technical_MW_Before Competition Groups_Chilled Water Optimization
Commercial | Com ¦ VFD on Pumps | 2042 | Achievable | MW | Before Competition Groups | 21.2653 | 0 | 0 | 1887.9343 | 0.011264 | 22 | Commercial_2042_Achievable_MW_Before Competition Groups_22 | VFD on Pumps | 1.126% | 0 | 21.2653 | Commercial_2042_Achievable_MW_Before Competition Groups_VFD on Pumps
Commercial | Com ¦ Centrally controlled desktop PC/NETWORK PC POWER MANAGEMENT SOFTWARE | 2042 | Economic | MW | Before Competition Groups | 26.1391 | 0 | 0 | 2412.7461 | 0.010834 | 23 | Commercial_2042_Economic_MW_Before Competition Groups_23 | Centrally controlled desktop PC/NETWORK PC POWER MANAGEMENT SOFTWARE | 1.083% | 0 | 26.1391 | Commercial_2042_Economic_MW_Before Competition Groups_Centrally controlled desktop PC/NETWORK PC POWER MANAGEMENT SOFTWARE
Commercial | Com ¦ Strip Curtains | 2042 | Technical | MW | Before Competition Groups | 34.3022 | 0 | 0 | 3185.1456 | 0.010769 | 23 | Commercial_2042_Technical_MW_Before Competition Groups_23 | Strip Curtains | 1.077% | 0 | 34.3022 | Commercial_2042_Technical_MW_Before Competition Groups_Strip Curtains
Commercial | Com ¦ Furnace Tune-Up | 2042 | Economic | MW | Before Competition Groups | 25.4407 | 0 | 0 | 2412.7461 | 0.010544 | 24 | Commercial_2042_Economic_MW_Before Competition Groups_24 | Furnace Tune-Up | 1.054% | 0 | 25.4407 | Commercial_2042_Economic_MW_Before Competition Groups_Furnace Tune-Up
Commercial | Com ¦ LED or Equivalent Sign Lighting | 2042 | Technical | MW | Before Competition Groups | 28.6924 | 0 | 0 | 3185.1456 | 0.0090082 | 24 | Commercial_2042_Technical_MW_Before Competition Groups_24 | LED or Equivalent Sign Lighting | 0.9008% | 0 | 28.6924 | Commercial_2042_Technical_MW_Before Competition Groups_LED or Equivalent Sign Lighting
Commercial | Com ¦ Refrigerated Display Case LED | 2042 | Achievable | MW | Before Competition Groups | 16.3182 | 0 | 0 | 1887.9343 | 0.0086434 | 23 | Commercial_2042_Achievable_MW_Before Competition Groups_23 | Refrigerated Display Case LED | 0.8643% | 0 | 16.3182 | Commercial_2042_Achievable_MW_Before Competition Groups_Refrigerated Display Case LED
Commercial | Com ¦ Adding reflective (White) roof treatment or a green roof | 2042 | Technical | MW | Before Competition Groups | 26.671 | 0 | 0 | 3185.1456 | 0.0083736 | 25 | Commercial_2042_Technical_MW_Before Competition Groups_25 | Adding reflective (White) roof treatment or a green roof | 0.8374% | 0 | 26.671 | Commercial_2042_Technical_MW_Before Competition Groups_Adding reflective (White) roof treatment or a green roof
Commercial | Com ¦ Refrigerated Display Case LED | 2042 | Economic | MW | Before Competition Groups | 20.0359 | 0 | 0 | 2412.7461 | 0.0083042 | 25 | Commercial_2042_Economic_MW_Before Competition Groups_25 | Refrigerated Display Case LED | 0.8304% | 0 | 20.0359 | Commercial_2042_Economic_MW_Before Competition Groups_Refrigerated Display Case LED
Commercial | Com ¦ Centrally controlled desktop PC/NETWORK PC POWER MANAGEMENT SOFTWARE | 2042 | Technical | MW | Before Competition Groups | 26.1391 | 0 | 0 | 3185.1456 | 0.0082066 | 26 | Commercial_2042_Technical_MW_Before Competition Groups_26 | Centrally controlled desktop PC/NETWORK PC POWER MANAGEMENT SOFTWARE | 0.8207% | 0 | 26.1391 | Commercial_2042_Technical_MW_Before Competition Groups_Centrally controlled desktop PC/NETWORK PC POWER MANAGEMENT SOFTWARE
Commercial | Com ¦ Air Handler with Dedicated Outdoor Air Systems | 2042 | Achievable | MW | Before Competition Groups | 15.4899 | 0 | 0 | 1887.9343 | 0.0082047 | 24 | Commercial_2042_Achievable_MW_Before Competition Groups_24 | Air Handler with Dedicated Outdoor Air Systems | 0.8205% | 0 | 15.4899 | Commercial_2042_Achievable_MW_Before Competition Groups_Air Handler with Dedicated Outdoor Air Systems
Commercial | Com ¦ Furnace Tune-Up | 2042 | Technical | MW | Before Competition Groups | 25.4407 | 0 | 0 | 3185.1456 | 0.0079873 | 27 | Commercial_2042_Technical_MW_Before Competition Groups_27 | Furnace Tune-Up | 0.7987% | 0 | 25.4407 | Commercial_2042_Technical_MW_Before Competition Groups_Furnace Tune-Up
Commercial | Com ¦ Door Gasket Freezer/Refrigerator | 2042 | Technical | MW | Before Competition Groups | 24.8024 | 0 | 0 | 3185.1456 | 0.0077869 | 28 | Commercial_2042_Technical_MW_Before Competition Groups_28 | Door Gasket Freezer/Refrigerator | 0.7787% | 0 | 24.8024 | Commercial_2042_Technical_MW_Before Competition Groups_Door Gasket Freezer/Refrigerator
Commercial | Com ¦ Variable Frequency Drive (VFD) | 2042 | Economic | MW | Before Competition Groups | 18.0824 | 0 | 0 | 2412.7461 | 0.0074945 | 26 | Commercial_2042_Economic_MW_Before Competition Groups_26 | Variable Frequency Drive (VFD) | 0.7495% | 0 | 18.0824 | Commercial_2042_Economic_MW_Before Competition Groups_Variable Frequency Drive (VFD)
Commercial | Com ¦ Ground Source Heat Pump | 2042 | Technical | MW | Before Competition Groups | 23.1831 | 0 | 0 | 3185.1456 | 0.0072785 | 29 | Commercial_2042_Technical_MW_Before Competition Groups_29 | Ground Source Heat Pump | 0.7279% | 0 | 23.1831 | Commercial_2042_Technical_MW_Before Competition Groups_Ground Source Heat Pump
Commercial | Com ¦ Refrigeration Optimization | 2042 | Technical | MW | Before Competition Groups | 22.6051 | 0 | 0 | 3185.1456 | 0.007097 | 30 | Commercial_2042_Technical_MW_Before Competition Groups_30 | Refrigeration Optimization | 0.7097% | 0 | 22.6051 | Commercial_2042_Technical_MW_Before Competition Groups_Refrigeration Optimization
Commercial | Com ¦ VFD on Pumps | 2042 | Economic | MW | Before Competition Groups | 16.9999 | 0 | 0 | 2412.7461 | 0.0070459 | 27 | Commercial_2042_Economic_MW_Before Competition Groups_27 | VFD on Pumps | 0.7046% | 0 | 16.9999 | Commercial_2042_Economic_MW_Before Competition Groups_VFD on Pumps
Commercial | Com ¦ Refrigerated Display Case LED | 2042 | Technical | MW | Before Competition Groups | 22.3558 | 0 | 0 | 3185.1456 | 0.0070188 | 31 | Commercial_2042_Technical_MW_Before Competition Groups_31 | Refrigerated Display Case LED | 0.7019% | 0 | 22.3558 | Commercial_2042_Technical_MW_Before Competition Groups_Refrigerated Display Case LED
Commercial | Com ¦ HOTEL OCCUPANCY CONTROLS (HVAC + LIGHTING) | 2042 | Technical | MW | Before Competition Groups | 20.2099 | 0 | 0 | 3185.1456 | 0.0063451 | 32 | Commercial_2042_Technical_MW_Before Competition Groups_32 | HOTEL OCCUPANCY CONTROLS (HVAC + LIGHTING) | 0.6345% | 0 | 20.2099 | Commercial_2042_Technical_MW_Before Competition Groups_HOTEL OCCUPANCY CONTROLS (HVAC + LIGHTING)
Commercial | Com ¦ Demand Control Kitchen Ventilation | 2042 | Achievable | MW | Before Competition Groups | 11.9208 | 0 | 0 | 1887.9343 | 0.0063142 | 25 | Commercial_2042_Achievable_MW_Before Competition Groups_25 | Demand Control Kitchen Ventilation | 0.6314% | 0 | 11.9208 | Commercial_2042_Achievable_MW_Before Competition Groups_Demand Control Kitchen Ventilation
Commercial | Com ¦ ENERGY STAR LED LAMPS (General Service Lamps) | 2042 | Achievable | MW | Before Competition Groups | 11.8359 | 0 | 0 | 1887.9343 | 0.0062692 | 26 | Commercial_2042_Achievable_MW_Before Competition Groups_26 | ENERGY STAR LED LAMPS (General Service Lamps) | 0.6269% | 0 | 11.8359 | Commercial_2042_Achievable_MW_Before Competition Groups_ENERGY STAR LED LAMPS (General Service Lamps)
Commercial | Com ¦ ECM MOTORS FOR EVAPORATOR FANS for refrigeration (WALK-IN) | 2042 | Achievable | MW | Before Competition Groups | 11.6534 | 0 | 0 | 1887.9343 | 0.0061726 | 27 | Commercial_2042_Achievable_MW_Before Competition Groups_27 | ECM MOTORS FOR EVAPORATOR FANS for refrigeration (WALK-IN) | 0.6173% | 0 | 11.6534 | Commercial_2042_Achievable_MW_Before Competition Groups_ECM MOTORS FOR EVAPORATOR FANS for refrigeration (WALK-IN)
Commercial | Com ¦ Air Handler with Dedicated Outdoor Air Systems | 2042 | Economic | MW | Before Competition Groups | 14.1121 | 0 | 0 | 2412.7461 | 0.005849 | 28 | Commercial_2042_Economic_MW_Before Competition Groups_28 | Air Handler with Dedicated Outdoor Air Systems | 0.5849% | 0 | 14.1121 | Commercial_2042_Economic_MW_Before Competition Groups_Air Handler with Dedicated Outdoor Air Systems
Commercial | Com ¦ Demand Control Kitchen Ventilation | 2042 | Economic | MW | Before Competition Groups | 13.9727 | 0 | 0 | 2412.7461 | 0.0057912 | 29 | Commercial_2042_Economic_MW_Before Competition Groups_29 | Demand Control Kitchen Ventilation | 0.5791% | 0 | 13.9727 | Commercial_2042_Economic_MW_Before Competition Groups_Demand Control Kitchen Ventilation
Commercial | Com ¦ Variable Frequency Drive (VFD) | 2042 | Technical | MW | Before Competition Groups | 18.0824 | 0 | 0 | 3185.1456 | 0.0056771 | 33 | Commercial_2042_Technical_MW_Before Competition Groups_33 | Variable Frequency Drive (VFD) | 0.5677% | 0 | 18.0824 | Commercial_2042_Technical_MW_Before Competition Groups_Variable Frequency Drive (VFD)
Commercial | Com ¦ VFD on Pumps | 2042 | Technical | MW | Before Competition Groups | 16.9999 | 0 | 0 | 3185.1456 | 0.0053373 | 34 | Commercial_2042_Technical_MW_Before Competition Groups_34 | VFD on Pumps | 0.5337% | 0 | 16.9999 | Commercial_2042_Technical_MW_Before Competition Groups_VFD on Pumps
Commercial | Com ¦ ENERGY STAR FREEZER | 2042 | Technical | MW | Before Competition Groups | 16.9719 | 0 | 0 | 3185.1456 | 0.0053284 | 35 | Commercial_2042_Technical_MW_Before Competition Groups_35 | ENERGY STAR FREEZER | 0.5328% | 0 | 16.9719 | Commercial_2042_Technical_MW_Before Competition Groups_ENERGY STAR FREEZER
Commercial | Com ¦ Evaporator Fan Controls | 2042 | Achievable | MW | Before Competition Groups | 9.8427 | 0 | 0 | 1887.9343 | 0.0052135 | 28 | Commercial_2042_Achievable_MW_Before Competition Groups_28 | Evaporator Fan Controls | 0.5213% | 0 | 9.8427 | Commercial_2042_Achievable_MW_Before Competition Groups_Evaporator Fan Controls
Commercial | Com ¦ Freezer Case Light Sensor | 2042 | Achievable | MW | Before Competition Groups | 9.6406 | 0 | 0 | 1887.9343 | 0.0051064 | 29 | Commercial_2042_Achievable_MW_Before Competition Groups_29 | Freezer Case Light Sensor | 0.5106% | 0 | 9.6406 | Commercial_2042_Achievable_MW_Before Competition Groups_Freezer Case Light Sensor
Commercial | Com ¦ ENERGY STAR ICE MACHINES - Ice Making Head | 2042 | Technical | MW | Before Competition Groups | 16.0226 | 0 | 0 | 3185.1456 | 0.0050304 | 36 | Commercial_2042_Technical_MW_Before Competition Groups_36 | ENERGY STAR ICE MACHINES - Ice Making Head | 0.503% | 0 | 16.0226 | Commercial_2042_Technical_MW_Before Competition Groups_ENERGY STAR ICE MACHINES - Ice Making Head
Commercial | Com ¦ ENERGY STAR LED LAMPS (General Service Lamps) | 2042 | Economic | MW | Before Competition Groups | 11.8609 | 0 | 0 | 2412.7461 | 0.0049159 | 30 | Commercial_2042_Economic_MW_Before Competition Groups_30 | ENERGY STAR LED LAMPS (General Service Lamps) | 0.4916% | 0 | 11.8609 | Commercial_2042_Economic_MW_Before Competition Groups_ENERGY STAR LED LAMPS (General Service Lamps)
Commercial | Com ¦ Indoor Daylight Sensors/Photocell Dimming Control | 2042 | Technical | MW | Before Competition Groups | 15.3434 | 0 | 0 | 3185.1456 | 0.0048172 | 37 | Commercial_2042_Technical_MW_Before Competition Groups_37 | Indoor Daylight Sensors/Photocell Dimming Control | 0.4817% | 0 | 15.3434 | Commercial_2042_Technical_MW_Before Competition Groups_Indoor Daylight Sensors/Photocell Dimming Control
Commercial | Com ¦ Occupancy Sensors | 2042 | Economic | MW | Before Competition Groups | 10.8007 | 0 | 0 | 2412.7461 | 0.0044765 | 31 | Commercial_2042_Economic_MW_Before Competition Groups_31 | Occupancy Sensors | 0.4477% | 0 | 10.8007 | Commercial_2042_Economic_MW_Before Competition Groups_Occupancy Sensors
Commercial | Com ¦ Water Source Heat Pump (4 ton) | 2042 | Economic | MW | Before Competition Groups | 10.7753 | 0 | 0 | 2412.7461 | 0.004466 | 32 | Commercial_2042_Economic_MW_Before Competition Groups_32 | Water Source Heat Pump (4 ton) | 0.4466% | 0 | 10.7753 | Commercial_2042_Economic_MW_Before Competition Groups_Water Source Heat Pump (4 ton)
Commercial | Com ¦ Air Handler with Dedicated Outdoor Air Systems | 2042 | Technical | MW | Before Competition Groups | 14.1121 | 0 | 0 | 3185.1456 | 0.0044306 | 38 | Commercial_2042_Technical_MW_Before Competition Groups_38 | Air Handler with Dedicated Outdoor Air Systems | 0.4431% | 0 | 14.1121 | Commercial_2042_Technical_MW_Before Competition Groups_Air Handler with Dedicated Outdoor Air Systems
Commercial | Com ¦ Demand Control Kitchen Ventilation | 2042 | Technical | MW | Before Competition Groups | 13.9727 | 0 | 0 | 3185.1456 | 0.0043868 | 39 | Commercial_2042_Technical_MW_Before Competition Groups_39 | Demand Control Kitchen Ventilation | 0.4387% | 0 | 13.9727 | Commercial_2042_Technical_MW_Before Competition Groups_Demand Control Kitchen Ventilation
Commercial | Com ¦ Water Source Heat Pump (4 ton) | 2042 | Achievable | MW | Before Competition Groups | 8.2464 | 0 | 0 | 1887.9343 | 0.004368 | 30 | Commercial_2042_Achievable_MW_Before Competition Groups_30 | Water Source Heat Pump (4 ton) | 0.4368% | 0 | 8.2464 | Commercial_2042_Achievable_MW_Before Competition Groups_Water Source Heat Pump (4 ton)
Commercial | Com ¦ ENERGY STAR LED LAMPS (General Service Lamps) | 2042 | Technical | MW | Before Competition Groups | 13.2966 | 0 | 0 | 3185.1456 | 0.0041746 | 40 | Commercial_2042_Technical_MW_Before Competition Groups_40 | ENERGY STAR LED LAMPS (General Service Lamps) | 0.4175% | 0 | 13.2966 | Commercial_2042_Technical_MW_Before Competition Groups_ENERGY STAR LED LAMPS (General Service Lamps)
Commercial | Com ¦ Door Gasket Freezer/Refrigerator | 2042 | Achievable | MW | Before Competition Groups | 7.8511 | 0 | 0 | 1887.9343 | 0.0041585 | 31 | Commercial_2042_Achievable_MW_Before Competition Groups_31 | Door Gasket Freezer/Refrigerator | 0.4159% | 0 | 7.8511 | Commercial_2042_Achievable_MW_Before Competition Groups_Door Gasket Freezer/Refrigerator
Commercial | Com ¦ ENERGY STAR FREEZER | 2042 | Economic | MW | Before Competition Groups | 9.7421 | 0 | 0 | 2412.7461 | 0.0040378 | 33 | Commercial_2042_Economic_MW_Before Competition Groups_33 | ENERGY STAR FREEZER | 0.4038% | 0 | 9.7421 | Commercial_2042_Economic_MW_Before Competition Groups_ENERGY STAR FREEZER
Commercial | Com ¦ ECM MOTORS FOR EVAPORATOR FANS for refrigeration (WALK-IN) | 2042 | Economic | MW | Before Competition Groups | 9.3343 | 0 | 0 | 2412.7461 | 0.0038687 | 34 | Commercial_2042_Economic_MW_Before Competition Groups_34 | ECM MOTORS FOR EVAPORATOR FANS for refrigeration (WALK-IN) | 0.3869% | 0 | 9.3343 | Commercial_2042_Economic_MW_Before Competition Groups_ECM MOTORS FOR EVAPORATOR FANS for refrigeration (WALK-IN)
Commercial | Com ¦ Water Source Heat Pump (4 ton) | 2042 | Technical | MW | Before Competition Groups | 12.1766 | 0 | 0 | 3185.1456 | 0.0038229 | 41 | Commercial_2042_Technical_MW_Before Competition Groups_41 | Water Source Heat Pump (4 ton) | 0.3823% | 0 | 12.1766 | Commercial_2042_Technical_MW_Before Competition Groups_Water Source Heat Pump (4 ton)
Commercial | Com ¦ LED EXTERIOR AREA LIGHTS - LED fixture (200W) | 2042 | Achievable | MW | Before Competition Groups | 7.2038 | 0 | 0 | 1887.9343 | 0.0038157 | 32 | Commercial_2042_Achievable_MW_Before Competition Groups_32 | LED EXTERIOR AREA LIGHTS - LED fixture (200W) | 0.3816% | 0 | 7.2038 | Commercial_2042_Achievable_MW_Before Competition Groups_LED EXTERIOR AREA LIGHTS - LED fixture (200W)
Commercial | Com ¦ High R-Value Glass Doors/no-heat glass door | 2042 | Economic | MW | Before Competition Groups | 8.8796 | 0 | 0 | 2412.7461 | 0.0036803 | 35 | Commercial_2042_Economic_MW_Before Competition Groups_35 | High R-Value Glass Doors/no-heat glass door | 0.368% | 0 | 8.8796 | Commercial_2042_Economic_MW_Before Competition Groups_High R-Value Glass Doors/no-heat glass door
Commercial | Com ¦ LED parking lot fixture | 2042 | Achievable | MW | Before Competition Groups | 6.8055 | 0 | 0 | 1887.9343 | 0.0036047 | 33 | Commercial_2042_Achievable_MW_Before Competition Groups_33 | LED parking lot fixture | 0.3605% | 0 | 6.8055 | Commercial_2042_Achievable_MW_Before Competition Groups_LED parking lot fixture
Commercial | Com ¦ ENERGY STAR Griddle (74% eff) | 2042 | Economic | MW | Before Competition Groups | 8.6602 | 0 | 0 | 2412.7461 | 0.0035893 | 36 | Commercial_2042_Economic_MW_Before Competition Groups_36 | ENERGY STAR Griddle (74% eff) | 0.3589% | 0 | 8.6602 | Commercial_2042_Economic_MW_Before Competition Groups_ENERGY STAR Griddle (74% eff)
Commercial | Com ¦ Indoor Daylight Sensors/Photocell Dimming Control | 2042 | Economic | MW | Before Competition Groups | 8.3953 | 0 | 0 | 2412.7461 | 0.0034796 | 37 | Commercial_2042_Economic_MW_Before Competition Groups_37 | Indoor Daylight Sensors/Photocell Dimming Control | 0.348% | 0 | 8.3953 | Commercial_2042_Economic_MW_Before Competition Groups_Indoor Daylight Sensors/Photocell Dimming Control
Commercial | Com ¦ Condensing Make Up Air Unit | 2042 | Economic | MW | Before Competition Groups | 8.305 | 0 | 0 | 2412.7461 | 0.0034421 | 38 | Commercial_2042_Economic_MW_Before Competition Groups_38 | Condensing Make Up Air Unit | 0.3442% | 0 | 8.305 | Commercial_2042_Economic_MW_Before Competition Groups_Condensing Make Up Air Unit
Commercial | Com ¦ Occupancy Sensors | 2042 | Technical | MW | Before Competition Groups | 10.8007 | 0 | 0 | 3185.1456 | 0.003391 | 42 | Commercial_2042_Technical_MW_Before Competition Groups_42 | Occupancy Sensors | 0.3391% | 0 | 10.8007 | Commercial_2042_Technical_MW_Before Competition Groups_Occupancy Sensors
Commercial | Com ¦ Freezer Case Light Sensor | 2042 | Economic | MW | Before Competition Groups | 8.0974 | 0 | 0 | 2412.7461 | 0.0033561 | 39 | Commercial_2042_Economic_MW_Before Competition Groups_39 | Freezer Case Light Sensor | 0.3356% | 0 | 8.0974 | Commercial_2042_Economic_MW_Before Competition Groups_Freezer Case Light Sensor
Commercial | Com ¦ Condensing Make Up Air Unit | 2042 | Achievable | MW | Before Competition Groups | 6.3317 | 0 | 0 | 1887.9343 | 0.0033538 | 34 | Commercial_2042_Achievable_MW_Before Competition Groups_34 | Condensing Make Up Air Unit | 0.3354% | 0 | 6.3317 | Commercial_2042_Achievable_MW_Before Competition Groups_Condensing Make Up Air Unit
Commercial | Com ¦ ENERGY STAR Griddle (74% eff) | 2042 | Achievable | MW | Before Competition Groups | 6.2471 | 0 | 0 | 1887.9343 | 0.003309 | 35 | Commercial_2042_Achievable_MW_Before Competition Groups_35 | ENERGY STAR Griddle (74% eff) | 0.3309% | 0 | 6.2471 | Commercial_2042_Achievable_MW_Before Competition Groups_ENERGY STAR Griddle (74% eff)
Commercial | Com ¦ ENERGY STAR FREEZER | 2042 | Achievable | MW | Before Competition Groups | 6.2262 | 0 | 0 | 1887.9343 | 0.0032979 | 36 | Commercial_2042_Achievable_MW_Before Competition Groups_36 | ENERGY STAR FREEZER | 0.3298% | 0 | 6.2262 | Commercial_2042_Achievable_MW_Before Competition Groups_ENERGY STAR FREEZER
Commercial | Com ¦ Evaporator Fan Controls | 2042 | Economic | MW | Before Competition Groups | 7.8875 | 0 | 0 | 2412.7461 | 0.0032691 | 40 | Commercial_2042_Economic_MW_Before Competition Groups_40 | Evaporator Fan Controls | 0.3269% | 0 | 7.8875 | Commercial_2042_Economic_MW_Before Competition Groups_Evaporator Fan Controls
Commercial | Com ¦ Occupancy Sensors | 2042 | Achievable | MW | Before Competition Groups | 5.9146 | 0 | 0 | 1887.9343 | 0.0031329 | 37 | Commercial_2042_Achievable_MW_Before Competition Groups_37 | Occupancy Sensors | 0.3133% | 0 | 5.9146 | Commercial_2042_Achievable_MW_Before Competition Groups_Occupancy Sensors
Commercial | Com ¦ Duct Insulation, R8 | 2042 | Achievable | MW | Before Competition Groups | 5.8897 | 0 | 0 | 1887.9343 | 0.0031197 | 38 | Commercial_2042_Achievable_MW_Before Competition Groups_38 | Duct Insulation, R8 | 0.312% | 0 | 5.8897 | Commercial_2042_Achievable_MW_Before Competition Groups_Duct Insulation, R8
Commercial | Com ¦ LED EXTERIOR AREA LIGHTS - LED fixture (200W) | 2042 | Economic | MW | Before Competition Groups | 7.2416 | 0 | 0 | 2412.7461 | 0.0030014 | 41 | Commercial_2042_Economic_MW_Before Competition Groups_41 | LED EXTERIOR AREA LIGHTS - LED fixture (200W) | 0.3001% | 0 | 7.2416 | Commercial_2042_Economic_MW_Before Competition Groups_LED EXTERIOR AREA LIGHTS - LED fixture (200W)
Commercial | Com ¦ ECM MOTORS FOR EVAPORATOR FANS for refrigeration (WALK-IN) | 2042 | Technical | MW | Before Competition Groups | 9.3343 | 0 | 0 | 3185.1456 | 0.0029306 | 43 | Commercial_2042_Technical_MW_Before Competition Groups_43 | ECM MOTORS FOR EVAPORATOR FANS for refrigeration (WALK-IN) | 0.2931% | 0 | 9.3343 | Commercial_2042_Technical_MW_Before Competition Groups_ECM MOTORS FOR EVAPORATOR FANS for refrigeration (WALK-IN)
Commercial | Com ¦ Condensing Make Up Air Unit | 2042 | Technical | MW | Before Competition Groups | 9.1836 | 0 | 0 | 3185.1456 | 0.0028833 | 44 | Commercial_2042_Technical_MW_Before Competition Groups_44 | Condensing Make Up Air Unit | 0.2883% | 0 | 9.1836 | Commercial_2042_Technical_MW_Before Competition Groups_Condensing Make Up Air Unit
Commercial | Com ¦ LED parking lot fixture | 2042 | Economic | MW | Before Competition Groups | 6.8119 | 0 | 0 | 2412.7461 | 0.0028233 | 42 | Commercial_2042_Economic_MW_Before Competition Groups_42 | LED parking lot fixture | 0.2823% | 0 | 6.8119 | Commercial_2042_Economic_MW_Before Competition Groups_LED parking lot fixture
Commercial | Com ¦ High R-Value Glass Doors/no-heat glass door | 2042 | Technical | MW | Before Competition Groups | 8.8796 | 0 | 0 | 3185.1456 | 0.0027878 | 45 | Commercial_2042_Technical_MW_Before Competition Groups_45 | High R-Value Glass Doors/no-heat glass door | 0.2788% | 0 | 8.8796 | Commercial_2042_Technical_MW_Before Competition Groups_High R-Value Glass Doors/no-heat glass door
Commercial | Com ¦ ENERGY STAR Griddle (74% eff) | 2042 | Technical | MW | Before Competition Groups | 8.6602 | 0 | 0 | 3185.1456 | 0.0027189 | 46 | Commercial_2042_Technical_MW_Before Competition Groups_46 | ENERGY STAR Griddle (74% eff) | 0.2719% | 0 | 8.6602 | Commercial_2042_Technical_MW_Before Competition Groups_ENERGY STAR Griddle (74% eff)
Commercial | Com ¦ Super-High Efficiency Furnaces (Emerging Tech) | 2042 | Technical | MW | Before Competition Groups | 8.5953 | 0 | 0 | 3185.1456 | 0.0026985 | 47 | Commercial_2042_Technical_MW_Before Competition Groups_47 | Super-High Efficiency Furnaces (Emerging Tech) | 0.2699% | 0 | 8.5953 | Commercial_2042_Technical_MW_Before Competition Groups_Super-High Efficiency Furnaces (Emerging Tech)
Commercial | Com ¦ LED street light fixture | 2042 | Achievable | MW | Before Competition Groups | 4.8964 | 0 | 0 | 1887.9343 | 0.0025935 | 39 | Commercial_2042_Achievable_MW_Before Competition Groups_39 | LED street light fixture | 0.2594% | 0 | 4.8964 | Commercial_2042_Achievable_MW_Before Competition Groups_LED street light fixture
Commercial | Com ¦ ENERGY STAR Refrigerator | 2042 | Technical | MW | Before Competition Groups | 8.1901 | 0 | 0 | 3185.1456 | 0.0025713 | 48 | Commercial_2042_Technical_MW_Before Competition Groups_48 | ENERGY STAR Refrigerator | 0.2571% | 0 | 8.1901 | Commercial_2042_Technical_MW_Before Competition Groups_ENERGY STAR Refrigerator
Commercial | Com ¦ Freezer Case Light Sensor | 2042 | Technical | MW | Before Competition Groups | 8.0974 | 0 | 0 | 3185.1456 | 0.0025422 | 49 | Commercial_2042_Technical_MW_Before Competition Groups_49 | Freezer Case Light Sensor | 0.2542% | 0 | 8.0974 | Commercial_2042_Technical_MW_Before Competition Groups_Freezer Case Light Sensor
Commercial | Com ¦ BEVERAGE VENDING MACHINE CONTROLS | 2042 | Achievable | MW | Before Competition Groups | 4.7631 | 0 | 0 | 1887.9343 | 0.0025229 | 40 | Commercial_2042_Achievable_MW_Before Competition Groups_40 | BEVERAGE VENDING MACHINE CONTROLS | 0.2523% | 0 | 4.7631 | Commercial_2042_Achievable_MW_Before Competition Groups_BEVERAGE VENDING MACHINE CONTROLS
Commercial | Com ¦ Evaporator Fan Controls | 2042 | Technical | MW | Before Competition Groups | 7.8875 | 0 | 0 | 3185.1456 | 0.0024763 | 50 | Commercial_2042_Technical_MW_Before Competition Groups_50 | Evaporator Fan Controls | 0.2476% | 0 | 7.8875 | Commercial_2042_Technical_MW_Before Competition Groups_Evaporator Fan Controls
Commercial | Com ¦ Elec Storage WH 2.30 Et | 2042 | Economic | MW | Before Competition Groups | 5.9243 | 0 | 0 | 2412.7461 | 0.0024554 | 43 | Commercial_2042_Economic_MW_Before Competition Groups_43 | Elec Storage WH 2.30 Et | 0.2455% | 0 | 5.9243 | Commercial_2042_Economic_MW_Before Competition Groups_Elec Storage WH 2.30 Et
Commercial | Com ¦ Refrigeration Commissioning | 2042 | Economic | MW | Before Competition Groups | 5.5053 | 0 | 0 | 2412.7461 | 0.0022818 | 44 | Commercial_2042_Economic_MW_Before Competition Groups_44 | Refrigeration Commissioning | 0.2282% | 0 | 5.5053 | Commercial_2042_Economic_MW_Before Competition Groups_Refrigeration Commissioning
Commercial | Com ¦ LED EXTERIOR AREA LIGHTS - LED fixture (200W) | 2042 | Technical | MW | Before Competition Groups | 7.2416 | 0 | 0 | 3185.1456 | 0.0022736 | 51 | Commercial_2042_Technical_MW_Before Competition Groups_51 | LED EXTERIOR AREA LIGHTS - LED fixture (200W) | 0.2274% | 0 | 7.2416 | Commercial_2042_Technical_MW_Before Competition Groups_LED EXTERIOR AREA LIGHTS - LED fixture (200W)
Commercial | Com ¦ Elec Storage WH 2.30 Et | 2042 | Achievable | MW | Before Competition Groups | 4.2612 | 0 | 0 | 1887.9343 | 0.0022571 | 41 | Commercial_2042_Achievable_MW_Before Competition Groups_41 | Elec Storage WH 2.30 Et | 0.2257% | 0 | 4.2612 | Commercial_2042_Achievable_MW_Before Competition Groups_Elec Storage WH 2.30 Et
Commercial | Com ¦ BEVERAGE VENDING MACHINE CONTROLS | 2042 | Economic | MW | Before Competition Groups | 5.192 | 0 | 0 | 2412.7461 | 0.0021519 | 45 | Commercial_2042_Economic_MW_Before Competition Groups_45 | BEVERAGE VENDING MACHINE CONTROLS | 0.2152% | 0 | 5.192 | Commercial_2042_Economic_MW_Before Competition Groups_BEVERAGE VENDING MACHINE CONTROLS
Commercial | Com ¦ LED parking lot fixture | 2042 | Technical | MW | Before Competition Groups | 6.8119 | 0 | 0 | 3185.1456 | 0.0021386 | 52 | Commercial_2042_Technical_MW_Before Competition Groups_52 | LED parking lot fixture | 0.2139% | 0 | 6.8119 | Commercial_2042_Technical_MW_Before Competition Groups_LED parking lot fixture
Commercial | Com ¦ Super-High Efficiency Furnaces (Emerging Tech) | 2042 | Achievable | MW | Before Competition Groups | 3.9127 | 0 | 0 | 1887.9343 | 0.0020725 | 42 | Commercial_2042_Achievable_MW_Before Competition Groups_42 | Super-High Efficiency Furnaces (Emerging Tech) | 0.2072% | 0 | 3.9127 | Commercial_2042_Achievable_MW_Before Competition Groups_Super-High Efficiency Furnaces (Emerging Tech)
Commercial | Com ¦ LED street light fixture | 2042 | Economic | MW | Before Competition Groups | 4.9821 | 0 | 0 | 2412.7461 | 0.0020649 | 46 | Commercial_2042_Economic_MW_Before Competition Groups_46 | LED street light fixture | 0.2065% | 0 | 4.9821 | Commercial_2042_Economic_MW_Before Competition Groups_LED street light fixture
Commercial | Com ¦ Duct Insulation, R8 | 2042 | Economic | MW | Before Competition Groups | 4.7072 | 0 | 0 | 2412.7461 | 0.001951 | 47 | Commercial_2042_Economic_MW_Before Competition Groups_47 | Duct Insulation, R8 | 0.1951% | 0 | 4.7072 | Commercial_2042_Economic_MW_Before Competition Groups_Duct Insulation, R8
Commercial | Com ¦ Temperature Adjustment in Commercial Freezers | 2042 | Achievable | MW | Before Competition Groups | 3.5924 | 0 | 0 | 1887.9343 | 0.0019028 | 43 | Commercial_2042_Achievable_MW_Before Competition Groups_43 | Temperature Adjustment in Commercial Freezers | 0.1903% | 0 | 3.5924 | Commercial_2042_Achievable_MW_Before Competition Groups_Temperature Adjustment in Commercial Freezers
Commercial | Com ¦ Elec Storage WH 2.30 Et | 2042 | Technical | MW | Before Competition Groups | 5.9243 | 0 | 0 | 3185.1456 | 0.00186 | 53 | Commercial_2042_Technical_MW_Before Competition Groups_53 | Elec Storage WH 2.30 Et | 0.186% | 0 | 5.9243 | Commercial_2042_Technical_MW_Before Competition Groups_Elec Storage WH 2.30 Et
Commercial | Com ¦ CO Sensors for parking garage exhaust fans | 2042 | Achievable | MW | Before Competition Groups | 3.4324 | 0 | 0 | 1887.9343 | 0.0018181 | 44 | Commercial_2042_Achievable_MW_Before Competition Groups_44 | CO Sensors for parking garage exhaust fans | 0.1818% | 0 | 3.4324 | Commercial_2042_Achievable_MW_Before Competition Groups_CO Sensors for parking garage exhaust fans
Commercial | Com ¦ Refrigeration Commissioning | 2042 | Technical | MW | Before Competition Groups | 5.5053 | 0 | 0 | 3185.1456 | 0.0017284 | 54 | Commercial_2042_Technical_MW_Before Competition Groups_54 | Refrigeration Commissioning | 0.1728% | 0 | 5.5053 | Commercial_2042_Technical_MW_Before Competition Groups_Refrigeration Commissioning
Commercial | Com ¦ BEVERAGE VENDING MACHINE CONTROLS | 2042 | Technical | MW | Before Competition Groups | 5.192 | 0 | 0 | 3185.1456 | 0.0016301 | 55 | Commercial_2042_Technical_MW_Before Competition Groups_55 | BEVERAGE VENDING MACHINE CONTROLS | 0.163% | 0 | 5.192 | Commercial_2042_Technical_MW_Before Competition Groups_BEVERAGE VENDING MACHINE CONTROLS
Commercial | Com ¦ Vertical Night Covers | 2042 | Achievable | MW | Before Competition Groups | 2.9836 | 0 | 0 | 1887.9343 | 0.0015804 | 45 | Commercial_2042_Achievable_MW_Before Competition Groups_45 | Vertical Night Covers | 0.158% | 0 | 2.9836 | Commercial_2042_Achievable_MW_Before Competition Groups_Vertical Night Covers
Commercial | Com ¦ HOTEL OCCUPANCY CONTROLS (HVAC + LIGHTING) | 2042 | Economic | MW | Before Competition Groups | 3.8 | 0 | 0 | 2412.7461 | 0.001575 | 48 | Commercial_2042_Economic_MW_Before Competition Groups_48 | HOTEL OCCUPANCY CONTROLS (HVAC + LIGHTING) | 0.1575% | 0 | 3.8 | Commercial_2042_Economic_MW_Before Competition Groups_HOTEL OCCUPANCY CONTROLS (HVAC + LIGHTING)
Commercial | Com ¦ LED street light fixture | 2042 | Technical | MW | Before Competition Groups | 4.9821 | 0 | 0 | 3185.1456 | 0.0015642 | 56 | Commercial_2042_Technical_MW_Before Competition Groups_56 | LED street light fixture | 0.1564% | 0 | 4.9821 | Commercial_2042_Technical_MW_Before Competition Groups_LED street light fixture
Commercial | Com ¦ Energy Efficient Laboratory Fume Hood | 2042 | Achievable | MW | Before Competition Groups | 2.8962 | 0 | 0 | 1887.9343 | 0.0015341 | 46 | Commercial_2042_Achievable_MW_Before Competition Groups_46 | Energy Efficient Laboratory Fume Hood | 0.1534% | 0 | 2.8962 | Commercial_2042_Achievable_MW_Before Competition Groups_Energy Efficient Laboratory Fume Hood
Commercial | Com ¦ Duct Insulation, R8 | 2042 | Technical | MW | Before Competition Groups | 4.7072 | 0 | 0 | 3185.1456 | 0.0014779 | 57 | Commercial_2042_Technical_MW_Before Competition Groups_57 | Duct Insulation, R8 | 0.1478% | 0 | 4.7072 | Commercial_2042_Technical_MW_Before Competition Groups_Duct Insulation, R8
Commercial | Com ¦ CO Sensors for parking garage exhaust fans | 2042 | Economic | MW | Before Competition Groups | 3.5124 | 0 | 0 | 2412.7461 | 0.0014558 | 49 | Commercial_2042_Economic_MW_Before Competition Groups_49 | CO Sensors for parking garage exhaust fans | 0.1456% | 0 | 3.5124 | Commercial_2042_Economic_MW_Before Competition Groups_CO Sensors for parking garage exhaust fans
Commercial | Com ¦ Roof Insulation/Ceiling Insulation (R25 Code to R35) | 2042 | Technical | MW | Before Competition Groups | 4.281 | 0 | 0 | 3185.1456 | 0.001344 | 58 | Commercial_2042_Technical_MW_Before Competition Groups_58 | Roof Insulation/Ceiling Insulation (R25 Code to R35) | 0.1344% | 0 | 4.281 | Commercial_2042_Technical_MW_Before Competition Groups_Roof Insulation/Ceiling Insulation (R25 Code to R35)
Commercial | Com ¦ Super-High Efficiency Furnaces (Emerging Tech) | 2042 | Economic | MW | Before Competition Groups | 3.1046 | 0 | 0 | 2412.7461 | 0.0012867 | 50 | Commercial_2042_Economic_MW_Before Competition Groups_50 | Super-High Efficiency Furnaces (Emerging Tech) | 0.1287% | 0 | 3.1046 | Commercial_2042_Economic_MW_Before Competition Groups_Super-High Efficiency Furnaces (Emerging Tech)
Commercial | Com ¦ Water Heating (DHW) Pipe Insulation (Add 3/4\ Foam)" | 2042 | Achievable | MW | Before Competition Groups | 2.2537 | 0 | 0 | 1887.9343 | 0.0011937 | 47 | Commercial_2042_Achievable_MW_Before Competition Groups_47 | Water Heating (DHW) Pipe Insulation (Add 3/4\ Foam)" | 0.1194% | 0 | 2.2537 | Commercial_2042_Achievable_MW_Before Competition Groups_Water Heating (DHW) Pipe Insulation (Add 3/4\ Foam)"
Commercial | Com ¦ Temperature Adjustment in Commercial Freezers | 2042 | Economic | MW | Before Competition Groups | 2.8783 | 0 | 0 | 2412.7461 | 0.001193 | 51 | Commercial_2042_Economic_MW_Before Competition Groups_51 | Temperature Adjustment in Commercial Freezers | 0.1193% | 0 | 2.8783 | Commercial_2042_Economic_MW_Before Competition Groups_Temperature Adjustment in Commercial Freezers
Commercial | Com ¦ Outside Air Economizer | 2042 | Achievable | MW | Before Competition Groups | 2.1365 | 0 | 0 | 1887.9343 | 0.0011317 | 48 | Commercial_2042_Achievable_MW_Before Competition Groups_48 | Outside Air Economizer | 0.1132% | 0 | 2.1365 | Commercial_2042_Achievable_MW_Before Competition Groups_Outside Air Economizer
Commercial | Com ¦ CO Sensors for parking garage exhaust fans | 2042 | Technical | MW | Before Competition Groups | 3.5124 | 0 | 0 | 3185.1456 | 0.0011028 | 59 | Commercial_2042_Technical_MW_Before Competition Groups_59 | CO Sensors for parking garage exhaust fans | 0.1103% | 0 | 3.5124 | Commercial_2042_Technical_MW_Before Competition Groups_CO Sensors for parking garage exhaust fans
Commercial | Com ¦ Anti-sweat heat (ASH) controls - Cooler/Freezer | 2042 | Technical | MW | Before Competition Groups | 3.495 | 0 | 0 | 3185.1456 | 0.0010973 | 60 | Commercial_2042_Technical_MW_Before Competition Groups_60 | Anti-sweat heat (ASH) controls - Cooler/Freezer | 0.1097% | 0 | 3.495 | Commercial_2042_Technical_MW_Before Competition Groups_Anti-sweat heat (ASH) controls - Cooler/Freezer
Commercial | Com ¦ ENERGY STAR Fryer (84% eff) | 2042 | Economic | MW | Before Competition Groups | 2.5452 | 0 | 0 | 2412.7461 | 0.0010549 | 52 | Commercial_2042_Economic_MW_Before Competition Groups_52 | ENERGY STAR Fryer (84% eff) | 0.1055% | 0 | 2.5452 | Commercial_2042_Economic_MW_Before Competition Groups_ENERGY STAR Fryer (84% eff)
Commercial | Com ¦ ENERGY STAR Fryer (84% eff) | 2042 | Achievable | MW | Before Competition Groups | 1.8736 | 0 | 0 | 1887.9343 | 0.00099241 | 49 | Commercial_2042_Achievable_MW_Before Competition Groups_49 | ENERGY STAR Fryer (84% eff) | 0.09924% | 0 | 1.8736 | Commercial_2042_Achievable_MW_Before Competition Groups_ENERGY STAR Fryer (84% eff)
Commercial | Com ¦ Vertical Night Covers | 2042 | Economic | MW | Before Competition Groups | 2.3909 | 0 | 0 | 2412.7461 | 0.00099095 | 53 | Commercial_2042_Economic_MW_Before Competition Groups_53 | Vertical Night Covers | 0.0991% | 0 | 2.3909 | Commercial_2042_Economic_MW_Before Competition Groups_Vertical Night Covers
Commercial | Com ¦ Energy Efficient Laboratory Fume Hood | 2042 | Economic | MW | Before Competition Groups | 2.3149 | 0 | 0 | 2412.7461 | 0.00095943 | 54 | Commercial_2042_Economic_MW_Before Competition Groups_54 | Energy Efficient Laboratory Fume Hood | 0.09594% | 0 | 2.3149 | Commercial_2042_Economic_MW_Before Competition Groups_Energy Efficient Laboratory Fume Hood
Commercial | Com ¦ Temperature Adjustment in Commercial Freezers | 2042 | Technical | MW | Before Competition Groups | 2.8783 | 0 | 0 | 3185.1456 | 0.00090368 | 61 | Commercial_2042_Technical_MW_Before Competition Groups_61 | Temperature Adjustment in Commercial Freezers | 0.09037% | 0 | 2.8783 | Commercial_2042_Technical_MW_Before Competition Groups_Temperature Adjustment in Commercial Freezers
Commercial | Com ¦ Outside Air Economizer | 2042 | Economic | MW | Before Competition Groups | 2.0177 | 0 | 0 | 2412.7461 | 0.00083625 | 55 | Commercial_2042_Economic_MW_Before Competition Groups_55 | Outside Air Economizer | 0.08363% | 0 | 2.0177 | Commercial_2042_Economic_MW_Before Competition Groups_Outside Air Economizer
Commercial | Com ¦ Suction Pipe Insulation Freezer/Refrigerator | 2042 | Achievable | MW | Before Competition Groups | 1.5459 | 0 | 0 | 1887.9343 | 0.00081883 | 50 | Commercial_2042_Achievable_MW_Before Competition Groups_50 | Suction Pipe Insulation Freezer/Refrigerator | 0.08188% | 0 | 1.5459 | Commercial_2042_Achievable_MW_Before Competition Groups_Suction Pipe Insulation Freezer/Refrigerator
Commercial | Com ¦ ENERGY STAR Fryer (84% eff) | 2042 | Technical | MW | Before Competition Groups | 2.5452 | 0 | 0 | 3185.1456 | 0.00079908 | 62 | Commercial_2042_Technical_MW_Before Competition Groups_62 | ENERGY STAR Fryer (84% eff) | 0.07991% | 0 | 2.5452 | Commercial_2042_Technical_MW_Before Competition Groups_ENERGY STAR Fryer (84% eff)
Commercial | Com ¦ Vertical Night Covers | 2042 | Technical | MW | Before Competition Groups | 2.3909 | 0 | 0 | 3185.1456 | 0.00075065 | 63 | Commercial_2042_Technical_MW_Before Competition Groups_63 | Vertical Night Covers | 0.07506% | 0 | 2.3909 | Commercial_2042_Technical_MW_Before Competition Groups_Vertical Night Covers
Commercial | Com ¦ Water Heating (DHW) Pipe Insulation (Add 3/4\ Foam)" | 2042 | Economic | MW | Before Competition Groups | 1.8044 | 0 | 0 | 2412.7461 | 0.00074785 | 56 | Commercial_2042_Economic_MW_Before Competition Groups_56 | Water Heating (DHW) Pipe Insulation (Add 3/4\ Foam)" | 0.07479% | 0 | 1.8044 | Commercial_2042_Economic_MW_Before Competition Groups_Water Heating (DHW) Pipe Insulation (Add 3/4\ Foam)"
Commercial | Com ¦ Energy Efficient Laboratory Fume Hood | 2042 | Technical | MW | Before Competition Groups | 2.3149 | 0 | 0 | 3185.1456 | 0.00072677 | 64 | Commercial_2042_Technical_MW_Before Competition Groups_64 | Energy Efficient Laboratory Fume Hood | 0.07268% | 0 | 2.3149 | Commercial_2042_Technical_MW_Before Competition Groups_Energy Efficient Laboratory Fume Hood
Commercial | Com ¦ Indoor Daylight Sensors/Photocell Dimming Control | 2042 | Achievable | MW | Before Competition Groups | 1.3402 | 0 | 0 | 1887.9343 | 0.00070986 | 51 | Commercial_2042_Achievable_MW_Before Competition Groups_51 | Indoor Daylight Sensors/Photocell Dimming Control | 0.07099% | 0 | 1.3402 | Commercial_2042_Achievable_MW_Before Competition Groups_Indoor Daylight Sensors/Photocell Dimming Control
Commercial | Com ¦ High Efficiency Small Instantaneous Water Heater | 2042 | Economic | MW | Before Competition Groups | 1.6934 | 0 | 0 | 2412.7461 | 0.00070187 | 57 | Commercial_2042_Economic_MW_Before Competition Groups_57 | High Efficiency Small Instantaneous Water Heater | 0.07019% | 0 | 1.6934 | Commercial_2042_Economic_MW_Before Competition Groups_High Efficiency Small Instantaneous Water Heater
Commercial | Com ¦ ENERGY STAR Dishwasher | 2042 | Economic | MW | Before Competition Groups | 1.6645 | 0 | 0 | 2412.7461 | 0.00068987 | 58 | Commercial_2042_Economic_MW_Before Competition Groups_58 | ENERGY STAR Dishwasher | 0.06899% | 0 | 1.6645 | Commercial_2042_Economic_MW_Before Competition Groups_ENERGY STAR Dishwasher
Commercial | Com ¦ ENERGY STAR Steam Cookers | 2042 | Economic | MW | Before Competition Groups | 1.5985 | 0 | 0 | 2412.7461 | 0.00066253 | 59 | Commercial_2042_Economic_MW_Before Competition Groups_59 | ENERGY STAR Steam Cookers | 0.06625% | 0 | 1.5985 | Commercial_2042_Economic_MW_Before Competition Groups_ENERGY STAR Steam Cookers
Commercial | Com ¦ Outside Air Economizer | 2042 | Technical | MW | Before Competition Groups | 2.0177 | 0 | 0 | 3185.1456 | 0.00063346 | 65 | Commercial_2042_Technical_MW_Before Competition Groups_65 | Outside Air Economizer | 0.06335% | 0 | 2.0177 | Commercial_2042_Technical_MW_Before Competition Groups_Outside Air Economizer
Commercial | Com ¦ Room AC (w/ louvered sides) 14 SEER from 12 SEER code | 2042 | Technical | MW | Before Competition Groups | 2.0027 | 0 | 0 | 3185.1456 | 0.00062875 | 66 | Commercial_2042_Technical_MW_Before Competition Groups_66 | Room AC (w/ louvered sides) 14 SEER from 12 SEER code | 0.06287% | 0 | 2.0027 | Commercial_2042_Technical_MW_Before Competition Groups_Room AC (w/ louvered sides) 14 SEER from 12 SEER code
Commercial | Com ¦ Refrigeration Commissioning | 2042 | Achievable | MW | Before Competition Groups | 1.1472 | 0 | 0 | 1887.9343 | 0.00060767 | 52 | Commercial_2042_Achievable_MW_Before Competition Groups_52 | Refrigeration Commissioning | 0.06077% | 0 | 1.1472 | Commercial_2042_Achievable_MW_Before Competition Groups_Refrigeration Commissioning
Commercial | Com ¦ ENERGY STAR Steam Cookers | 2042 | Achievable | MW | Before Competition Groups | 1.1471 | 0 | 0 | 1887.9343 | 0.0006076 | 53 | Commercial_2042_Achievable_MW_Before Competition Groups_53 | ENERGY STAR Steam Cookers | 0.06076% | 0 | 1.1471 | Commercial_2042_Achievable_MW_Before Competition Groups_ENERGY STAR Steam Cookers
Commercial | Com ¦ Water Heating (DHW) Pipe Insulation (Add 3/4\ Foam)" | 2042 | Technical | MW | Before Competition Groups | 1.8044 | 0 | 0 | 3185.1456 | 0.0005665 | 67 | Commercial_2042_Technical_MW_Before Competition Groups_67 | Water Heating (DHW) Pipe Insulation (Add 3/4\ Foam)" | 0.05665% | 0 | 1.8044 | Commercial_2042_Technical_MW_Before Competition Groups_Water Heating (DHW) Pipe Insulation (Add 3/4\ Foam)"
Commercial | Com ¦ ENERGY STAR Dishwasher | 2042 | Achievable | MW | Before Competition Groups | 1.0554 | 0 | 0 | 1887.9343 | 0.00055902 | 54 | Commercial_2042_Achievable_MW_Before Competition Groups_54 | ENERGY STAR Dishwasher | 0.0559% | 0 | 1.0554 | Commercial_2042_Achievable_MW_Before Competition Groups_ENERGY STAR Dishwasher
Commercial | Com ¦ High Efficiency Small Instantaneous Water Heater | 2042 | Technical | MW | Before Competition Groups | 1.6934 | 0 | 0 | 3185.1456 | 0.00053167 | 68 | Commercial_2042_Technical_MW_Before Competition Groups_68 | High Efficiency Small Instantaneous Water Heater | 0.05317% | 0 | 1.6934 | Commercial_2042_Technical_MW_Before Competition Groups_High Efficiency Small Instantaneous Water Heater
Commercial | Com ¦ Roof Insulation/Ceiling Insulation (R25 Code to R35) | 2042 | Economic | MW | Before Competition Groups | 1.2798 | 0 | 0 | 2412.7461 | 0.00053045 | 60 | Commercial_2042_Economic_MW_Before Competition Groups_60 | Roof Insulation/Ceiling Insulation (R25 Code to R35) | 0.05304% | 0 | 1.2798 | Commercial_2042_Economic_MW_Before Competition Groups_Roof Insulation/Ceiling Insulation (R25 Code to R35)
Commercial | Com ¦ ENERGY STAR Dishwasher | 2042 | Technical | MW | Before Competition Groups | 1.6645 | 0 | 0 | 3185.1456 | 0.00052258 | 69 | Commercial_2042_Technical_MW_Before Competition Groups_69 | ENERGY STAR Dishwasher | 0.05226% | 0 | 1.6645 | Commercial_2042_Technical_MW_Before Competition Groups_ENERGY STAR Dishwasher
Commercial | Com ¦ High R-Value Glass Doors/no-heat glass door | 2042 | Achievable | MW | Before Competition Groups | 0.97776 | 0 | 0 | 1887.9343 | 0.0005179 | 55 | Commercial_2042_Achievable_MW_Before Competition Groups_55 | High R-Value Glass Doors/no-heat glass door | 0.05179% | 0 | 0.97776 | Commercial_2042_Achievable_MW_Before Competition Groups_High R-Value Glass Doors/no-heat glass door
Commercial | Com ¦ Suction Pipe Insulation Freezer/Refrigerator | 2042 | Economic | MW | Before Competition Groups | 1.2385 | 0 | 0 | 2412.7461 | 0.00051332 | 61 | Commercial_2042_Economic_MW_Before Competition Groups_61 | Suction Pipe Insulation Freezer/Refrigerator | 0.05133% | 0 | 1.2385 | Commercial_2042_Economic_MW_Before Competition Groups_Suction Pipe Insulation Freezer/Refrigerator
Commercial | Com ¦ ENERGY STAR Steam Cookers | 2042 | Technical | MW | Before Competition Groups | 1.5985 | 0 | 0 | 3185.1456 | 0.00050187 | 70 | Commercial_2042_Technical_MW_Before Competition Groups_70 | ENERGY STAR Steam Cookers | 0.05019% | 0 | 1.5985 | Commercial_2042_Technical_MW_Before Competition Groups_ENERGY STAR Steam Cookers
Commercial | Com ¦ Door Gasket Freezer/Refrigerator | 2042 | Economic | MW | Before Competition Groups | 1.1281 | 0 | 0 | 2412.7461 | 0.00046755 | 62 | Commercial_2042_Economic_MW_Before Competition Groups_62 | Door Gasket Freezer/Refrigerator | 0.04676% | 0 | 1.1281 | Commercial_2042_Economic_MW_Before Competition Groups_Door Gasket Freezer/Refrigerator
Commercial | Com ¦ LED RECESSED DOWNLIGHTS | 2042 | Technical | MW | Before Competition Groups | 1.4582 | 0 | 0 | 3185.1456 | 0.0004578 | 71 | Commercial_2042_Technical_MW_Before Competition Groups_71 | LED RECESSED DOWNLIGHTS | 0.04578% | 0 | 1.4582 | Commercial_2042_Technical_MW_Before Competition Groups_LED RECESSED DOWNLIGHTS
Commercial | Com ¦ Ozone Laundry Treatment | 2042 | Achievable | MW | Before Competition Groups | 0.82588 | 0 | 0 | 1887.9343 | 0.00043745 | 56 | Commercial_2042_Achievable_MW_Before Competition Groups_56 | Ozone Laundry Treatment | 0.04375% | 0 | 0.82588 | Commercial_2042_Achievable_MW_Before Competition Groups_Ozone Laundry Treatment
Commercial | Com ¦ HOTEL OCCUPANCY CONTROLS (HVAC + LIGHTING) | 2042 | Achievable | MW | Before Competition Groups | 0.77224 | 0 | 0 | 1887.9343 | 0.00040904 | 57 | Commercial_2042_Achievable_MW_Before Competition Groups_57 | HOTEL OCCUPANCY CONTROLS (HVAC + LIGHTING) | 0.0409% | 0 | 0.77224 | Commercial_2042_Achievable_MW_Before Competition Groups_HOTEL OCCUPANCY CONTROLS (HVAC + LIGHTING)
Commercial | Com ¦ Thermostat Setback | 2042 | Achievable | MW | Before Competition Groups | 0.76256 | 0 | 0 | 1887.9343 | 0.00040391 | 58 | Commercial_2042_Achievable_MW_Before Competition Groups_58 | Thermostat Setback | 0.04039% | 0 | 0.76256 | Commercial_2042_Achievable_MW_Before Competition Groups_Thermostat Setback
Commercial | Com ¦ LED RECESSED DOWNLIGHTS | 2042 | Achievable | MW | Before Competition Groups | 0.73527 | 0 | 0 | 1887.9343 | 0.00038946 | 59 | Commercial_2042_Achievable_MW_Before Competition Groups_59 | LED RECESSED DOWNLIGHTS | 0.03895% | 0 | 0.73527 | Commercial_2042_Achievable_MW_Before Competition Groups_LED RECESSED DOWNLIGHTS
Commercial | Com ¦ Suction Pipe Insulation Freezer/Refrigerator | 2042 | Technical | MW | Before Competition Groups | 1.2385 | 0 | 0 | 3185.1456 | 0.00038884 | 72 | Commercial_2042_Technical_MW_Before Competition Groups_72 | Suction Pipe Insulation Freezer/Refrigerator | 0.03888% | 0 | 1.2385 | Commercial_2042_Technical_MW_Before Competition Groups_Suction Pipe Insulation Freezer/Refrigerator
Commercial | Com ¦ Thermostat Setback | 2042 | Economic | MW | Before Competition Groups | 0.84902 | 0 | 0 | 2412.7461 | 0.00035189 | 63 | Commercial_2042_Economic_MW_Before Competition Groups_63 | Thermostat Setback | 0.03519% | 0 | 0.84902 | Commercial_2042_Economic_MW_Before Competition Groups_Thermostat Setback
Commercial | Com ¦ Ozone Laundry Treatment | 2042 | Economic | MW | Before Competition Groups | 0.83068 | 0 | 0 | 2412.7461 | 0.00034429 | 64 | Commercial_2042_Economic_MW_Before Competition Groups_64 | Ozone Laundry Treatment | 0.03443% | 0 | 0.83068 | Commercial_2042_Economic_MW_Before Competition Groups_Ozone Laundry Treatment
Commercial | Com ¦ Evaporator Coil Defrost (Cooler) | 2042 | Technical | MW | Before Competition Groups | 1.0545 | 0 | 0 | 3185.1456 | 0.00033107 | 73 | Commercial_2042_Technical_MW_Before Competition Groups_73 | Evaporator Coil Defrost (Cooler) | 0.03311% | 0 | 1.0545 | Commercial_2042_Technical_MW_Before Competition Groups_Evaporator Coil Defrost (Cooler)
Commercial | Com ¦ PTAC (12 EER/10,000 BTU) | 2042 | Economic | MW | Before Competition Groups | 0.65702 | 0 | 0 | 2412.7461 | 0.00027231 | 65 | Commercial_2042_Economic_MW_Before Competition Groups_65 | PTAC (12 EER/10,000 BTU) | 0.02723% | 0 | 0.65702 | Commercial_2042_Economic_MW_Before Competition Groups_PTAC (12 EER/10,000 BTU)
Commercial | Com ¦ Thermostat Setback | 2042 | Technical | MW | Before Competition Groups | 0.84902 | 0 | 0 | 3185.1456 | 0.00026656 | 74 | Commercial_2042_Technical_MW_Before Competition Groups_74 | Thermostat Setback | 0.02666% | 0 | 0.84902 | Commercial_2042_Technical_MW_Before Competition Groups_Thermostat Setback
Commercial | Com ¦ LED RECESSED DOWNLIGHTS | 2042 | Economic | MW | Before Competition Groups | 0.6397 | 0 | 0 | 2412.7461 | 0.00026513 | 66 | Commercial_2042_Economic_MW_Before Competition Groups_66 | LED RECESSED DOWNLIGHTS | 0.02651% | 0 | 0.6397 | Commercial_2042_Economic_MW_Before Competition Groups_LED RECESSED DOWNLIGHTS
Commercial | Com ¦ Ozone Laundry Treatment | 2042 | Technical | MW | Before Competition Groups | 0.83068 | 0 | 0 | 3185.1456 | 0.0002608 | 75 | Commercial_2042_Technical_MW_Before Competition Groups_75 | Ozone Laundry Treatment | 0.02608% | 0 | 0.83068 | Commercial_2042_Technical_MW_Before Competition Groups_Ozone Laundry Treatment
Commercial | Com ¦ SYNCHRONOUS BELT | 2042 | Technical | MW | Before Competition Groups | 0.77224 | 0 | 0 | 3185.1456 | 0.00024245 | 76 | Commercial_2042_Technical_MW_Before Competition Groups_76 | SYNCHRONOUS BELT | 0.02425% | 0 | 0.77224 | Commercial_2042_Technical_MW_Before Competition Groups_SYNCHRONOUS BELT
Commercial | Com ¦ PTAC (12 EER/10,000 BTU) | 2042 | Achievable | MW | Before Competition Groups | 0.44504 | 0 | 0 | 1887.9343 | 0.00023573 | 60 | Commercial_2042_Achievable_MW_Before Competition Groups_60 | PTAC (12 EER/10,000 BTU) | 0.02357% | 0 | 0.44504 | Commercial_2042_Achievable_MW_Before Competition Groups_PTAC (12 EER/10,000 BTU)
Commercial | Com ¦ Wall Insulation | 2042 | Economic | MW | Before Competition Groups | 0.54838 | 0 | 0 | 2412.7461 | 0.00022729 | 67 | Commercial_2042_Economic_MW_Before Competition Groups_67 | Wall Insulation | 0.02273% | 0 | 0.54838 | Commercial_2042_Economic_MW_Before Competition Groups_Wall Insulation
Commercial | Com ¦ PTAC (12 EER/10,000 BTU) | 2042 | Technical | MW | Before Competition Groups | 0.72 | 0 | 0 | 3185.1456 | 0.00022605 | 77 | Commercial_2042_Technical_MW_Before Competition Groups_77 | PTAC (12 EER/10,000 BTU) | 0.0226% | 0 | 0.72 | Commercial_2042_Technical_MW_Before Competition Groups_PTAC (12 EER/10,000 BTU)
Commercial | Com ¦ Roof Insulation/Ceiling Insulation (R25 Code to R35) | 2042 | Achievable | MW | Before Competition Groups | 0.41782 | 0 | 0 | 1887.9343 | 0.00022131 | 61 | Commercial_2042_Achievable_MW_Before Competition Groups_61 | Roof Insulation/Ceiling Insulation (R25 Code to R35) | 0.02213% | 0 | 0.41782 | Commercial_2042_Achievable_MW_Before Competition Groups_Roof Insulation/Ceiling Insulation (R25 Code to R35)
Commercial | Com ¦ Solar Water Preheat (Pools/DHW) | 2042 | Economic | MW | Before Competition Groups | 0.52382 | 0 | 0 | 2412.7461 | 0.0002171 | 68 | Commercial_2042_Economic_MW_Before Competition Groups_68 | Solar Water Preheat (Pools/DHW) | 0.02171% | 0 | 0.52382 | Commercial_2042_Economic_MW_Before Competition Groups_Solar Water Preheat (Pools/DHW)
Commercial | COM ¦ Ductless Mini-Split Heat Pumps | 2042 | Economic | MW | Before Competition Groups | 0.5007 | 0 | 0 | 2412.7461 | 0.00020752 | 69 | Commercial_2042_Economic_MW_Before Competition Groups_69 | Ductless Mini-Split Heat Pumps | 0.02075% | 0 | 0.5007 | Commercial_2042_Economic_MW_Before Competition Groups_Ductless Mini-Split Heat Pumps
Commercial | COM ¦ Ductless Mini-Split Heat Pumps | 2042 | Achievable | MW | Before Competition Groups | 0.358 | 0 | 0 | 1887.9343 | 0.00018963 | 62 | Commercial_2042_Achievable_MW_Before Competition Groups_62 | Ductless Mini-Split Heat Pumps | 0.01896% | 0 | 0.358 | Commercial_2042_Achievable_MW_Before Competition Groups_Ductless Mini-Split Heat Pumps
Commercial | Com ¦ ECM MOTORS FOR HVAC APPLICATION (FAN-POWERED VAV BOX) | 2042 | Achievable | MW | Before Competition Groups | 0.34186 | 0 | 0 | 1887.9343 | 0.00018108 | 63 | Commercial_2042_Achievable_MW_Before Competition Groups_63 | ECM MOTORS FOR HVAC APPLICATION (FAN-POWERED VAV BOX) | 0.01811% | 0 | 0.34186 | Commercial_2042_Achievable_MW_Before Competition Groups_ECM MOTORS FOR HVAC APPLICATION (FAN-POWERED VAV BOX)
Commercial | Com ¦ Solar Water Preheat (Pools/DHW) | 2042 | Achievable | MW | Before Competition Groups | 0.33674 | 0 | 0 | 1887.9343 | 0.00017836 | 64 | Commercial_2042_Achievable_MW_Before Competition Groups_64 | Solar Water Preheat (Pools/DHW) | 0.01784% | 0 | 0.33674 | Commercial_2042_Achievable_MW_Before Competition Groups_Solar Water Preheat (Pools/DHW)
Commercial | Com ¦ Wall Insulation | 2042 | Technical | MW | Before Competition Groups | 0.56465 | 0 | 0 | 3185.1456 | 0.00017728 | 78 | Commercial_2042_Technical_MW_Before Competition Groups_78 | Wall Insulation | 0.01773% | 0 | 0.56465 | Commercial_2042_Technical_MW_Before Competition Groups_Wall Insulation
Commercial | Com ¦ Solar Preheat Make up Air | 2042 | Technical | MW | Before Competition Groups | 0.55866 | 0 | 0 | 3185.1456 | 0.00017539 | 79 | Commercial_2042_Technical_MW_Before Competition Groups_79 | Solar Preheat Make up Air | 0.01754% | 0 | 0.55866 | Commercial_2042_Technical_MW_Before Competition Groups_Solar Preheat Make up Air
Commercial | Com ¦ Solar Water Preheat (Pools/DHW) | 2042 | Technical | MW | Before Competition Groups | 0.52382 | 0 | 0 | 3185.1456 | 0.00016446 | 80 | Commercial_2042_Technical_MW_Before Competition Groups_80 | Solar Water Preheat (Pools/DHW) | 0.01645% | 0 | 0.52382 | Commercial_2042_Technical_MW_Before Competition Groups_Solar Water Preheat (Pools/DHW)
Commercial | Com ¦ High Efficiency Chiller (avg of water and air cooled) | 2042 | Technical | MW | Before Competition Groups | 0.52014 | 0 | 0 | 3185.1456 | 0.0001633 | 81 | Commercial_2042_Technical_MW_Before Competition Groups_81 | High Efficiency Chiller (avg of water and air cooled) | 0.01633% | 0 | 0.52014 | Commercial_2042_Technical_MW_Before Competition Groups_High Efficiency Chiller (avg of water and air cooled)
Commercial | Com ¦ Wall Insulation | 2042 | Achievable | MW | Before Competition Groups | 0.30288 | 0 | 0 | 1887.9343 | 0.00016043 | 65 | Commercial_2042_Achievable_MW_Before Competition Groups_65 | Wall Insulation | 0.01604% | 0 | 0.30288 | Commercial_2042_Achievable_MW_Before Competition Groups_Wall Insulation
Commercial | COM ¦ Ductless Mini-Split Heat Pumps | 2042 | Technical | MW | Before Competition Groups | 0.5007 | 0 | 0 | 3185.1456 | 0.0001572 | 82 | Commercial_2042_Technical_MW_Before Competition Groups_82 | Ductless Mini-Split Heat Pumps | 0.01572% | 0 | 0.5007 | Commercial_2042_Technical_MW_Before Competition Groups_Ductless Mini-Split Heat Pumps
Commercial | Com ¦ Heat Pump Water Heater (50 Gallons) | 2042 | Technical | MW | Before Competition Groups | 0.475 | 0 | 0 | 3185.1456 | 0.00014913 | 83 | Commercial_2042_Technical_MW_Before Competition Groups_83 | Heat Pump Water Heater (50 Gallons) | 0.01491% | 0 | 0.475 | Commercial_2042_Technical_MW_Before Competition Groups_Heat Pump Water Heater (50 Gallons)
Commercial | Com ¦ ECM MOTORS FOR HVAC APPLICATION (FAN-POWERED VAV BOX) | 2042 | Economic | MW | Before Competition Groups | 0.33297 | 0 | 0 | 2412.7461 | 0.000138 | 70 | Commercial_2042_Economic_MW_Before Competition Groups_70 | ECM MOTORS FOR HVAC APPLICATION (FAN-POWERED VAV BOX) | 0.0138% | 0 | 0.33297 | Commercial_2042_Economic_MW_Before Competition Groups_ECM MOTORS FOR HVAC APPLICATION (FAN-POWERED VAV BOX)
Commercial | Com ¦ SYNCHRONOUS BELT | 2042 | Economic | MW | Before Competition Groups | 0.32658 | 0 | 0 | 2412.7461 | 0.00013536 | 71 | Commercial_2042_Economic_MW_Before Competition Groups_71 | SYNCHRONOUS BELT | 0.01354% | 0 | 0.32658 | Commercial_2042_Economic_MW_Before Competition Groups_SYNCHRONOUS BELT
Commercial | Com ¦ Efficient compressor motor | 2042 | Technical | MW | Before Competition Groups | 0.42617 | 0 | 0 | 3185.1456 | 0.0001338 | 84 | Commercial_2042_Technical_MW_Before Competition Groups_84 | Efficient compressor motor | 0.01338% | 0 | 0.42617 | Commercial_2042_Technical_MW_Before Competition Groups_Efficient compressor motor
Commercial | Com ¦ Ground Source Heat Pump | 2042 | Economic | MW | Before Competition Groups | 0.31181 | 0 | 0 | 2412.7461 | 0.00012924 | 72 | Commercial_2042_Economic_MW_Before Competition Groups_72 | Ground Source Heat Pump | 0.01292% | 0 | 0.31181 | Commercial_2042_Economic_MW_Before Competition Groups_Ground Source Heat Pump
Commercial | Com ¦ Notched V belts for HVAC Systems | 2042 | Technical | MW | Before Competition Groups | 0.38612 | 0 | 0 | 3185.1456 | 0.00012123 | 85 | Commercial_2042_Technical_MW_Before Competition Groups_85 | Notched V belts for HVAC Systems | 0.01212% | 0 | 0.38612 | Commercial_2042_Technical_MW_Before Competition Groups_Notched V belts for HVAC Systems
Commercial | Com ¦ Efficient compressor motor | 2042 | Achievable | MW | Before Competition Groups | 0.225 | 0 | 0 | 1887.9343 | 0.00011918 | 66 | Commercial_2042_Achievable_MW_Before Competition Groups_66 | Efficient compressor motor | 0.01192% | 0 | 0.225 | Commercial_2042_Achievable_MW_Before Competition Groups_Efficient compressor motor
Commercial | Com ¦ Commercial Hot Food Holding Cabinets | 2042 | Technical | MW | Before Competition Groups | 0.37787 | 0 | 0 | 3185.1456 | 0.00011864 | 86 | Commercial_2042_Technical_MW_Before Competition Groups_86 | Commercial Hot Food Holding Cabinets | 0.01186% | 0 | 0.37787 | Commercial_2042_Technical_MW_Before Competition Groups_Commercial Hot Food Holding Cabinets
Commercial | Com ¦ High Efficiency Small Instantaneous Water Heater | 2042 | Achievable | MW | Before Competition Groups | 0.21989 | 0 | 0 | 1887.9343 | 0.00011647 | 67 | Commercial_2042_Achievable_MW_Before Competition Groups_67 | High Efficiency Small Instantaneous Water Heater | 0.01165% | 0 | 0.21989 | Commercial_2042_Achievable_MW_Before Competition Groups_High Efficiency Small Instantaneous Water Heater
Commercial | Com ¦ ECM MOTORS FOR HVAC APPLICATION (FAN-POWERED VAV BOX) | 2042 | Technical | MW | Before Competition Groups | 0.33371 | 0 | 0 | 3185.1456 | 0.00010477 | 87 | Commercial_2042_Technical_MW_Before Competition Groups_87 | ECM MOTORS FOR HVAC APPLICATION (FAN-POWERED VAV BOX) | 0.01048% | 0 | 0.33371 | Commercial_2042_Technical_MW_Before Competition Groups_ECM MOTORS FOR HVAC APPLICATION (FAN-POWERED VAV BOX)
Commercial | Com ¦ Auto Off Time Switch or Time Clock control | 2042 | Achievable | MW | Before Competition Groups | 0.19145 | 0 | 0 | 1887.9343 | 0.00010141 | 68 | Commercial_2042_Achievable_MW_Before Competition Groups_68 | Auto Off Time Switch or Time Clock control | 0.01014% | 0 | 0.19145 | Commercial_2042_Achievable_MW_Before Competition Groups_Auto Off Time Switch or Time Clock control
Commercial | Com ¦ Efficient compressor motor | 2042 | Economic | MW | Before Competition Groups | 0.2412 | 0 | 0 | 2412.7461 | 9.997e-05 | 73 | Commercial_2042_Economic_MW_Before Competition Groups_73 | Efficient compressor motor | 0.009997% | 0 | 0.2412 | Commercial_2042_Economic_MW_Before Competition Groups_Efficient compressor motor
Commercial | Com ¦ CEE Tier 2/Energy Star Clothes Washers | 2042 | Achievable | MW | Before Competition Groups | 0.1779 | 0 | 0 | 1887.9343 | 9.4232e-05 | 69 | Commercial_2042_Achievable_MW_Before Competition Groups_69 | CEE Tier 2/Energy Star Clothes Washers | 0.009423% | 0 | 0.1779 | Commercial_2042_Achievable_MW_Before Competition Groups_CEE Tier 2/Energy Star Clothes Washers
Commercial | Com ¦ HVAC Optimization | 2042 | Technical | MW | Before Competition Groups | 0.29037 | 0 | 0 | 3185.1456 | 9.1164e-05 | 88 | Commercial_2042_Technical_MW_Before Competition Groups_88 | HVAC Optimization | 0.009116% | 0 | 0.29037 | Commercial_2042_Technical_MW_Before Competition Groups_HVAC Optimization
Commercial | Com ¦ CEE Tier 2/Energy Star Clothes Washers | 2042 | Economic | MW | Before Competition Groups | 0.21517 | 0 | 0 | 2412.7461 | 8.9182e-05 | 74 | Commercial_2042_Economic_MW_Before Competition Groups_74 | CEE Tier 2/Energy Star Clothes Washers | 0.008918% | 0 | 0.21517 | Commercial_2042_Economic_MW_Before Competition Groups_CEE Tier 2/Energy Star Clothes Washers
Commercial | Com ¦ Notched V belts for HVAC Systems | 2042 | Economic | MW | Before Competition Groups | 0.21034 | 0 | 0 | 2412.7461 | 8.718e-05 | 75 | Commercial_2042_Economic_MW_Before Competition Groups_75 | Notched V belts for HVAC Systems | 0.008718% | 0 | 0.21034 | Commercial_2042_Economic_MW_Before Competition Groups_Notched V belts for HVAC Systems
Commercial | Com ¦ Auto Off Time Switch or Time Clock control | 2042 | Economic | MW | Before Competition Groups | 0.20035 | 0 | 0 | 2412.7461 | 8.3038e-05 | 76 | Commercial_2042_Economic_MW_Before Competition Groups_76 | Auto Off Time Switch or Time Clock control | 0.008304% | 0 | 0.20035 | Commercial_2042_Economic_MW_Before Competition Groups_Auto Off Time Switch or Time Clock control
Commercial | Com ¦ Demand controlled Circulating Systems | 2042 | Achievable | MW | Before Competition Groups | 0.15039 | 0 | 0 | 1887.9343 | 7.9658e-05 | 70 | Commercial_2042_Achievable_MW_Before Competition Groups_70 | Demand controlled Circulating Systems | 0.007966% | 0 | 0.15039 | Commercial_2042_Achievable_MW_Before Competition Groups_Demand controlled Circulating Systems
Commercial | Com ¦ HVAC Optimization | 2042 | Economic | MW | Before Competition Groups | 0.17395 | 0 | 0 | 2412.7461 | 7.2098e-05 | 77 | Commercial_2042_Economic_MW_Before Competition Groups_77 | HVAC Optimization | 0.00721% | 0 | 0.17395 | Commercial_2042_Economic_MW_Before Competition Groups_HVAC Optimization
Commercial | Com ¦ HVAC Optimization | 2042 | Achievable | MW | Before Competition Groups | 0.13436 | 0 | 0 | 1887.9343 | 7.1167e-05 | 71 | Commercial_2042_Achievable_MW_Before Competition Groups_71 | HVAC Optimization | 0.007117% | 0 | 0.13436 | Commercial_2042_Achievable_MW_Before Competition Groups_HVAC Optimization
Commercial | Com ¦ Notched V belts for HVAC Systems | 2042 | Achievable | MW | Before Competition Groups | 0.13198 | 0 | 0 | 1887.9343 | 6.9905e-05 | 72 | Commercial_2042_Achievable_MW_Before Competition Groups_72 | Notched V belts for HVAC Systems | 0.00699% | 0 | 0.13198 | Commercial_2042_Achievable_MW_Before Competition Groups_Notched V belts for HVAC Systems
Commercial | Com ¦ CEE Tier 2/Energy Star Clothes Washers | 2042 | Technical | MW | Before Competition Groups | 0.21517 | 0 | 0 | 3185.1456 | 6.7555e-05 | 89 | Commercial_2042_Technical_MW_Before Competition Groups_89 | CEE Tier 2/Energy Star Clothes Washers | 0.006756% | 0 | 0.21517 | Commercial_2042_Technical_MW_Before Competition Groups_CEE Tier 2/Energy Star Clothes Washers
Commercial | Com ¦ Energy Recovery Ventilation and Ventilation (Enhanced) | 2042 | Technical | MW | Before Competition Groups | 0.20214 | 0 | 0 | 3185.1456 | 6.3465e-05 | 90 | Commercial_2042_Technical_MW_Before Competition Groups_90 | Energy Recovery Ventilation and Ventilation (Enhanced) | 0.006346% | 0 | 0.20214 | Commercial_2042_Technical_MW_Before Competition Groups_Energy Recovery Ventilation and Ventilation (Enhanced)
Commercial | Com ¦ Auto Off Time Switch or Time Clock control | 2042 | Technical | MW | Before Competition Groups | 0.20035 | 0 | 0 | 3185.1456 | 6.2901e-05 | 91 | Commercial_2042_Technical_MW_Before Competition Groups_91 | Auto Off Time Switch or Time Clock control | 0.00629% | 0 | 0.20035 | Commercial_2042_Technical_MW_Before Competition Groups_Auto Off Time Switch or Time Clock control
Commercial | Com ¦ Solar Electric Water Heater (50 Gallon) | 2042 | Technical | MW | Before Competition Groups | 0.19409 | 0 | 0 | 3185.1456 | 6.0937e-05 | 92 | Commercial_2042_Technical_MW_Before Competition Groups_92 | Solar Electric Water Heater (50 Gallon) | 0.006094% | 0 | 0.19409 | Commercial_2042_Technical_MW_Before Competition Groups_Solar Electric Water Heater (50 Gallon)
Commercial | Com ¦ Commercial Hot Food Holding Cabinets | 2042 | Economic | MW | Before Competition Groups | 0.14283 | 0 | 0 | 2412.7461 | 5.9199e-05 | 78 | Commercial_2042_Economic_MW_Before Competition Groups_78 | Commercial Hot Food Holding Cabinets | 0.00592% | 0 | 0.14283 | Commercial_2042_Economic_MW_Before Competition Groups_Commercial Hot Food Holding Cabinets
Commercial | Com ¦ Commercial Hot Food Holding Cabinets | 2042 | Achievable | MW | Before Competition Groups | 0.10218 | 0 | 0 | 1887.9343 | 5.4121e-05 | 73 | Commercial_2042_Achievable_MW_Before Competition Groups_73 | Commercial Hot Food Holding Cabinets | 0.005412% | 0 | 0.10218 | Commercial_2042_Achievable_MW_Before Competition Groups_Commercial Hot Food Holding Cabinets
Commercial | Com ¦ Demand controlled Circulating Systems | 2042 | Economic | MW | Before Competition Groups | 0.1194 | 0 | 0 | 2412.7461 | 4.9488e-05 | 79 | Commercial_2042_Economic_MW_Before Competition Groups_79 | Demand controlled Circulating Systems | 0.004949% | 0 | 0.1194 | Commercial_2042_Economic_MW_Before Competition Groups_Demand controlled Circulating Systems
Commercial | Com ¦ Low Flow Pre-Rinse Spray Nozzle | 2042 | Economic | MW | Before Competition Groups | 0.11661 | 0 | 0 | 2412.7461 | 4.8329e-05 | 80 | Commercial_2042_Economic_MW_Before Competition Groups_80 | Low Flow Pre-Rinse Spray Nozzle | 0.004833% | 0 | 0.11661 | Commercial_2042_Economic_MW_Before Competition Groups_Low Flow Pre-Rinse Spray Nozzle
Commercial | Com ¦ High Efficiency Chiller (avg of water and air cooled) | 2042 | Achievable | MW | Before Competition Groups | 0.090312 | 0 | 0 | 1887.9343 | 4.7836e-05 | 74 | Commercial_2042_Achievable_MW_Before Competition Groups_74 | High Efficiency Chiller (avg of water and air cooled) | 0.004784% | 0 | 0.090312 | Commercial_2042_Achievable_MW_Before Competition Groups_High Efficiency Chiller (avg of water and air cooled)
Commercial | Com ¦ Low Flow Pre-Rinse Spray Nozzle | 2042 | Achievable | MW | Before Competition Groups | 0.089826 | 0 | 0 | 1887.9343 | 4.7579e-05 | 75 | Commercial_2042_Achievable_MW_Before Competition Groups_75 | Low Flow Pre-Rinse Spray Nozzle | 0.004758% | 0 | 0.089826 | Commercial_2042_Achievable_MW_Before Competition Groups_Low Flow Pre-Rinse Spray Nozzle
Commercial | Com ¦ Room AC (w/ louvered sides) 14 SEER from 12 SEER code | 2042 | Achievable | MW | Before Competition Groups | 0.081332 | 0 | 0 | 1887.9343 | 4.308e-05 | 76 | Commercial_2042_Achievable_MW_Before Competition Groups_76 | Room AC (w/ louvered sides) 14 SEER from 12 SEER code | 0.004308% | 0 | 0.081332 | Commercial_2042_Achievable_MW_Before Competition Groups_Room AC (w/ louvered sides) 14 SEER from 12 SEER code
Commercial | Com ¦ Demand controlled Circulating Systems | 2042 | Technical | MW | Before Competition Groups | 0.1194 | 0 | 0 | 3185.1456 | 3.7487e-05 | 93 | Commercial_2042_Technical_MW_Before Competition Groups_93 | Demand controlled Circulating Systems | 0.003749% | 0 | 0.1194 | Commercial_2042_Technical_MW_Before Competition Groups_Demand controlled Circulating Systems
Commercial | Com ¦ Low Flow Pre-Rinse Spray Nozzle | 2042 | Technical | MW | Before Competition Groups | 0.11661 | 0 | 0 | 3185.1456 | 3.6609e-05 | 94 | Commercial_2042_Technical_MW_Before Competition Groups_94 | Low Flow Pre-Rinse Spray Nozzle | 0.003661% | 0 | 0.11661 | Commercial_2042_Technical_MW_Before Competition Groups_Low Flow Pre-Rinse Spray Nozzle
Commercial | Com ¦ High Efficiency Chiller (avg of water and air cooled) | 2042 | Economic | MW | Before Competition Groups | 0.086172 | 0 | 0 | 2412.7461 | 3.5715e-05 | 81 | Commercial_2042_Economic_MW_Before Competition Groups_81 | High Efficiency Chiller (avg of water and air cooled) | 0.003572% | 0 | 0.086172 | Commercial_2042_Economic_MW_Before Competition Groups_High Efficiency Chiller (avg of water and air cooled)
Commercial | Com ¦ Room AC (w/ louvered sides) 14 SEER from 12 SEER code | 2042 | Economic | MW | Before Competition Groups | 0.074148 | 0 | 0 | 2412.7461 | 3.0732e-05 | 82 | Commercial_2042_Economic_MW_Before Competition Groups_82 | Room AC (w/ louvered sides) 14 SEER from 12 SEER code | 0.003073% | 0 | 0.074148 | Commercial_2042_Economic_MW_Before Competition Groups_Room AC (w/ louvered sides) 14 SEER from 12 SEER code
Commercial | Com ¦ Condensing Unit Heaters or other Efficient Unit Heating System | 2042 | Achievable | MW | Before Competition Groups | 0.050998 | 0 | 0 | 1887.9343 | 2.7013e-05 | 77 | Commercial_2042_Achievable_MW_Before Competition Groups_77 | Condensing Unit Heaters or other Efficient Unit Heating System | 0.002701% | 0 | 0.050998 | Commercial_2042_Achievable_MW_Before Competition Groups_Condensing Unit Heaters or other Efficient Unit Heating System
Commercial | Com ¦ Energy Recovery Ventilation and Ventilation (Enhanced) | 2042 | Achievable | MW | Before Competition Groups | 0.037014 | 0 | 0 | 1887.9343 | 1.9606e-05 | 78 | Commercial_2042_Achievable_MW_Before Competition Groups_78 | Energy Recovery Ventilation and Ventilation (Enhanced) | 0.001961% | 0 | 0.037014 | Commercial_2042_Achievable_MW_Before Competition Groups_Energy Recovery Ventilation and Ventilation (Enhanced)
Commercial | Com ¦ SYNCHRONOUS BELT | 2042 | Achievable | MW | Before Competition Groups | 0.036219 | 0 | 0 | 1887.9343 | 1.9184e-05 | 79 | Commercial_2042_Achievable_MW_Before Competition Groups_79 | SYNCHRONOUS BELT | 0.001918% | 0 | 0.036219 | Commercial_2042_Achievable_MW_Before Competition Groups_SYNCHRONOUS BELT
Commercial | Com ¦ VSD Air Compressor | 2042 | Economic | MW | Before Competition Groups | 0.04086 | 0 | 0 | 2412.7461 | 1.6935e-05 | 83 | Commercial_2042_Economic_MW_Before Competition Groups_83 | VSD Air Compressor | 0.001694% | 0 | 0.04086 | Commercial_2042_Economic_MW_Before Competition Groups_VSD Air Compressor
Commercial | Com ¦ Condensing Unit Heaters or other Efficient Unit Heating System | 2042 | Economic | MW | Before Competition Groups | 0.040791 | 0 | 0 | 2412.7461 | 1.6907e-05 | 84 | Commercial_2042_Economic_MW_Before Competition Groups_84 | Condensing Unit Heaters or other Efficient Unit Heating System | 0.001691% | 0 | 0.040791 | Commercial_2042_Economic_MW_Before Competition Groups_Condensing Unit Heaters or other Efficient Unit Heating System
Commercial | Com ¦ VSD Air Compressor | 2042 | Achievable | MW | Before Competition Groups | 0.031313 | 0 | 0 | 1887.9343 | 1.6586e-05 | 80 | Commercial_2042_Achievable_MW_Before Competition Groups_80 | VSD Air Compressor | 0.001659% | 0 | 0.031313 | Commercial_2042_Achievable_MW_Before Competition Groups_VSD Air Compressor
Commercial | Com ¦ eCube | 2042 | Technical | MW | Before Competition Groups | 0.042158 | 0 | 0 | 3185.1456 | 1.3236e-05 | 95 | Commercial_2042_Technical_MW_Before Competition Groups_95 | eCube | 0.001324% | 0 | 0.042158 | Commercial_2042_Technical_MW_Before Competition Groups_eCube
Commercial | Com ¦ VSD Air Compressor | 2042 | Technical | MW | Before Competition Groups | 0.04086 | 0 | 0 | 3185.1456 | 1.2828e-05 | 96 | Commercial_2042_Technical_MW_Before Competition Groups_96 | VSD Air Compressor | 0.001283% | 0 | 0.04086 | Commercial_2042_Technical_MW_Before Competition Groups_VSD Air Compressor
Commercial | Com ¦ Condensing Unit Heaters or other Efficient Unit Heating System | 2042 | Technical | MW | Before Competition Groups | 0.040791 | 0 | 0 | 3185.1456 | 1.2807e-05 | 97 | Commercial_2042_Technical_MW_Before Competition Groups_97 | Condensing Unit Heaters or other Efficient Unit Heating System | 0.001281% | 0 | 0.040791 | Commercial_2042_Technical_MW_Before Competition Groups_Condensing Unit Heaters or other Efficient Unit Heating System
Commercial | Com ¦ EC Plug Fan for Data Center (under cabinet) | 2042 | Economic | MW | Before Competition Groups | 0.028987 | 0 | 0 | 2412.7461 | 1.2014e-05 | 85 | Commercial_2042_Economic_MW_Before Competition Groups_85 | EC Plug Fan for Data Center (under cabinet) | 0.001201% | 0 | 0.028987 | Commercial_2042_Economic_MW_Before Competition Groups_EC Plug Fan for Data Center (under cabinet)
Commercial | Com ¦ EC Plug Fan for Data Center (under cabinet) | 2042 | Achievable | MW | Before Competition Groups | 0.019047 | 0 | 0 | 1887.9343 | 1.0089e-05 | 81 | Commercial_2042_Achievable_MW_Before Competition Groups_81 | EC Plug Fan for Data Center (under cabinet) | 0.001009% | 0 | 0.019047 | Commercial_2042_Achievable_MW_Before Competition Groups_EC Plug Fan for Data Center (under cabinet)
Commercial | Com ¦ EC Plug Fan for Data Center (under cabinet) | 2042 | Technical | MW | Before Competition Groups | 0.028987 | 0 | 0 | 3185.1456 | 9.1006e-06 | 98 | Commercial_2042_Technical_MW_Before Competition Groups_98 | EC Plug Fan for Data Center (under cabinet) | 0.0009101% | 0 | 0.028987 | Commercial_2042_Technical_MW_Before Competition Groups_EC Plug Fan for Data Center (under cabinet)
Commercial | Com ¦ Ground Source Heat Pump | 2042 | Achievable | MW | Before Competition Groups | 0.010228 | 0 | 0 | 1887.9343 | 5.4176e-06 | 82 | Commercial_2042_Achievable_MW_Before Competition Groups_82 | Ground Source Heat Pump | 0.0005418% | 0 | 0.010228 | Commercial_2042_Achievable_MW_Before Competition Groups_Ground Source Heat Pump
Commercial | Com ¦ Air Curtains | 2042 | Achievable | MW | Before Competition Groups | 0.0082482 | 0 | 0 | 1887.9343 | 4.3689e-06 | 83 | Commercial_2042_Achievable_MW_Before Competition Groups_83 | Air Curtains | 0.0004369% | 0 | 0.0082482 | Commercial_2042_Achievable_MW_Before Competition Groups_Air Curtains
Commercial | Com ¦ Exterior Photocell | 2042 | Technical | MW | Before Competition Groups | 0.013239 | 0 | 0 | 3185.1456 | 4.1564e-06 | 99 | Commercial_2042_Technical_MW_Before Competition Groups_99 | Exterior Photocell | 0.0004156% | 0 | 0.013239 | Commercial_2042_Technical_MW_Before Competition Groups_Exterior Photocell
Commercial | Com ¦ Air Curtains | 2042 | Economic | MW | Before Competition Groups | 0.0084489 | 0 | 0 | 2412.7461 | 3.5018e-06 | 86 | Commercial_2042_Economic_MW_Before Competition Groups_86 | Air Curtains | 0.0003502% | 0 | 0.0084489 | Commercial_2042_Economic_MW_Before Competition Groups_Air Curtains
Commercial | Com ¦ Air Curtains | 2042 | Technical | MW | Before Competition Groups | 0.0084489 | 0 | 0 | 3185.1456 | 2.6526e-06 | 100 | Commercial_2042_Technical_MW_Before Competition Groups_100 | Air Curtains | 0.0002653% | 0 | 0.0084489 | Commercial_2042_Technical_MW_Before Competition Groups_Air Curtains
Commercial | Com ¦ High Efficiency Induction Cooking | 2042 | Technical | MW | Before Competition Groups | 0.0015365 | 0 | 0 | 3185.1456 | 4.824e-07 | 101 | Commercial_2042_Technical_MW_Before Competition Groups_101 | High Efficiency Induction Cooking | 4.824e-05% | 0 | 0.0015365 | Commercial_2042_Technical_MW_Before Competition Groups_High Efficiency Induction Cooking
Commercial | Com ¦ Electric Convection Combination Ovens | 2042 | Achievable | MW | Before Competition Groups | 0.0004432 | 0 | 0 | 1887.9343 | 2.3476e-07 | 84 | Commercial_2042_Achievable_MW_Before Competition Groups_84 | Electric Convection Combination Ovens | 2.348e-05% | 0 | 0.0004432 | Commercial_2042_Achievable_MW_Before Competition Groups_Electric Convection Combination Ovens
Commercial | Com ¦ Electric Convection Combination Ovens | 2042 | Economic | MW | Before Competition Groups | 0.00052834 | 0 | 0 | 2412.7461 | 2.1898e-07 | 87 | Commercial_2042_Economic_MW_Before Competition Groups_87 | Electric Convection Combination Ovens | 2.19e-05% | 0 | 0.00052834 | Commercial_2042_Economic_MW_Before Competition Groups_Electric Convection Combination Ovens
Commercial | Com ¦ Electric Convection Combination Ovens | 2042 | Technical | MW | Before Competition Groups | 0.00052834 | 0 | 0 | 3185.1456 | 1.6588e-07 | 102 | Commercial_2042_Technical_MW_Before Competition Groups_102 | Electric Convection Combination Ovens | 1.659e-05% | 0 | 0.00052834 | Commercial_2042_Technical_MW_Before Competition Groups_Electric Convection Combination Ovens
Commercial | Com ¦ LLLC - Low Impact Application | 2042 | Achievable | MW | Before Competition Groups | 1.107e-19 | 0 | 0 | 1887.9343 | 5.8638e-23 | 85 | Commercial_2042_Achievable_MW_Before Competition Groups_85 | LLLC - Low Impact Application | 5.864e-21% | 0 | 1.107e-19 | Commercial_2042_Achievable_MW_Before Competition Groups_LLLC - Low Impact Application
Commercial | Com ¦ LLLC - High Impact Application | 2042 | Achievable | MW | Before Competition Groups | 5.3724e-20 | 0 | 0 | 1887.9343 | 2.8457e-23 | 86 | Commercial_2042_Achievable_MW_Before Competition Groups_86 | LLLC - High Impact Application | 2.846e-21% | 0 | 5.3724e-20 | Commercial_2042_Achievable_MW_Before Competition Groups_LLLC - High Impact Application
Commercial | Com ¦ Networked/Connected - High Impact Application | 2042 | Achievable | MW | Before Competition Groups | 1.233e-21 | 0 | 0 | 1887.9343 | 6.5311e-25 | 87 | Commercial_2042_Achievable_MW_Before Competition Groups_87 | Networked/Connected - High Impact Application | 6.531e-23% | 0 | 1.233e-21 | Commercial_2042_Achievable_MW_Before Competition Groups_Networked/Connected - High Impact Application
Commercial | Com ¦ Networked/Connected - Low Impact Application | 2042 | Achievable | MW | Before Competition Groups | 5.2627e-22 | 0 | 0 | 1887.9343 | 2.7875e-25 | 88 | Commercial_2042_Achievable_MW_Before Competition Groups_88 | Networked/Connected - Low Impact Application | 2.788e-23% | 0 | 5.2627e-22 | Commercial_2042_Achievable_MW_Before Competition Groups_Networked/Connected - Low Impact Application
Industrial | Ind ¦ Air Leak Survey and Repair | 2023 | Economic | GWh | Before Competition Groups | 587.3244 | 0 | 0 | 2899.6822 | 0.20255 | 1 | Industrial_2023_Economic_GWh_Before Competition Groups_1 | Air Leak Survey and Repair | 20.25% | 0 | 587.3244 | Industrial_2023_Economic_GWh_Before Competition Groups_Air Leak Survey and Repair
Industrial | Ind ¦ Pump System Optimization | 2023 | Achievable | GWh | Before Competition Groups | 31.9682 | 0 | 0 | 183.9075 | 0.17383 | 1 | Industrial_2023_Achievable_GWh_Before Competition Groups_1 | Pump System Optimization | 17.38% | 0 | 31.9682 | Industrial_2023_Achievable_GWh_Before Competition Groups_Pump System Optimization
Industrial | Ind ¦ Recommissioning | 2023 | Economic | GWh | Before Competition Groups | 458.1198 | 0 | 0 | 2899.6822 | 0.15799 | 2 | Industrial_2023_Economic_GWh_Before Competition Groups_2 | Recommissioning | 15.8% | 0 | 458.1198 | Industrial_2023_Economic_GWh_Before Competition Groups_Recommissioning
Industrial | Ind ¦ SEM | 2023 | Economic | GWh | Before Competition Groups | 458.1198 | 0 | 0 | 2899.6822 | 0.15799 | 3 | Industrial_2023_Economic_GWh_Before Competition Groups_3 | SEM | 15.8% | 0 | 458.1198 | Industrial_2023_Economic_GWh_Before Competition Groups_SEM
Industrial | Ind ¦ Air Leak Survey and Repair | 2023 | Achievable | GWh | Before Competition Groups | 25.4509 | 0 | 0 | 183.9075 | 0.13839 | 2 | Industrial_2023_Achievable_GWh_Before Competition Groups_2 | Air Leak Survey and Repair | 13.84% | 0 | 25.4509 | Industrial_2023_Achievable_GWh_Before Competition Groups_Air Leak Survey and Repair
Industrial | Ind ¦ Air Leak Survey and Repair | 2023 | Technical | GWh | Before Competition Groups | 587.3244 | 0 | 0 | 4719.1607 | 0.12446 | 1 | Industrial_2023_Technical_GWh_Before Competition Groups_1 | Air Leak Survey and Repair | 12.45% | 0 | 587.3244 | Industrial_2023_Technical_GWh_Before Competition Groups_Air Leak Survey and Repair
Industrial | Ind ¦ Air Compressor Optimization | 2023 | Achievable | GWh | Before Competition Groups | 22.4865 | 0 | 0 | 183.9075 | 0.12227 | 3 | Industrial_2023_Achievable_GWh_Before Competition Groups_3 | Air Compressor Optimization | 12.23% | 0 | 22.4865 | Industrial_2023_Achievable_GWh_Before Competition Groups_Air Compressor Optimization
Industrial | Ind ¦ Pump System Optimization | 2023 | Technical | GWh | Before Competition Groups | 555.1591 | 0 | 0 | 4719.1607 | 0.11764 | 2 | Industrial_2023_Technical_GWh_Before Competition Groups_2 | Pump System Optimization | 11.76% | 0 | 555.1591 | Industrial_2023_Technical_GWh_Before Competition Groups_Pump System Optimization
Industrial | Ind ¦ Recommissioning | 2023 | Achievable | GWh | Before Competition Groups | 19.9465 | 0 | 0 | 183.9075 | 0.10846 | 4 | Industrial_2023_Achievable_GWh_Before Competition Groups_4 | Recommissioning | 10.85% | 0 | 19.9465 | Industrial_2023_Achievable_GWh_Before Competition Groups_Recommissioning
Industrial | Ind ¦ SEM | 2023 | Achievable | GWh | Before Competition Groups | 19.9465 | 0 | 0 | 183.9075 | 0.10846 | 5 | Industrial_2023_Achievable_GWh_Before Competition Groups_5 | SEM | 10.85% | 0 | 19.9465 | Industrial_2023_Achievable_GWh_Before Competition Groups_SEM
Industrial | Ind ¦ Air Compressor Optimization | 2023 | Economic | GWh | Before Competition Groups | 301.1256 | 0 | 0 | 2899.6822 | 0.10385 | 4 | Industrial_2023_Economic_GWh_Before Competition Groups_4 | Air Compressor Optimization | 10.38% | 0 | 301.1256 | Industrial_2023_Economic_GWh_Before Competition Groups_Air Compressor Optimization
Industrial | Ind ¦ Recommissioning | 2023 | Technical | GWh | Before Competition Groups | 458.1198 | 0 | 0 | 4719.1607 | 0.097077 | 3 | Industrial_2023_Technical_GWh_Before Competition Groups_3 | Recommissioning | 9.708% | 0 | 458.1198 | Industrial_2023_Technical_GWh_Before Competition Groups_Recommissioning
Industrial | Ind ¦ SEM | 2023 | Technical | GWh | Before Competition Groups | 458.1198 | 0 | 0 | 4719.1607 | 0.097077 | 4 | Industrial_2023_Technical_GWh_Before Competition Groups_4 | SEM | 9.708% | 0 | 458.1198 | Industrial_2023_Technical_GWh_Before Competition Groups_SEM
Industrial | Ind ¦ HE Lighting | 2023 | Technical | GWh | Before Competition Groups | 438.5915 | 0 | 0 | 4719.1607 | 0.092938 | 5 | Industrial_2023_Technical_GWh_Before Competition Groups_5 | HE Lighting | 9.294% | 0 | 438.5915 | Industrial_2023_Technical_GWh_Before Competition Groups_HE Lighting
Industrial | Ind ¦ Efficient Compressed Air Nozzles | 2023 | Economic | GWh | Before Competition Groups | 254.5451 | 0 | 0 | 2899.6822 | 0.087784 | 5 | Industrial_2023_Economic_GWh_Before Competition Groups_5 | Efficient Compressed Air Nozzles | 8.778% | 0 | 254.5451 | Industrial_2023_Economic_GWh_Before Competition Groups_Efficient Compressed Air Nozzles
Industrial | Ind ¦ Pump Equipment Upgrade | 2023 | Achievable | GWh | Before Competition Groups | 15.0137 | 0 | 0 | 183.9075 | 0.081637 | 6 | Industrial_2023_Achievable_GWh_Before Competition Groups_6 | Pump Equipment Upgrade | 8.164% | 0 | 15.0137 | Industrial_2023_Achievable_GWh_Before Competition Groups_Pump Equipment Upgrade
Industrial | Ind ¦ High Efficiency HVAC Fans | 2023 | Achievable | GWh | Before Competition Groups | 12.3421 | 0 | 0 | 183.9075 | 0.06711 | 7 | Industrial_2023_Achievable_GWh_Before Competition Groups_7 | High Efficiency HVAC Fans | 6.711% | 0 | 12.3421 | Industrial_2023_Achievable_GWh_Before Competition Groups_High Efficiency HVAC Fans
Industrial | Ind ¦ High Efficiency HVAC Fans | 2023 | Economic | GWh | Before Competition Groups | 188.5059 | 0 | 0 | 2899.6822 | 0.065009 | 6 | Industrial_2023_Economic_GWh_Before Competition Groups_6 | High Efficiency HVAC Fans | 6.501% | 0 | 188.5059 | Industrial_2023_Economic_GWh_Before Competition Groups_High Efficiency HVAC Fans
Industrial | Ind ¦ Air Compressor Optimization | 2023 | Technical | GWh | Before Competition Groups | 301.1256 | 0 | 0 | 4719.1607 | 0.063809 | 6 | Industrial_2023_Technical_GWh_Before Competition Groups_6 | Air Compressor Optimization | 6.381% | 0 | 301.1256 | Industrial_2023_Technical_GWh_Before Competition Groups_Air Compressor Optimization
Industrial | Ind ¦ Pump Equipment Upgrade | 2023 | Technical | GWh | Before Competition Groups | 282.8197 | 0 | 0 | 4719.1607 | 0.05993 | 7 | Industrial_2023_Technical_GWh_Before Competition Groups_7 | Pump Equipment Upgrade | 5.993% | 0 | 282.8197 | Industrial_2023_Technical_GWh_Before Competition Groups_Pump Equipment Upgrade
Industrial | Ind ¦ Process Optimization (Elec) | 2023 | Economic | GWh | Before Competition Groups | 169.4007 | 0 | 0 | 2899.6822 | 0.05842 | 7 | Industrial_2023_Economic_GWh_Before Competition Groups_7 | Process Optimization (Elec) | 5.842% | 0 | 169.4007 | Industrial_2023_Economic_GWh_Before Competition Groups_Process Optimization (Elec)
Industrial | Ind ¦ Efficient Compressed Air Nozzles | 2023 | Technical | GWh | Before Competition Groups | 254.5451 | 0 | 0 | 4719.1607 | 0.053939 | 8 | Industrial_2023_Technical_GWh_Before Competition Groups_8 | Efficient Compressed Air Nozzles | 5.394% | 0 | 254.5451 | Industrial_2023_Technical_GWh_Before Competition Groups_Efficient Compressed Air Nozzles
Industrial | Ind ¦ Efficient Compressed Air Nozzles | 2023 | Achievable | GWh | Before Competition Groups | 9.8542 | 0 | 0 | 183.9075 | 0.053582 | 8 | Industrial_2023_Achievable_GWh_Before Competition Groups_8 | Efficient Compressed Air Nozzles | 5.358% | 0 | 9.8542 | Industrial_2023_Achievable_GWh_Before Competition Groups_Efficient Compressed Air Nozzles
Industrial | Ind ¦ Greenhouse Grow Lights | 2023 | Technical | GWh | Before Competition Groups | 242.5355 | 0 | 0 | 4719.1607 | 0.051394 | 9 | Industrial_2023_Technical_GWh_Before Competition Groups_9 | Greenhouse Grow Lights | 5.139% | 0 | 242.5355 | Industrial_2023_Technical_GWh_Before Competition Groups_Greenhouse Grow Lights
Industrial | Ind ¦ High Efficiency HVAC Fans | 2023 | Technical | GWh | Before Competition Groups | 188.5059 | 0 | 0 | 4719.1607 | 0.039945 | 10 | Industrial_2023_Technical_GWh_Before Competition Groups_10 | High Efficiency HVAC Fans | 3.994% | 0 | 188.5059 | Industrial_2023_Technical_GWh_Before Competition Groups_High Efficiency HVAC Fans
Industrial | Ind ¦ Greenhouse Grow Lights | 2023 | Achievable | GWh | Before Competition Groups | 7.0338 | 0 | 0 | 183.9075 | 0.038246 | 9 | Industrial_2023_Achievable_GWh_Before Competition Groups_9 | Greenhouse Grow Lights | 3.825% | 0 | 7.0338 | Industrial_2023_Achievable_GWh_Before Competition Groups_Greenhouse Grow Lights
Industrial | Ind ¦ Process Optimization (Elec) | 2023 | Technical | GWh | Before Competition Groups | 169.4007 | 0 | 0 | 4719.1607 | 0.035896 | 11 | Industrial_2023_Technical_GWh_Before Competition Groups_11 | Process Optimization (Elec) | 3.59% | 0 | 169.4007 | Industrial_2023_Technical_GWh_Before Competition Groups_Process Optimization (Elec)
Industrial | Ind ¦ Pump System Optimization | 2023 | Economic | GWh | Before Competition Groups | 86.7494 | 0 | 0 | 2899.6822 | 0.029917 | 8 | Industrial_2023_Economic_GWh_Before Competition Groups_8 | Pump System Optimization | 2.992% | 0 | 86.7494 | Industrial_2023_Economic_GWh_Before Competition Groups_Pump System Optimization
Industrial | Ind ¦ Premium Efficient Motors | 2023 | Technical | GWh | Before Competition Groups | 124.4898 | 0 | 0 | 4719.1607 | 0.02638 | 12 | Industrial_2023_Technical_GWh_Before Competition Groups_12 | Premium Efficient Motors | 2.638% | 0 | 124.4898 | Industrial_2023_Technical_GWh_Before Competition Groups_Premium Efficient Motors
Industrial | Ind ¦ Pulp and Paper Process Improvements | 2023 | Economic | GWh | Before Competition Groups | 62.1679 | 0 | 0 | 2899.6822 | 0.02144 | 9 | Industrial_2023_Economic_GWh_Before Competition Groups_9 | Pulp and Paper Process Improvements | 2.144% | 0 | 62.1679 | Industrial_2023_Economic_GWh_Before Competition Groups_Pulp and Paper Process Improvements
Industrial | Ind ¦ Material Handling Improvements | 2023 | Achievable | GWh | Before Competition Groups | 3.4617 | 0 | 0 | 183.9075 | 0.018823 | 10 | Industrial_2023_Achievable_GWh_Before Competition Groups_10 | Material Handling Improvements | 1.882% | 0 | 3.4617 | Industrial_2023_Achievable_GWh_Before Competition Groups_Material Handling Improvements
Industrial | Ind ¦ Fan System Optimization | 2023 | Economic | GWh | Before Competition Groups | 50.2363 | 0 | 0 | 2899.6822 | 0.017325 | 10 | Industrial_2023_Economic_GWh_Before Competition Groups_10 | Fan System Optimization | 1.732% | 0 | 50.2363 | Industrial_2023_Economic_GWh_Before Competition Groups_Fan System Optimization
Industrial | Ind ¦ Fan System Optimization | 2023 | Achievable | GWh | Before Competition Groups | 3.1633 | 0 | 0 | 183.9075 | 0.0172 | 11 | Industrial_2023_Achievable_GWh_Before Competition Groups_11 | Fan System Optimization | 1.72% | 0 | 3.1633 | Industrial_2023_Achievable_GWh_Before Competition Groups_Fan System Optimization
Industrial | Ind ¦ HE HVAC Controls | 2023 | Technical | GWh | Before Competition Groups | 75.0413 | 0 | 0 | 4719.1607 | 0.015901 | 13 | Industrial_2023_Technical_GWh_Before Competition Groups_13 | HE HVAC Controls | 1.59% | 0 | 75.0413 | Industrial_2023_Technical_GWh_Before Competition Groups_HE HVAC Controls
Industrial | Ind ¦ Pulp and Paper Process Improvements | 2023 | Achievable | GWh | Before Competition Groups | 2.5643 | 0 | 0 | 183.9075 | 0.013944 | 12 | Industrial_2023_Achievable_GWh_Before Competition Groups_12 | Pulp and Paper Process Improvements | 1.394% | 0 | 2.5643 | Industrial_2023_Achievable_GWh_Before Competition Groups_Pulp and Paper Process Improvements
Industrial | Ind ¦ Material Handling Improvements | 2023 | Economic | GWh | Before Competition Groups | 39.2407 | 0 | 0 | 2899.6822 | 0.013533 | 11 | Industrial_2023_Economic_GWh_Before Competition Groups_11 | Material Handling Improvements | 1.353% | 0 | 39.2407 | Industrial_2023_Economic_GWh_Before Competition Groups_Material Handling Improvements
Industrial | Ind ¦ Pulp and Paper Process Improvements | 2023 | Technical | GWh | Before Competition Groups | 62.1679 | 0 | 0 | 4719.1607 | 0.013173 | 14 | Industrial_2023_Technical_GWh_Before Competition Groups_14 | Pulp and Paper Process Improvements | 1.317% | 0 | 62.1679 | Industrial_2023_Technical_GWh_Before Competition Groups_Pulp and Paper Process Improvements
Industrial | Ind ¦ Process Heat Recovery | 2023 | Economic | GWh | Before Competition Groups | 34.8753 | 0 | 0 | 2899.6822 | 0.012027 | 12 | Industrial_2023_Economic_GWh_Before Competition Groups_12 | Process Heat Recovery | 1.203% | 0 | 34.8753 | Industrial_2023_Economic_GWh_Before Competition Groups_Process Heat Recovery
Industrial | Ind ¦ VAV Conversion Project | 2023 | Economic | GWh | Before Competition Groups | 32.9017 | 0 | 0 | 2899.6822 | 0.011347 | 13 | Industrial_2023_Economic_GWh_Before Competition Groups_13 | VAV Conversion Project | 1.135% | 0 | 32.9017 | Industrial_2023_Economic_GWh_Before Competition Groups_VAV Conversion Project
Industrial | Ind ¦ Refiner Plate Improvements | 2023 | Economic | GWh | Before Competition Groups | 32.0578 | 0 | 0 | 2899.6822 | 0.011056 | 14 | Industrial_2023_Economic_GWh_Before Competition Groups_14 | Refiner Plate Improvements | 1.106% | 0 | 32.0578 | Industrial_2023_Economic_GWh_Before Competition Groups_Refiner Plate Improvements
Industrial | Ind ¦ Greenhouse Grow Lights | 2023 | Economic | GWh | Before Competition Groups | 30.953 | 0 | 0 | 2899.6822 | 0.010675 | 15 | Industrial_2023_Economic_GWh_Before Competition Groups_15 | Greenhouse Grow Lights | 1.067% | 0 | 30.953 | Industrial_2023_Economic_GWh_Before Competition Groups_Greenhouse Grow Lights
Industrial | Ind ¦ Fan System Optimization | 2023 | Technical | GWh | Before Competition Groups | 50.2363 | 0 | 0 | 4719.1607 | 0.010645 | 15 | Industrial_2023_Technical_GWh_Before Competition Groups_15 | Fan System Optimization | 1.065% | 0 | 50.2363 | Industrial_2023_Technical_GWh_Before Competition Groups_Fan System Optimization
Industrial | Ind ¦ HE HVAC Units | 2023 | Technical | GWh | Before Competition Groups | 47.4859 | 0 | 0 | 4719.1607 | 0.010062 | 16 | Industrial_2023_Technical_GWh_Before Competition Groups_16 | HE HVAC Units | 1.006% | 0 | 47.4859 | Industrial_2023_Technical_GWh_Before Competition Groups_HE HVAC Units
Industrial | Ind ¦ Pump Equipment Upgrade | 2023 | Economic | GWh | Before Competition Groups | 27.9209 | 0 | 0 | 2899.6822 | 0.009629 | 16 | Industrial_2023_Economic_GWh_Before Competition Groups_16 | Pump Equipment Upgrade | 0.9629% | 0 | 27.9209 | Industrial_2023_Economic_GWh_Before Competition Groups_Pump Equipment Upgrade
Industrial | Ind ¦ Cold Storage Retrofit | 2023 | Technical | GWh | Before Competition Groups | 40.6842 | 0 | 0 | 4719.1607 | 0.0086211 | 17 | Industrial_2023_Technical_GWh_Before Competition Groups_17 | Cold Storage Retrofit | 0.8621% | 0 | 40.6842 | Industrial_2023_Technical_GWh_Before Competition Groups_Cold Storage Retrofit
Industrial | Ind ¦ Improved Controls - Process Cooling | 2023 | Economic | GWh | Before Competition Groups | 24.3965 | 0 | 0 | 2899.6822 | 0.0084135 | 17 | Industrial_2023_Economic_GWh_Before Competition Groups_17 | Improved Controls - Process Cooling | 0.8414% | 0 | 24.3965 | Industrial_2023_Economic_GWh_Before Competition Groups_Improved Controls - Process Cooling
Industrial | Ind ¦ Material Handling Improvements | 2023 | Technical | GWh | Before Competition Groups | 39.2407 | 0 | 0 | 4719.1607 | 0.0083152 | 18 | Industrial_2023_Technical_GWh_Before Competition Groups_18 | Material Handling Improvements | 0.8315% | 0 | 39.2407 | Industrial_2023_Technical_GWh_Before Competition Groups_Material Handling Improvements
Industrial | Ind ¦ Process Heat Recovery | 2023 | Achievable | GWh | Before Competition Groups | 1.4713 | 0 | 0 | 183.9075 | 0.0080001 | 13 | Industrial_2023_Achievable_GWh_Before Competition Groups_13 | Process Heat Recovery | 0.8% | 0 | 1.4713 | Industrial_2023_Achievable_GWh_Before Competition Groups_Process Heat Recovery
Industrial | Ind ¦ VAV Conversion Project | 2023 | Achievable | GWh | Before Competition Groups | 1.4467 | 0 | 0 | 183.9075 | 0.0078665 | 14 | Industrial_2023_Achievable_GWh_Before Competition Groups_14 | VAV Conversion Project | 0.7867% | 0 | 1.4467 | Industrial_2023_Achievable_GWh_Before Competition Groups_VAV Conversion Project
Industrial | Ind ¦ Process Heat Recovery | 2023 | Technical | GWh | Before Competition Groups | 34.8753 | 0 | 0 | 4719.1607 | 0.0073902 | 19 | Industrial_2023_Technical_GWh_Before Competition Groups_19 | Process Heat Recovery | 0.739% | 0 | 34.8753 | Industrial_2023_Technical_GWh_Before Competition Groups_Process Heat Recovery
Industrial | Ind ¦ Process Optimization (Elec) | 2023 | Achievable | GWh | Before Competition Groups | 1.3478 | 0 | 0 | 183.9075 | 0.0073286 | 15 | Industrial_2023_Achievable_GWh_Before Competition Groups_15 | Process Optimization (Elec) | 0.7329% | 0 | 1.3478 | Industrial_2023_Achievable_GWh_Before Competition Groups_Process Optimization (Elec)
Industrial | Ind ¦ VAV Conversion Project | 2023 | Technical | GWh | Before Competition Groups | 32.9017 | 0 | 0 | 4719.1607 | 0.0069719 | 20 | Industrial_2023_Technical_GWh_Before Competition Groups_20 | VAV Conversion Project | 0.6972% | 0 | 32.9017 | Industrial_2023_Technical_GWh_Before Competition Groups_VAV Conversion Project
Industrial | Ind ¦ Refiner Plate Improvements | 2023 | Technical | GWh | Before Competition Groups | 32.0578 | 0 | 0 | 4719.1607 | 0.0067931 | 21 | Industrial_2023_Technical_GWh_Before Competition Groups_21 | Refiner Plate Improvements | 0.6793% | 0 | 32.0578 | Industrial_2023_Technical_GWh_Before Competition Groups_Refiner Plate Improvements
Industrial | Ind ¦ Refiner Plate Improvements | 2023 | Achievable | GWh | Before Competition Groups | 1.2211 | 0 | 0 | 183.9075 | 0.00664 | 16 | Industrial_2023_Achievable_GWh_Before Competition Groups_16 | Refiner Plate Improvements | 0.664% | 0 | 1.2211 | Industrial_2023_Achievable_GWh_Before Competition Groups_Refiner Plate Improvements
Industrial | Ind ¦ Efficient Irrigation | 2023 | Technical | GWh | Before Competition Groups | 30.4069 | 0 | 0 | 4719.1607 | 0.0064433 | 22 | Industrial_2023_Technical_GWh_Before Competition Groups_22 | Efficient Irrigation | 0.6443% | 0 | 30.4069 | Industrial_2023_Technical_GWh_Before Competition Groups_Efficient Irrigation
Industrial | Ind ¦ Process Improvements | 2023 | Economic | GWh | Before Competition Groups | 17.1996 | 0 | 0 | 2899.6822 | 0.0059316 | 18 | Industrial_2023_Economic_GWh_Before Competition Groups_18 | Process Improvements | 0.5932% | 0 | 17.1996 | Industrial_2023_Economic_GWh_Before Competition Groups_Process Improvements
Industrial | Ind ¦ Improved Controls - Process Cooling | 2023 | Achievable | GWh | Before Competition Groups | 1.0637 | 0 | 0 | 183.9075 | 0.0057839 | 17 | Industrial_2023_Achievable_GWh_Before Competition Groups_17 | Improved Controls - Process Cooling | 0.5784% | 0 | 1.0637 | Industrial_2023_Achievable_GWh_Before Competition Groups_Improved Controls - Process Cooling
Industrial | Ind ¦ High Efficiency Battery Charger | 2023 | Economic | GWh | Before Competition Groups | 15.0841 | 0 | 0 | 2899.6822 | 0.005202 | 19 | Industrial_2023_Economic_GWh_Before Competition Groups_19 | High Efficiency Battery Charger | 0.5202% | 0 | 15.0841 | Industrial_2023_Economic_GWh_Before Competition Groups_High Efficiency Battery Charger
Industrial | Ind ¦ Improved Controls - Process Cooling | 2023 | Technical | GWh | Before Competition Groups | 24.3965 | 0 | 0 | 4719.1607 | 0.0051697 | 23 | Industrial_2023_Technical_GWh_Before Competition Groups_23 | Improved Controls - Process Cooling | 0.517% | 0 | 24.3965 | Industrial_2023_Technical_GWh_Before Competition Groups_Improved Controls - Process Cooling
Industrial | Ind ¦ High Efficiency Battery Charger | 2023 | Achievable | GWh | Before Competition Groups | 0.89483 | 0 | 0 | 183.9075 | 0.0048657 | 18 | Industrial_2023_Achievable_GWh_Before Competition Groups_18 | High Efficiency Battery Charger | 0.4866% | 0 | 0.89483 | Industrial_2023_Achievable_GWh_Before Competition Groups_High Efficiency Battery Charger
Industrial | Ind ¦ Ventilation Optimization | 2023 | Technical | GWh | Before Competition Groups | 21.0391 | 0 | 0 | 4719.1607 | 0.0044582 | 24 | Industrial_2023_Technical_GWh_Before Competition Groups_24 | Ventilation Optimization | 0.4458% | 0 | 21.0391 | Industrial_2023_Technical_GWh_Before Competition Groups_Ventilation Optimization
Industrial | Ind ¦ Synchronous Belts | 2023 | Technical | GWh | Before Competition Groups | 20.8286 | 0 | 0 | 4719.1607 | 0.0044136 | 25 | Industrial_2023_Technical_GWh_Before Competition Groups_25 | Synchronous Belts | 0.4414% | 0 | 20.8286 | Industrial_2023_Technical_GWh_Before Competition Groups_Synchronous Belts
Industrial | Ind ¦ Process Improvements | 2023 | Achievable | GWh | Before Competition Groups | 0.74161 | 0 | 0 | 183.9075 | 0.0040325 | 19 | Industrial_2023_Achievable_GWh_Before Competition Groups_19 | Process Improvements | 0.4033% | 0 | 0.74161 | Industrial_2023_Achievable_GWh_Before Competition Groups_Process Improvements
Industrial | Ind ¦ Process Improvements | 2023 | Technical | GWh | Before Competition Groups | 17.1996 | 0 | 0 | 4719.1607 | 0.0036446 | 26 | Industrial_2023_Technical_GWh_Before Competition Groups_26 | Process Improvements | 0.3645% | 0 | 17.1996 | Industrial_2023_Technical_GWh_Before Competition Groups_Process Improvements
Industrial | Ind ¦ Improved Controls - Process Heating | 2023 | Economic | GWh | Before Competition Groups | 10.3416 | 0 | 0 | 2899.6822 | 0.0035665 | 20 | Industrial_2023_Economic_GWh_Before Competition Groups_20 | Improved Controls - Process Heating | 0.3566% | 0 | 10.3416 | Industrial_2023_Economic_GWh_Before Competition Groups_Improved Controls - Process Heating
Industrial | Ind ¦ High Efficiency Battery Charger | 2023 | Technical | GWh | Before Competition Groups | 15.0841 | 0 | 0 | 4719.1607 | 0.0031964 | 27 | Industrial_2023_Technical_GWh_Before Competition Groups_27 | High Efficiency Battery Charger | 0.3196% | 0 | 15.0841 | Industrial_2023_Technical_GWh_Before Competition Groups_High Efficiency Battery Charger
Industrial | Ind ¦ Ventilation Optimization | 2023 | Achievable | GWh | Before Competition Groups | 0.57158 | 0 | 0 | 183.9075 | 0.003108 | 20 | Industrial_2023_Achievable_GWh_Before Competition Groups_20 | Ventilation Optimization | 0.3108% | 0 | 0.57158 | Industrial_2023_Achievable_GWh_Before Competition Groups_Ventilation Optimization
Industrial | Ind ¦ Refrigeration Compressor VFD | 2023 | Achievable | GWh | Before Competition Groups | 0.56409 | 0 | 0 | 183.9075 | 0.0030673 | 21 | Industrial_2023_Achievable_GWh_Before Competition Groups_21 | Refrigeration Compressor VFD | 0.3067% | 0 | 0.56409 | Industrial_2023_Achievable_GWh_Before Competition Groups_Refrigeration Compressor VFD
Industrial | Ind ¦ HVLS Fans | 2023 | Technical | GWh | Before Competition Groups | 14.2992 | 0 | 0 | 4719.1607 | 0.00303 | 28 | Industrial_2023_Technical_GWh_Before Competition Groups_28 | HVLS Fans | 0.303% | 0 | 14.2992 | Industrial_2023_Technical_GWh_Before Competition Groups_HVLS Fans
Industrial | Ind ¦ Improved Controls - Process Heating | 2023 | Achievable | GWh | Before Competition Groups | 0.45782 | 0 | 0 | 183.9075 | 0.0024894 | 22 | Industrial_2023_Achievable_GWh_Before Competition Groups_22 | Improved Controls - Process Heating | 0.2489% | 0 | 0.45782 | Industrial_2023_Achievable_GWh_Before Competition Groups_Improved Controls - Process Heating
Industrial | Ind ¦ Chiller Optimization | 2023 | Technical | GWh | Before Competition Groups | 11.4142 | 0 | 0 | 4719.1607 | 0.0024187 | 29 | Industrial_2023_Technical_GWh_Before Competition Groups_29 | Chiller Optimization | 0.2419% | 0 | 11.4142 | Industrial_2023_Technical_GWh_Before Competition Groups_Chiller Optimization
Industrial | Ind ¦ Engine Block Heater Timer | 2023 | Economic | GWh | Before Competition Groups | 6.7717 | 0 | 0 | 2899.6822 | 0.0023353 | 21 | Industrial_2023_Economic_GWh_Before Competition Groups_21 | Engine Block Heater Timer | 0.2335% | 0 | 6.7717 | Industrial_2023_Economic_GWh_Before Competition Groups_Engine Block Heater Timer
Industrial | Ind ¦ Free Cooling | 2023 | Technical | GWh | Before Competition Groups | 10.5073 | 0 | 0 | 4719.1607 | 0.0022265 | 30 | Industrial_2023_Technical_GWh_Before Competition Groups_30 | Free Cooling | 0.2227% | 0 | 10.5073 | Industrial_2023_Technical_GWh_Before Competition Groups_Free Cooling
Industrial | Ind ¦ Improved Controls - Process Heating | 2023 | Technical | GWh | Before Competition Groups | 10.3416 | 0 | 0 | 4719.1607 | 0.0021914 | 31 | Industrial_2023_Technical_GWh_Before Competition Groups_31 | Improved Controls - Process Heating | 0.2191% | 0 | 10.3416 | Industrial_2023_Technical_GWh_Before Competition Groups_Improved Controls - Process Heating
Industrial | Ind ¦ Low Energy Livestock Waterers | 2023 | Technical | GWh | Before Competition Groups | 10.0119 | 0 | 0 | 4719.1607 | 0.0021215 | 32 | Industrial_2023_Technical_GWh_Before Competition Groups_32 | Low Energy Livestock Waterers | 0.2122% | 0 | 10.0119 | Industrial_2023_Technical_GWh_Before Competition Groups_Low Energy Livestock Waterers
Industrial | Ind ¦ Refrigeration Compressor VFD | 2023 | Technical | GWh | Before Competition Groups | 9.0359 | 0 | 0 | 4719.1607 | 0.0019147 | 33 | Industrial_2023_Technical_GWh_Before Competition Groups_33 | Refrigeration Compressor VFD | 0.1915% | 0 | 9.0359 | Industrial_2023_Technical_GWh_Before Competition Groups_Refrigeration Compressor VFD
Industrial | Ind ¦ Cooling Tower Optimization | 2023 | Technical | GWh | Before Competition Groups | 8.6538 | 0 | 0 | 4719.1607 | 0.0018338 | 34 | Industrial_2023_Technical_GWh_Before Competition Groups_34 | Cooling Tower Optimization | 0.1834% | 0 | 8.6538 | Industrial_2023_Technical_GWh_Before Competition Groups_Cooling Tower Optimization
Industrial | Ind ¦ Dairy Pre-Cooler | 2023 | Technical | GWh | Before Competition Groups | 7.87 | 0 | 0 | 4719.1607 | 0.0016677 | 35 | Industrial_2023_Technical_GWh_Before Competition Groups_35 | Dairy Pre-Cooler | 0.1668% | 0 | 7.87 | Industrial_2023_Technical_GWh_Before Competition Groups_Dairy Pre-Cooler
Industrial | Ind ¦ Efficient Transformer | 2023 | Technical | GWh | Before Competition Groups | 7.542 | 0 | 0 | 4719.1607 | 0.0015982 | 36 | Industrial_2023_Technical_GWh_Before Competition Groups_36 | Efficient Transformer | 0.1598% | 0 | 7.542 | Industrial_2023_Technical_GWh_Before Competition Groups_Efficient Transformer
Industrial | Ind ¦ Engine Block Heater Timer | 2023 | Achievable | GWh | Before Competition Groups | 0.29002 | 0 | 0 | 183.9075 | 0.001577 | 23 | Industrial_2023_Achievable_GWh_Before Competition Groups_23 | Engine Block Heater Timer | 0.1577% | 0 | 0.29002 | Industrial_2023_Achievable_GWh_Before Competition Groups_Engine Block Heater Timer
Industrial | Ind ¦ Engine Block Heater Timer | 2023 | Technical | GWh | Before Competition Groups | 6.7717 | 0 | 0 | 4719.1607 | 0.0014349 | 37 | Industrial_2023_Technical_GWh_Before Competition Groups_37 | Engine Block Heater Timer | 0.1435% | 0 | 6.7717 | Industrial_2023_Technical_GWh_Before Competition Groups_Engine Block Heater Timer
Industrial | Ind ¦ Dairy Pre-Cooler | 2023 | Achievable | GWh | Before Competition Groups | 0.26154 | 0 | 0 | 183.9075 | 0.0014221 | 24 | Industrial_2023_Achievable_GWh_Before Competition Groups_24 | Dairy Pre-Cooler | 0.1422% | 0 | 0.26154 | Industrial_2023_Achievable_GWh_Before Competition Groups_Dairy Pre-Cooler
Industrial | Ind ¦ High Efficiency Welders | 2023 | Technical | GWh | Before Competition Groups | 6.5338 | 0 | 0 | 4719.1607 | 0.0013845 | 38 | Industrial_2023_Technical_GWh_Before Competition Groups_38 | High Efficiency Welders | 0.1385% | 0 | 6.5338 | Industrial_2023_Technical_GWh_Before Competition Groups_High Efficiency Welders
Industrial | Ind ¦ Efficient Irrigation | 2023 | Economic | GWh | Before Competition Groups | 3.6684 | 0 | 0 | 2899.6822 | 0.0012651 | 22 | Industrial_2023_Economic_GWh_Before Competition Groups_22 | Efficient Irrigation | 0.1265% | 0 | 3.6684 | Industrial_2023_Economic_GWh_Before Competition Groups_Efficient Irrigation
Industrial | Ind ¦ Efficient Refrigeration Compressor | 2023 | Achievable | GWh | Before Competition Groups | 0.20153 | 0 | 0 | 183.9075 | 0.0010958 | 25 | Industrial_2023_Achievable_GWh_Before Competition Groups_25 | Efficient Refrigeration Compressor | 0.1096% | 0 | 0.20153 | Industrial_2023_Achievable_GWh_Before Competition Groups_Efficient Refrigeration Compressor
Industrial | Ind ¦ Air Compressor Heat Recovery | 2023 | Economic | GWh | Before Competition Groups | 2.7279 | 0 | 0 | 2899.6822 | 0.00094076 | 23 | Industrial_2023_Economic_GWh_Before Competition Groups_23 | Air Compressor Heat Recovery | 0.09408% | 0 | 2.7279 | Industrial_2023_Economic_GWh_Before Competition Groups_Air Compressor Heat Recovery
Industrial | Ind ¦ Air Compressor Heat Recovery | 2023 | Achievable | GWh | Before Competition Groups | 0.11868 | 0 | 0 | 183.9075 | 0.0006453 | 26 | Industrial_2023_Achievable_GWh_Before Competition Groups_26 | Air Compressor Heat Recovery | 0.06453% | 0 | 0.11868 | Industrial_2023_Achievable_GWh_Before Competition Groups_Air Compressor Heat Recovery
Industrial | Ind ¦ Air Compressor Heat Recovery | 2023 | Technical | GWh | Before Competition Groups | 2.7279 | 0 | 0 | 4719.1607 | 0.00057805 | 39 | Industrial_2023_Technical_GWh_Before Competition Groups_39 | Air Compressor Heat Recovery | 0.0578% | 0 | 2.7279 | Industrial_2023_Technical_GWh_Before Competition Groups_Air Compressor Heat Recovery
Industrial | Ind ¦ Efficient Refrigeration Compressor | 2023 | Economic | GWh | Before Competition Groups | 1.6213 | 0 | 0 | 2899.6822 | 0.00055914 | 24 | Industrial_2023_Economic_GWh_Before Competition Groups_24 | Efficient Refrigeration Compressor | 0.05591% | 0 | 1.6213 | Industrial_2023_Economic_GWh_Before Competition Groups_Efficient Refrigeration Compressor
Industrial | Ind ¦ Creep Heat Controller | 2023 | Technical | GWh | Before Competition Groups | 2.5558 | 0 | 0 | 4719.1607 | 0.00054157 | 40 | Industrial_2023_Technical_GWh_Before Competition Groups_40 | Creep Heat Controller | 0.05416% | 0 | 2.5558 | Industrial_2023_Technical_GWh_Before Competition Groups_Creep Heat Controller
Industrial | Ind ¦ Ventilation Optimization | 2023 | Economic | GWh | Before Competition Groups | 1.5242 | 0 | 0 | 2899.6822 | 0.00052564 | 25 | Industrial_2023_Economic_GWh_Before Competition Groups_25 | Ventilation Optimization | 0.05256% | 0 | 1.5242 | Industrial_2023_Economic_GWh_Before Competition Groups_Ventilation Optimization
Industrial | Ind ¦ Optimize Compressed Air Dryer | 2023 | Technical | GWh | Before Competition Groups | 1.9728 | 0 | 0 | 4719.1607 | 0.00041804 | 41 | Industrial_2023_Technical_GWh_Before Competition Groups_41 | Optimize Compressed Air Dryer | 0.0418% | 0 | 1.9728 | Industrial_2023_Technical_GWh_Before Competition Groups_Optimize Compressed Air Dryer
Industrial | Ind ¦ Heat Lamps/Heat Pad | 2023 | Technical | GWh | Before Competition Groups | 1.9115 | 0 | 0 | 4719.1607 | 0.00040505 | 42 | Industrial_2023_Technical_GWh_Before Competition Groups_42 | Heat Lamps/Heat Pad | 0.0405% | 0 | 1.9115 | Industrial_2023_Technical_GWh_Before Competition Groups_Heat Lamps/Heat Pad
Industrial | Ind ¦ Dairy Pre-Cooler | 2023 | Economic | GWh | Before Competition Groups | 1.1465 | 0 | 0 | 2899.6822 | 0.00039541 | 26 | Industrial_2023_Economic_GWh_Before Competition Groups_26 | Dairy Pre-Cooler | 0.03954% | 0 | 1.1465 | Industrial_2023_Economic_GWh_Before Competition Groups_Dairy Pre-Cooler
Industrial | Ind ¦ Efficient Refrigeration Compressor | 2023 | Technical | GWh | Before Competition Groups | 1.6213 | 0 | 0 | 4719.1607 | 0.00034356 | 43 | Industrial_2023_Technical_GWh_Before Competition Groups_43 | Efficient Refrigeration Compressor | 0.03436% | 0 | 1.6213 | Industrial_2023_Technical_GWh_Before Competition Groups_Efficient Refrigeration Compressor
Industrial | Ind ¦ Refrigeration Compressor VFD | 2023 | Economic | GWh | Before Competition Groups | 0.90372 | 0 | 0 | 2899.6822 | 0.00031166 | 27 | Industrial_2023_Economic_GWh_Before Competition Groups_27 | Refrigeration Compressor VFD | 0.03117% | 0 | 0.90372 | Industrial_2023_Economic_GWh_Before Competition Groups_Refrigeration Compressor VFD
Industrial | Ind ¦ Dual and Natural Exhaust Ventilation Systems | 2023 | Technical | GWh | Before Competition Groups | 0.64623 | 0 | 0 | 4719.1607 | 0.00013694 | 44 | Industrial_2023_Technical_GWh_Before Competition Groups_44 | Dual and Natural Exhaust Ventilation Systems | 0.01369% | 0 | 0.64623 | Industrial_2023_Technical_GWh_Before Competition Groups_Dual and Natural Exhaust Ventilation Systems
Industrial | Ind ¦ Dairy Water Heater | 2023 | Achievable | GWh | Before Competition Groups | 0.023653 | 0 | 0 | 183.9075 | 0.00012861 | 27 | Industrial_2023_Achievable_GWh_Before Competition Groups_27 | Dairy Water Heater | 0.01286% | 0 | 0.023653 | Industrial_2023_Achievable_GWh_Before Competition Groups_Dairy Water Heater
Industrial | Ind ¦ Dairy Water Heater | 2023 | Technical | GWh | Before Competition Groups | 0.36094 | 0 | 0 | 4719.1607 | 7.6483e-05 | 45 | Industrial_2023_Technical_GWh_Before Competition Groups_45 | Dairy Water Heater | 0.007648% | 0 | 0.36094 | Industrial_2023_Technical_GWh_Before Competition Groups_Dairy Water Heater
Industrial | Ind ¦ Dairy Water Heater | 2023 | Economic | GWh | Before Competition Groups | 0.052291 | 0 | 0 | 2899.6822 | 1.8033e-05 | 28 | Industrial_2023_Economic_GWh_Before Competition Groups_28 | Dairy Water Heater | 0.001803% | 0 | 0.052291 | Industrial_2023_Economic_GWh_Before Competition Groups_Dairy Water Heater
Industrial | Ind ¦ Cooling Tower Optimization | 2023 | Achievable | GWh | Before Competition Groups | 0 | 0 | 0 | 183.9075 | 0 | 28 | Industrial_2023_Achievable_GWh_Before Competition Groups_28 | Cooling Tower Optimization | 0% | 0 | 0 | Industrial_2023_Achievable_GWh_Before Competition Groups_Cooling Tower Optimization
Industrial | Ind ¦ Cooling Tower Optimization | 2023 | Economic | GWh | Before Competition Groups | 0 | 0 | 0 | 2899.6822 | 0 | 29 | Industrial_2023_Economic_GWh_Before Competition Groups_29 | Cooling Tower Optimization | 0% | 0 | 0 | Industrial_2023_Economic_GWh_Before Competition Groups_Cooling Tower Optimization
Industrial | Ind ¦ Creep Heat Controller | 2023 | Achievable | GWh | Before Competition Groups | 0 | 0 | 0 | 183.9075 | 0 | 29 | Industrial_2023_Achievable_GWh_Before Competition Groups_29 | Creep Heat Controller | 0% | 0 | 0 | Industrial_2023_Achievable_GWh_Before Competition Groups_Creep Heat Controller
Industrial | Ind ¦ Creep Heat Controller | 2023 | Economic | GWh | Before Competition Groups | 0 | 0 | 0 | 2899.6822 | 0 | 30 | Industrial_2023_Economic_GWh_Before Competition Groups_30 | Creep Heat Controller | 0% | 0 | 0 | Industrial_2023_Economic_GWh_Before Competition Groups_Creep Heat Controller
Industrial | Ind ¦ Dual and Natural Exhaust Ventilation Systems | 2023 | Achievable | GWh | Before Competition Groups | 0 | 0 | 0 | 183.9075 | 0 | 30 | Industrial_2023_Achievable_GWh_Before Competition Groups_30 | Dual and Natural Exhaust Ventilation Systems | 0% | 0 | 0 | Industrial_2023_Achievable_GWh_Before Competition Groups_Dual and Natural Exhaust Ventilation Systems
Industrial | Ind ¦ Dual and Natural Exhaust Ventilation Systems | 2023 | Economic | GWh | Before Competition Groups | 0 | 0 | 0 | 2899.6822 | 0 | 31 | Industrial_2023_Economic_GWh_Before Competition Groups_31 | Dual and Natural Exhaust Ventilation Systems | 0% | 0 | 0 | Industrial_2023_Economic_GWh_Before Competition Groups_Dual and Natural Exhaust Ventilation Systems
Industrial | Ind ¦ Efficient Irrigation | 2023 | Achievable | GWh | Before Competition Groups | 0 | 0 | 0 | 183.9075 | 0 | 31 | Industrial_2023_Achievable_GWh_Before Competition Groups_31 | Efficient Irrigation | 0% | 0 | 0 | Industrial_2023_Achievable_GWh_Before Competition Groups_Efficient Irrigation
Industrial | Ind ¦ Efficient Transformer | 2023 | Achievable | GWh | Before Competition Groups | 0 | 0 | 0 | 183.9075 | 0 | 32 | Industrial_2023_Achievable_GWh_Before Competition Groups_32 | Efficient Transformer | 0% | 0 | 0 | Industrial_2023_Achievable_GWh_Before Competition Groups_Efficient Transformer
Industrial | Ind ¦ Efficient Transformer | 2023 | Economic | GWh | Before Competition Groups | 0 | 0 | 0 | 2899.6822 | 0 | 32 | Industrial_2023_Economic_GWh_Before Competition Groups_32 | Efficient Transformer | 0% | 0 | 0 | Industrial_2023_Economic_GWh_Before Competition Groups_Efficient Transformer
Industrial | Ind ¦ Free Cooling | 2023 | Achievable | GWh | Before Competition Groups | 0 | 0 | 0 | 183.9075 | 0 | 33 | Industrial_2023_Achievable_GWh_Before Competition Groups_33 | Free Cooling | 0% | 0 | 0 | Industrial_2023_Achievable_GWh_Before Competition Groups_Free Cooling
Industrial | Ind ¦ Free Cooling | 2023 | Economic | GWh | Before Competition Groups | 0 | 0 | 0 | 2899.6822 | 0 | 33 | Industrial_2023_Economic_GWh_Before Competition Groups_33 | Free Cooling | 0% | 0 | 0 | Industrial_2023_Economic_GWh_Before Competition Groups_Free Cooling
Industrial | Ind ¦ HE Lighting | 2023 | Achievable | GWh | Before Competition Groups | 0 | 0 | 0 | 183.9075 | 0 | 34 | Industrial_2023_Achievable_GWh_Before Competition Groups_34 | HE Lighting | 0% | 0 | 0 | Industrial_2023_Achievable_GWh_Before Competition Groups_HE Lighting
Industrial | Ind ¦ HE Lighting | 2023 | Economic | GWh | Before Competition Groups | 0 | 0 | 0 | 2899.6822 | 0 | 34 | Industrial_2023_Economic_GWh_Before Competition Groups_34 | HE Lighting | 0% | 0 | 0 | Industrial_2023_Economic_GWh_Before Competition Groups_HE Lighting
Industrial | Ind ¦ Heat Lamps/Heat Pad | 2023 | Achievable | GWh | Before Competition Groups | 0 | 0 | 0 | 183.9075 | 0 | 35 | Industrial_2023_Achievable_GWh_Before Competition Groups_35 | Heat Lamps/Heat Pad | 0% | 0 | 0 | Industrial_2023_Achievable_GWh_Before Competition Groups_Heat Lamps/Heat Pad
Industrial | Ind ¦ Heat Lamps/Heat Pad | 2023 | Economic | GWh | Before Competition Groups | 0 | 0 | 0 | 2899.6822 | 0 | 35 | Industrial_2023_Economic_GWh_Before Competition Groups_35 | Heat Lamps/Heat Pad | 0% | 0 | 0 | Industrial_2023_Economic_GWh_Before Competition Groups_Heat Lamps/Heat Pad
Industrial | Ind ¦ High Efficiency Welders | 2023 | Achievable | GWh | Before Competition Groups | 0 | 0 | 0 | 183.9075 | 0 | 36 | Industrial_2023_Achievable_GWh_Before Competition Groups_36 | High Efficiency Welders | 0% | 0 | 0 | Industrial_2023_Achievable_GWh_Before Competition Groups_High Efficiency Welders
Industrial | Ind ¦ High Efficiency Welders | 2023 | Economic | GWh | Before Competition Groups | 0 | 0 | 0 | 2899.6822 | 0 | 36 | Industrial_2023_Economic_GWh_Before Competition Groups_36 | High Efficiency Welders | 0% | 0 | 0 | Industrial_2023_Economic_GWh_Before Competition Groups_High Efficiency Welders
Industrial | Ind ¦ HVLS Fans | 2023 | Achievable | GWh | Before Competition Groups | 0 | 0 | 0 | 183.9075 | 0 | 37 | Industrial_2023_Achievable_GWh_Before Competition Groups_37 | HVLS Fans | 0% | 0 | 0 | Industrial_2023_Achievable_GWh_Before Competition Groups_HVLS Fans
Industrial | Ind ¦ HVLS Fans | 2023 | Economic | GWh | Before Competition Groups | 0 | 0 | 0 | 2899.6822 | 0 | 37 | Industrial_2023_Economic_GWh_Before Competition Groups_37 | HVLS Fans | 0% | 0 | 0 | Industrial_2023_Economic_GWh_Before Competition Groups_HVLS Fans
Industrial | Ind ¦ Low Energy Livestock Waterers | 2023 | Achievable | GWh | Before Competition Groups | 0 | 0 | 0 | 183.9075 | 0 | 38 | Industrial_2023_Achievable_GWh_Before Competition Groups_38 | Low Energy Livestock Waterers | 0% | 0 | 0 | Industrial_2023_Achievable_GWh_Before Competition Groups_Low Energy Livestock Waterers
Industrial | Ind ¦ Low Energy Livestock Waterers | 2023 | Economic | GWh | Before Competition Groups | 0 | 0 | 0 | 2899.6822 | 0 | 38 | Industrial_2023_Economic_GWh_Before Competition Groups_38 | Low Energy Livestock Waterers | 0% | 0 | 0 | Industrial_2023_Economic_GWh_Before Competition Groups_Low Energy Livestock Waterers
Industrial | Ind ¦ Optimize Compressed Air Dryer | 2023 | Achievable | GWh | Before Competition Groups | 0 | 0 | 0 | 183.9075 | 0 | 39 | Industrial_2023_Achievable_GWh_Before Competition Groups_39 | Optimize Compressed Air Dryer | 0% | 0 | 0 | Industrial_2023_Achievable_GWh_Before Competition Groups_Optimize Compressed Air Dryer
Industrial | Ind ¦ Optimize Compressed Air Dryer | 2023 | Economic | GWh | Before Competition Groups | 0 | 0 | 0 | 2899.6822 | 0 | 39 | Industrial_2023_Economic_GWh_Before Competition Groups_39 | Optimize Compressed Air Dryer | 0% | 0 | 0 | Industrial_2023_Economic_GWh_Before Competition Groups_Optimize Compressed Air Dryer
Industrial | Ind ¦ Premium Efficient Motors | 2023 | Achievable | GWh | Before Competition Groups | 0 | 0 | 0 | 183.9075 | 0 | 40 | Industrial_2023_Achievable_GWh_Before Competition Groups_40 | Premium Efficient Motors | 0% | 0 | 0 | Industrial_2023_Achievable_GWh_Before Competition Groups_Premium Efficient Motors
Industrial | Ind ¦ Premium Efficient Motors | 2023 | Economic | GWh | Before Competition Groups | 0 | 0 | 0 | 2899.6822 | 0 | 40 | Industrial_2023_Economic_GWh_Before Competition Groups_40 | Premium Efficient Motors | 0% | 0 | 0 | Industrial_2023_Economic_GWh_Before Competition Groups_Premium Efficient Motors
Industrial | Ind ¦ Synchronous Belts | 2023 | Achievable | GWh | Before Competition Groups | 0 | 0 | 0 | 183.9075 | 0 | 41 | Industrial_2023_Achievable_GWh_Before Competition Groups_41 | Synchronous Belts | 0% | 0 | 0 | Industrial_2023_Achievable_GWh_Before Competition Groups_Synchronous Belts
Industrial | Ind ¦ Synchronous Belts | 2023 | Economic | GWh | Before Competition Groups | 0 | 0 | 0 | 2899.6822 | 0 | 41 | Industrial_2023_Economic_GWh_Before Competition Groups_41 | Synchronous Belts | 0% | 0 | 0 | Industrial_2023_Economic_GWh_Before Competition Groups_Synchronous Belts
Industrial | Ind ¦ Air Leak Survey and Repair | 2024 | Economic | GWh | Before Competition Groups | 587.2996 | 0 | 0 | 3198.0203 | 0.18364 | 1 | Industrial_2024_Economic_GWh_Before Competition Groups_1 | Air Leak Survey and Repair | 18.36% | 0 | 587.2996 | Industrial_2024_Economic_GWh_Before Competition Groups_Air Leak Survey and Repair
Industrial | Ind ¦ Pump System Optimization | 2024 | Achievable | GWh | Before Competition Groups | 69.2827 | 0 | 0 | 398.2663 | 0.17396 | 1 | Industrial_2024_Achievable_GWh_Before Competition Groups_1 | Pump System Optimization | 17.4% | 0 | 69.2827 | Industrial_2024_Achievable_GWh_Before Competition Groups_Pump System Optimization
Industrial | Ind ¦ Recommissioning | 2024 | Economic | GWh | Before Competition Groups | 458.0724 | 0 | 0 | 3198.0203 | 0.14324 | 2 | Industrial_2024_Economic_GWh_Before Competition Groups_2 | Recommissioning | 14.32% | 0 | 458.0724 | Industrial_2024_Economic_GWh_Before Competition Groups_Recommissioning
Industrial | Ind ¦ SEM | 2024 | Economic | GWh | Before Competition Groups | 458.0724 | 0 | 0 | 3198.0203 | 0.14324 | 3 | Industrial_2024_Economic_GWh_Before Competition Groups_3 | SEM | 14.32% | 0 | 458.0724 | Industrial_2024_Economic_GWh_Before Competition Groups_SEM
Industrial | Ind ¦ Air Leak Survey and Repair | 2024 | Achievable | GWh | Before Competition Groups | 54.7738 | 0 | 0 | 398.2663 | 0.13753 | 2 | Industrial_2024_Achievable_GWh_Before Competition Groups_2 | Air Leak Survey and Repair | 13.75% | 0 | 54.7738 | Industrial_2024_Achievable_GWh_Before Competition Groups_Air Leak Survey and Repair
Industrial | Ind ¦ Pump System Optimization | 2024 | Technical | GWh | Before Competition Groups | 650.4023 | 0 | 0 | 5038.2159 | 0.12909 | 1 | Industrial_2024_Technical_GWh_Before Competition Groups_1 | Pump System Optimization | 12.91% | 0 | 650.4023 | Industrial_2024_Technical_GWh_Before Competition Groups_Pump System Optimization
Industrial | Ind ¦ Air Compressor Optimization | 2024 | Achievable | GWh | Before Competition Groups | 48.3249 | 0 | 0 | 398.2663 | 0.12134 | 3 | Industrial_2024_Achievable_GWh_Before Competition Groups_3 | Air Compressor Optimization | 12.13% | 0 | 48.3249 | Industrial_2024_Achievable_GWh_Before Competition Groups_Air Compressor Optimization
Industrial | Ind ¦ Air Leak Survey and Repair | 2024 | Technical | GWh | Before Competition Groups | 587.2996 | 0 | 0 | 5038.2159 | 0.11657 | 2 | Industrial_2024_Technical_GWh_Before Competition Groups_2 | Air Leak Survey and Repair | 11.66% | 0 | 587.2996 | Industrial_2024_Technical_GWh_Before Competition Groups_Air Leak Survey and Repair
Industrial | Ind ¦ Recommissioning | 2024 | Achievable | GWh | Before Competition Groups | 42.9388 | 0 | 0 | 398.2663 | 0.10781 | 4 | Industrial_2024_Achievable_GWh_Before Competition Groups_4 | Recommissioning | 10.78% | 0 | 42.9388 | Industrial_2024_Achievable_GWh_Before Competition Groups_Recommissioning
Industrial | Ind ¦ SEM | 2024 | Achievable | GWh | Before Competition Groups | 42.9388 | 0 | 0 | 398.2663 | 0.10781 | 5 | Industrial_2024_Achievable_GWh_Before Competition Groups_5 | SEM | 10.78% | 0 | 42.9388 | Industrial_2024_Achievable_GWh_Before Competition Groups_SEM
Industrial | Ind ¦ Air Compressor Optimization | 2024 | Economic | GWh | Before Competition Groups | 329.1772 | 0 | 0 | 3198.0203 | 0.10293 | 4 | Industrial_2024_Economic_GWh_Before Competition Groups_4 | Air Compressor Optimization | 10.29% | 0 | 329.1772 | Industrial_2024_Economic_GWh_Before Competition Groups_Air Compressor Optimization
Industrial | Ind ¦ HE Lighting | 2024 | Technical | GWh | Before Competition Groups | 489.5052 | 0 | 0 | 5038.2159 | 0.097158 | 3 | Industrial_2024_Technical_GWh_Before Competition Groups_3 | HE Lighting | 9.716% | 0 | 489.5052 | Industrial_2024_Technical_GWh_Before Competition Groups_HE Lighting
Industrial | Ind ¦ Recommissioning | 2024 | Technical | GWh | Before Competition Groups | 458.0724 | 0 | 0 | 5038.2159 | 0.09092 | 4 | Industrial_2024_Technical_GWh_Before Competition Groups_4 | Recommissioning | 9.092% | 0 | 458.0724 | Industrial_2024_Technical_GWh_Before Competition Groups_Recommissioning
Industrial | Ind ¦ SEM | 2024 | Technical | GWh | Before Competition Groups | 458.0724 | 0 | 0 | 5038.2159 | 0.09092 | 5 | Industrial_2024_Technical_GWh_Before Competition Groups_5 | SEM | 9.092% | 0 | 458.0724 | Industrial_2024_Technical_GWh_Before Competition Groups_SEM
Industrial | Ind ¦ Efficient Compressed Air Nozzles | 2024 | Economic | GWh | Before Competition Groups | 280.2471 | 0 | 0 | 3198.0203 | 0.087631 | 5 | Industrial_2024_Economic_GWh_Before Competition Groups_5 | Efficient Compressed Air Nozzles | 8.763% | 0 | 280.2471 | Industrial_2024_Economic_GWh_Before Competition Groups_Efficient Compressed Air Nozzles
Industrial | Ind ¦ Pump Equipment Upgrade | 2024 | Achievable | GWh | Before Competition Groups | 31.2114 | 0 | 0 | 398.2663 | 0.078368 | 6 | Industrial_2024_Achievable_GWh_Before Competition Groups_6 | Pump Equipment Upgrade | 7.837% | 0 | 31.2114 | Industrial_2024_Achievable_GWh_Before Competition Groups_Pump Equipment Upgrade
Industrial | Ind ¦ High Efficiency HVAC Fans | 2024 | Achievable | GWh | Before Competition Groups | 27.0126 | 0 | 0 | 398.2663 | 0.067826 | 7 | Industrial_2024_Achievable_GWh_Before Competition Groups_7 | High Efficiency HVAC Fans | 6.783% | 0 | 27.0126 | Industrial_2024_Achievable_GWh_Before Competition Groups_High Efficiency HVAC Fans
Industrial | Ind ¦ High Efficiency HVAC Fans | 2024 | Economic | GWh | Before Competition Groups | 213.3205 | 0 | 0 | 3198.0203 | 0.066704 | 6 | Industrial_2024_Economic_GWh_Before Competition Groups_6 | High Efficiency HVAC Fans | 6.67% | 0 | 213.3205 | Industrial_2024_Economic_GWh_Before Competition Groups_High Efficiency HVAC Fans
Industrial | Ind ¦ Air Compressor Optimization | 2024 | Technical | GWh | Before Competition Groups | 329.1772 | 0 | 0 | 5038.2159 | 0.065336 | 6 | Industrial_2024_Technical_GWh_Before Competition Groups_6 | Air Compressor Optimization | 6.534% | 0 | 329.1772 | Industrial_2024_Technical_GWh_Before Competition Groups_Air Compressor Optimization
Industrial | Ind ¦ Pump Equipment Upgrade | 2024 | Technical | GWh | Before Competition Groups | 310.4651 | 0 | 0 | 5038.2159 | 0.061622 | 7 | Industrial_2024_Technical_GWh_Before Competition Groups_7 | Pump Equipment Upgrade | 6.162% | 0 | 310.4651 | Industrial_2024_Technical_GWh_Before Competition Groups_Pump Equipment Upgrade
Industrial | Ind ¦ Efficient Compressed Air Nozzles | 2024 | Achievable | GWh | Before Competition Groups | 22.2347 | 0 | 0 | 398.2663 | 0.055829 | 8 | Industrial_2024_Achievable_GWh_Before Competition Groups_8 | Efficient Compressed Air Nozzles | 5.583% | 0 | 22.2347 | Industrial_2024_Achievable_GWh_Before Competition Groups_Efficient Compressed Air Nozzles
Industrial | Ind ¦ Efficient Compressed Air Nozzles | 2024 | Technical | GWh | Before Competition Groups | 280.2471 | 0 | 0 | 5038.2159 | 0.055624 | 8 | Industrial_2024_Technical_GWh_Before Competition Groups_8 | Efficient Compressed Air Nozzles | 5.562% | 0 | 280.2471 | Industrial_2024_Technical_GWh_Before Competition Groups_Efficient Compressed Air Nozzles
Industrial | Ind ¦ Pump System Optimization | 2024 | Economic | GWh | Before Competition Groups | 177.7372 | 0 | 0 | 3198.0203 | 0.055577 | 7 | Industrial_2024_Economic_GWh_Before Competition Groups_7 | Pump System Optimization | 5.558% | 0 | 177.7372 | Industrial_2024_Economic_GWh_Before Competition Groups_Pump System Optimization
Industrial | Ind ¦ Greenhouse Grow Lights | 2024 | Technical | GWh | Before Competition Groups | 274.0722 | 0 | 0 | 5038.2159 | 0.054399 | 9 | Industrial_2024_Technical_GWh_Before Competition Groups_9 | Greenhouse Grow Lights | 5.44% | 0 | 274.0722 | Industrial_2024_Technical_GWh_Before Competition Groups_Greenhouse Grow Lights
Industrial | Ind ¦ Process Optimization (Elec) | 2024 | Economic | GWh | Before Competition Groups | 169.3788 | 0 | 0 | 3198.0203 | 0.052964 | 8 | Industrial_2024_Economic_GWh_Before Competition Groups_8 | Process Optimization (Elec) | 5.296% | 0 | 169.3788 | Industrial_2024_Economic_GWh_Before Competition Groups_Process Optimization (Elec)
Industrial | Ind ¦ High Efficiency HVAC Fans | 2024 | Technical | GWh | Before Competition Groups | 213.3205 | 0 | 0 | 5038.2159 | 0.04234 | 10 | Industrial_2024_Technical_GWh_Before Competition Groups_10 | High Efficiency HVAC Fans | 4.234% | 0 | 213.3205 | Industrial_2024_Technical_GWh_Before Competition Groups_High Efficiency HVAC Fans
Industrial | Ind ¦ Greenhouse Grow Lights | 2024 | Achievable | GWh | Before Competition Groups | 15.62 | 0 | 0 | 398.2663 | 0.03922 | 9 | Industrial_2024_Achievable_GWh_Before Competition Groups_9 | Greenhouse Grow Lights | 3.922% | 0 | 15.62 | Industrial_2024_Achievable_GWh_Before Competition Groups_Greenhouse Grow Lights
Industrial | Ind ¦ Process Optimization (Elec) | 2024 | Technical | GWh | Before Competition Groups | 169.3788 | 0 | 0 | 5038.2159 | 0.033619 | 11 | Industrial_2024_Technical_GWh_Before Competition Groups_11 | Process Optimization (Elec) | 3.362% | 0 | 169.3788 | Industrial_2024_Technical_GWh_Before Competition Groups_Process Optimization (Elec)
Industrial | Ind ¦ Premium Efficient Motors | 2024 | Technical | GWh | Before Competition Groups | 133.7671 | 0 | 0 | 5038.2159 | 0.02655 | 12 | Industrial_2024_Technical_GWh_Before Competition Groups_12 | Premium Efficient Motors | 2.655% | 0 | 133.7671 | Industrial_2024_Technical_GWh_Before Competition Groups_Premium Efficient Motors
Industrial | Ind ¦ Greenhouse Grow Lights | 2024 | Economic | GWh | Before Competition Groups | 62.4896 | 0 | 0 | 3198.0203 | 0.01954 | 9 | Industrial_2024_Economic_GWh_Before Competition Groups_9 | Greenhouse Grow Lights | 1.954% | 0 | 62.4896 | Industrial_2024_Economic_GWh_Before Competition Groups_Greenhouse Grow Lights
Industrial | Ind ¦ Pulp and Paper Process Improvements | 2024 | Economic | GWh | Before Competition Groups | 62.1679 | 0 | 0 | 3198.0203 | 0.019439 | 10 | Industrial_2024_Economic_GWh_Before Competition Groups_10 | Pulp and Paper Process Improvements | 1.944% | 0 | 62.1679 | Industrial_2024_Economic_GWh_Before Competition Groups_Pulp and Paper Process Improvements
Industrial | Ind ¦ Material Handling Improvements | 2024 | Achievable | GWh | Before Competition Groups | 7.3658 | 0 | 0 | 398.2663 | 0.018495 | 10 | Industrial_2024_Achievable_GWh_Before Competition Groups_10 | Material Handling Improvements | 1.849% | 0 | 7.3658 | Industrial_2024_Achievable_GWh_Before Competition Groups_Material Handling Improvements
Industrial | Ind ¦ Pump Equipment Upgrade | 2024 | Economic | GWh | Before Competition Groups | 55.5717 | 0 | 0 | 3198.0203 | 0.017377 | 11 | Industrial_2024_Economic_GWh_Before Competition Groups_11 | Pump Equipment Upgrade | 1.738% | 0 | 55.5717 | Industrial_2024_Economic_GWh_Before Competition Groups_Pump Equipment Upgrade
Industrial | Ind ¦ Fan System Optimization | 2024 | Achievable | GWh | Before Competition Groups | 6.7677 | 0 | 0 | 398.2663 | 0.016993 | 11 | Industrial_2024_Achievable_GWh_Before Competition Groups_11 | Fan System Optimization | 1.699% | 0 | 6.7677 | Industrial_2024_Achievable_GWh_Before Competition Groups_Fan System Optimization
Industrial | Ind ¦ Fan System Optimization | 2024 | Economic | GWh | Before Competition Groups | 52.8781 | 0 | 0 | 3198.0203 | 0.016535 | 12 | Industrial_2024_Economic_GWh_Before Competition Groups_12 | Fan System Optimization | 1.653% | 0 | 52.8781 | Industrial_2024_Economic_GWh_Before Competition Groups_Fan System Optimization
Industrial | Ind ¦ HE Lighting | 2024 | Economic | GWh | Before Competition Groups | 50.9776 | 0 | 0 | 3198.0203 | 0.01594 | 13 | Industrial_2024_Economic_GWh_Before Competition Groups_13 | HE Lighting | 1.594% | 0 | 50.9776 | Industrial_2024_Economic_GWh_Before Competition Groups_HE Lighting
Industrial | Ind ¦ HE HVAC Controls | 2024 | Technical | GWh | Before Competition Groups | 75.0372 | 0 | 0 | 5038.2159 | 0.014894 | 13 | Industrial_2024_Technical_GWh_Before Competition Groups_13 | HE HVAC Controls | 1.489% | 0 | 75.0372 | Industrial_2024_Technical_GWh_Before Competition Groups_HE HVAC Controls
Industrial | Ind ¦ Pulp and Paper Process Improvements | 2024 | Achievable | GWh | Before Competition Groups | 5.5004 | 0 | 0 | 398.2663 | 0.013811 | 12 | Industrial_2024_Achievable_GWh_Before Competition Groups_12 | Pulp and Paper Process Improvements | 1.381% | 0 | 5.5004 | Industrial_2024_Achievable_GWh_Before Competition Groups_Pulp and Paper Process Improvements
Industrial | Ind ¦ Material Handling Improvements | 2024 | Economic | GWh | Before Competition Groups | 43.9835 | 0 | 0 | 3198.0203 | 0.013753 | 14 | Industrial_2024_Economic_GWh_Before Competition Groups_14 | Material Handling Improvements | 1.375% | 0 | 43.9835 | Industrial_2024_Economic_GWh_Before Competition Groups_Material Handling Improvements
Industrial | Ind ¦ Pulp and Paper Process Improvements | 2024 | Technical | GWh | Before Competition Groups | 62.1679 | 0 | 0 | 5038.2159 | 0.012339 | 14 | Industrial_2024_Technical_GWh_Before Competition Groups_14 | Pulp and Paper Process Improvements | 1.234% | 0 | 62.1679 | Industrial_2024_Technical_GWh_Before Competition Groups_Pulp and Paper Process Improvements
Industrial | Ind ¦ Process Heat Recovery | 2024 | Economic | GWh | Before Competition Groups | 34.8685 | 0 | 0 | 3198.0203 | 0.010903 | 15 | Industrial_2024_Economic_GWh_Before Competition Groups_15 | Process Heat Recovery | 1.09% | 0 | 34.8685 | Industrial_2024_Economic_GWh_Before Competition Groups_Process Heat Recovery
Industrial | Ind ¦ Refiner Plate Improvements | 2024 | Economic | GWh | Before Competition Groups | 34.389 | 0 | 0 | 3198.0203 | 0.010753 | 16 | Industrial_2024_Economic_GWh_Before Competition Groups_16 | Refiner Plate Improvements | 1.075% | 0 | 34.389 | Industrial_2024_Economic_GWh_Before Competition Groups_Refiner Plate Improvements
Industrial | Ind ¦ Fan System Optimization | 2024 | Technical | GWh | Before Competition Groups | 52.8781 | 0 | 0 | 5038.2159 | 0.010495 | 15 | Industrial_2024_Technical_GWh_Before Competition Groups_15 | Fan System Optimization | 1.05% | 0 | 52.8781 | Industrial_2024_Technical_GWh_Before Competition Groups_Fan System Optimization
Industrial | Ind ¦ VAV Conversion Project | 2024 | Economic | GWh | Before Competition Groups | 32.8979 | 0 | 0 | 3198.0203 | 0.010287 | 17 | Industrial_2024_Economic_GWh_Before Competition Groups_17 | VAV Conversion Project | 1.029% | 0 | 32.8979 | Industrial_2024_Economic_GWh_Before Competition Groups_VAV Conversion Project
Industrial | Ind ¦ HE HVAC Units | 2024 | Technical | GWh | Before Competition Groups | 49.7147 | 0 | 0 | 5038.2159 | 0.0098675 | 16 | Industrial_2024_Technical_GWh_Before Competition Groups_16 | HE HVAC Units | 0.9868% | 0 | 49.7147 | Industrial_2024_Technical_GWh_Before Competition Groups_HE HVAC Units
Industrial | Ind ¦ Material Handling Improvements | 2024 | Technical | GWh | Before Competition Groups | 43.9835 | 0 | 0 | 5038.2159 | 0.00873 | 17 | Industrial_2024_Technical_GWh_Before Competition Groups_17 | Material Handling Improvements | 0.873% | 0 | 43.9835 | Industrial_2024_Technical_GWh_Before Competition Groups_Material Handling Improvements
Industrial | Ind ¦ Cold Storage Retrofit | 2024 | Technical | GWh | Before Competition Groups | 40.6842 | 0 | 0 | 5038.2159 | 0.0080751 | 18 | Industrial_2024_Technical_GWh_Before Competition Groups_18 | Cold Storage Retrofit | 0.8075% | 0 | 40.6842 | Industrial_2024_Technical_GWh_Before Competition Groups_Cold Storage Retrofit
Industrial | Ind ¦ Process Heat Recovery | 2024 | Achievable | GWh | Before Competition Groups | 3.1602 | 0 | 0 | 398.2663 | 0.0079349 | 13 | Industrial_2024_Achievable_GWh_Before Competition Groups_13 | Process Heat Recovery | 0.7935% | 0 | 3.1602 | Industrial_2024_Achievable_GWh_Before Competition Groups_Process Heat Recovery
Industrial | Ind ¦ VAV Conversion Project | 2024 | Achievable | GWh | Before Competition Groups | 3.1164 | 0 | 0 | 398.2663 | 0.0078249 | 14 | Industrial_2024_Achievable_GWh_Before Competition Groups_14 | VAV Conversion Project | 0.7825% | 0 | 3.1164 | Industrial_2024_Achievable_GWh_Before Competition Groups_VAV Conversion Project
Industrial | Ind ¦ Improved Controls - Process Cooling | 2024 | Economic | GWh | Before Competition Groups | 24.3944 | 0 | 0 | 3198.0203 | 0.007628 | 18 | Industrial_2024_Economic_GWh_Before Competition Groups_18 | Improved Controls - Process Cooling | 0.7628% | 0 | 24.3944 | Industrial_2024_Economic_GWh_Before Competition Groups_Improved Controls - Process Cooling
Industrial | Ind ¦ Process Optimization (Elec) | 2024 | Achievable | GWh | Before Competition Groups | 2.82 | 0 | 0 | 398.2663 | 0.0070806 | 15 | Industrial_2024_Achievable_GWh_Before Competition Groups_15 | Process Optimization (Elec) | 0.7081% | 0 | 2.82 | Industrial_2024_Achievable_GWh_Before Competition Groups_Process Optimization (Elec)
Industrial | Ind ¦ Process Heat Recovery | 2024 | Technical | GWh | Before Competition Groups | 34.8685 | 0 | 0 | 5038.2159 | 0.0069208 | 19 | Industrial_2024_Technical_GWh_Before Competition Groups_19 | Process Heat Recovery | 0.6921% | 0 | 34.8685 | Industrial_2024_Technical_GWh_Before Competition Groups_Process Heat Recovery
Industrial | Ind ¦ Refiner Plate Improvements | 2024 | Technical | GWh | Before Competition Groups | 34.389 | 0 | 0 | 5038.2159 | 0.0068256 | 20 | Industrial_2024_Technical_GWh_Before Competition Groups_20 | Refiner Plate Improvements | 0.6826% | 0 | 34.389 | Industrial_2024_Technical_GWh_Before Competition Groups_Refiner Plate Improvements
Industrial | Ind ¦ Refiner Plate Improvements | 2024 | Achievable | GWh | Before Competition Groups | 2.7034 | 0 | 0 | 398.2663 | 0.006788 | 16 | Industrial_2024_Achievable_GWh_Before Competition Groups_16 | Refiner Plate Improvements | 0.6788% | 0 | 2.7034 | Industrial_2024_Achievable_GWh_Before Competition Groups_Refiner Plate Improvements
Industrial | Ind ¦ Efficient Irrigation | 2024 | Technical | GWh | Before Competition Groups | 34.1235 | 0 | 0 | 5038.2159 | 0.0067729 | 21 | Industrial_2024_Technical_GWh_Before Competition Groups_21 | Efficient Irrigation | 0.6773% | 0 | 34.1235 | Industrial_2024_Technical_GWh_Before Competition Groups_Efficient Irrigation
Industrial | Ind ¦ VAV Conversion Project | 2024 | Technical | GWh | Before Competition Groups | 32.8979 | 0 | 0 | 5038.2159 | 0.0065297 | 22 | Industrial_2024_Technical_GWh_Before Competition Groups_22 | VAV Conversion Project | 0.653% | 0 | 32.8979 | Industrial_2024_Technical_GWh_Before Competition Groups_VAV Conversion Project
Industrial | Ind ¦ Improved Controls - Process Cooling | 2024 | Achievable | GWh | Before Competition Groups | 2.2898 | 0 | 0 | 398.2663 | 0.0057495 | 17 | Industrial_2024_Achievable_GWh_Before Competition Groups_17 | Improved Controls - Process Cooling | 0.575% | 0 | 2.2898 | Industrial_2024_Achievable_GWh_Before Competition Groups_Improved Controls - Process Cooling
Industrial | Ind ¦ Process Improvements | 2024 | Economic | GWh | Before Competition Groups | 17.1955 | 0 | 0 | 3198.0203 | 0.0053769 | 19 | Industrial_2024_Economic_GWh_Before Competition Groups_19 | Process Improvements | 0.5377% | 0 | 17.1955 | Industrial_2024_Economic_GWh_Before Competition Groups_Process Improvements
Industrial | Ind ¦ High Efficiency Battery Charger | 2024 | Economic | GWh | Before Competition Groups | 16.705 | 0 | 0 | 3198.0203 | 0.0052236 | 20 | Industrial_2024_Economic_GWh_Before Competition Groups_20 | High Efficiency Battery Charger | 0.5224% | 0 | 16.705 | Industrial_2024_Economic_GWh_Before Competition Groups_High Efficiency Battery Charger
Industrial | Ind ¦ High Efficiency Battery Charger | 2024 | Achievable | GWh | Before Competition Groups | 1.9531 | 0 | 0 | 398.2663 | 0.004904 | 18 | Industrial_2024_Achievable_GWh_Before Competition Groups_18 | High Efficiency Battery Charger | 0.4904% | 0 | 1.9531 | Industrial_2024_Achievable_GWh_Before Competition Groups_High Efficiency Battery Charger
Industrial | Ind ¦ Improved Controls - Process Cooling | 2024 | Technical | GWh | Before Competition Groups | 24.3944 | 0 | 0 | 5038.2159 | 0.0048419 | 23 | Industrial_2024_Technical_GWh_Before Competition Groups_23 | Improved Controls - Process Cooling | 0.4842% | 0 | 24.3944 | Industrial_2024_Technical_GWh_Before Competition Groups_Improved Controls - Process Cooling
Industrial | Ind ¦ Ventilation Optimization | 2024 | Technical | GWh | Before Competition Groups | 22.4791 | 0 | 0 | 5038.2159 | 0.0044617 | 24 | Industrial_2024_Technical_GWh_Before Competition Groups_24 | Ventilation Optimization | 0.4462% | 0 | 22.4791 | Industrial_2024_Technical_GWh_Before Competition Groups_Ventilation Optimization
Industrial | Ind ¦ Synchronous Belts | 2024 | Technical | GWh | Before Competition Groups | 20.8274 | 0 | 0 | 5038.2159 | 0.0041339 | 25 | Industrial_2024_Technical_GWh_Before Competition Groups_25 | Synchronous Belts | 0.4134% | 0 | 20.8274 | Industrial_2024_Technical_GWh_Before Competition Groups_Synchronous Belts
Industrial | Ind ¦ Process Improvements | 2024 | Achievable | GWh | Before Competition Groups | 1.5953 | 0 | 0 | 398.2663 | 0.0040056 | 19 | Industrial_2024_Achievable_GWh_Before Competition Groups_19 | Process Improvements | 0.4006% | 0 | 1.5953 | Industrial_2024_Achievable_GWh_Before Competition Groups_Process Improvements
Industrial | Ind ¦ Process Improvements | 2024 | Technical | GWh | Before Competition Groups | 17.1955 | 0 | 0 | 5038.2159 | 0.003413 | 26 | Industrial_2024_Technical_GWh_Before Competition Groups_26 | Process Improvements | 0.3413% | 0 | 17.1955 | Industrial_2024_Technical_GWh_Before Competition Groups_Process Improvements
Industrial | Ind ¦ High Efficiency Battery Charger | 2024 | Technical | GWh | Before Competition Groups | 16.705 | 0 | 0 | 5038.2159 | 0.0033157 | 27 | Industrial_2024_Technical_GWh_Before Competition Groups_27 | High Efficiency Battery Charger | 0.3316% | 0 | 16.705 | Industrial_2024_Technical_GWh_Before Competition Groups_High Efficiency Battery Charger
Industrial | Ind ¦ Improved Controls - Process Heating | 2024 | Economic | GWh | Before Competition Groups | 10.3396 | 0 | 0 | 3198.0203 | 0.0032331 | 21 | Industrial_2024_Economic_GWh_Before Competition Groups_21 | Improved Controls - Process Heating | 0.3233% | 0 | 10.3396 | Industrial_2024_Economic_GWh_Before Competition Groups_Improved Controls - Process Heating
Industrial | Ind ¦ HE Lighting | 2024 | Achievable | GWh | Before Competition Groups | 1.2632 | 0 | 0 | 398.2663 | 0.0031718 | 20 | Industrial_2024_Achievable_GWh_Before Competition Groups_20 | HE Lighting | 0.3172% | 0 | 1.2632 | Industrial_2024_Achievable_GWh_Before Competition Groups_HE Lighting
Industrial | Ind ¦ HVLS Fans | 2024 | Technical | GWh | Before Competition Groups | 15.9629 | 0 | 0 | 5038.2159 | 0.0031684 | 28 | Industrial_2024_Technical_GWh_Before Competition Groups_28 | HVLS Fans | 0.3168% | 0 | 15.9629 | Industrial_2024_Technical_GWh_Before Competition Groups_HVLS Fans
Industrial | Ind ¦ Ventilation Optimization | 2024 | Achievable | GWh | Before Competition Groups | 1.2159 | 0 | 0 | 398.2663 | 0.0030529 | 21 | Industrial_2024_Achievable_GWh_Before Competition Groups_21 | Ventilation Optimization | 0.3053% | 0 | 1.2159 | Industrial_2024_Achievable_GWh_Before Competition Groups_Ventilation Optimization
Industrial | Ind ¦ Refrigeration Compressor VFD | 2024 | Achievable | GWh | Before Competition Groups | 1.1603 | 0 | 0 | 398.2663 | 0.0029133 | 22 | Industrial_2024_Achievable_GWh_Before Competition Groups_22 | Refrigeration Compressor VFD | 0.2913% | 0 | 1.1603 | Industrial_2024_Achievable_GWh_Before Competition Groups_Refrigeration Compressor VFD
Industrial | Ind ¦ Improved Controls - Process Heating | 2024 | Achievable | GWh | Before Competition Groups | 0.98676 | 0 | 0 | 398.2663 | 0.0024776 | 23 | Industrial_2024_Achievable_GWh_Before Competition Groups_23 | Improved Controls - Process Heating | 0.2478% | 0 | 0.98676 | Industrial_2024_Achievable_GWh_Before Competition Groups_Improved Controls - Process Heating
Industrial | Ind ¦ Efficient Irrigation | 2024 | Economic | GWh | Before Competition Groups | 7.385 | 0 | 0 | 3198.0203 | 0.0023093 | 22 | Industrial_2024_Economic_GWh_Before Competition Groups_22 | Efficient Irrigation | 0.2309% | 0 | 7.385 | Industrial_2024_Economic_GWh_Before Competition Groups_Efficient Irrigation
Industrial | Ind ¦ Low Energy Livestock Waterers | 2024 | Technical | GWh | Before Competition Groups | 11.4768 | 0 | 0 | 5038.2159 | 0.0022779 | 29 | Industrial_2024_Technical_GWh_Before Competition Groups_29 | Low Energy Livestock Waterers | 0.2278% | 0 | 11.4768 | Industrial_2024_Technical_GWh_Before Competition Groups_Low Energy Livestock Waterers
Industrial | Ind ¦ Chiller Optimization | 2024 | Technical | GWh | Before Competition Groups | 11.4138 | 0 | 0 | 5038.2159 | 0.0022655 | 30 | Industrial_2024_Technical_GWh_Before Competition Groups_30 | Chiller Optimization | 0.2265% | 0 | 11.4138 | Industrial_2024_Technical_GWh_Before Competition Groups_Chiller Optimization
Industrial | Ind ¦ Engine Block Heater Timer | 2024 | Economic | GWh | Before Competition Groups | 6.7702 | 0 | 0 | 3198.0203 | 0.002117 | 23 | Industrial_2024_Economic_GWh_Before Competition Groups_23 | Engine Block Heater Timer | 0.2117% | 0 | 6.7702 | Industrial_2024_Economic_GWh_Before Competition Groups_Engine Block Heater Timer
Industrial | Ind ¦ Free Cooling | 2024 | Technical | GWh | Before Competition Groups | 10.5073 | 0 | 0 | 5038.2159 | 0.0020855 | 31 | Industrial_2024_Technical_GWh_Before Competition Groups_31 | Free Cooling | 0.2086% | 0 | 10.5073 | Industrial_2024_Technical_GWh_Before Competition Groups_Free Cooling
Industrial | Ind ¦ Improved Controls - Process Heating | 2024 | Technical | GWh | Before Competition Groups | 10.3396 | 0 | 0 | 5038.2159 | 0.0020522 | 32 | Industrial_2024_Technical_GWh_Before Competition Groups_32 | Improved Controls - Process Heating | 0.2052% | 0 | 10.3396 | Industrial_2024_Technical_GWh_Before Competition Groups_Improved Controls - Process Heating
Industrial | Ind ¦ Refrigeration Compressor VFD | 2024 | Technical | GWh | Before Competition Groups | 9.9413 | 0 | 0 | 5038.2159 | 0.0019732 | 33 | Industrial_2024_Technical_GWh_Before Competition Groups_33 | Refrigeration Compressor VFD | 0.1973% | 0 | 9.9413 | Industrial_2024_Technical_GWh_Before Competition Groups_Refrigeration Compressor VFD
Industrial | Ind ¦ Dairy Pre-Cooler | 2024 | Technical | GWh | Before Competition Groups | 8.9913 | 0 | 0 | 5038.2159 | 0.0017846 | 34 | Industrial_2024_Technical_GWh_Before Competition Groups_34 | Dairy Pre-Cooler | 0.1785% | 0 | 8.9913 | Industrial_2024_Technical_GWh_Before Competition Groups_Dairy Pre-Cooler
Industrial | Ind ¦ Cooling Tower Optimization | 2024 | Technical | GWh | Before Competition Groups | 8.6537 | 0 | 0 | 5038.2159 | 0.0017176 | 35 | Industrial_2024_Technical_GWh_Before Competition Groups_35 | Cooling Tower Optimization | 0.1718% | 0 | 8.6537 | Industrial_2024_Technical_GWh_Before Competition Groups_Cooling Tower Optimization
Industrial | Ind ¦ Efficient Transformer | 2024 | Technical | GWh | Before Competition Groups | 8.3525 | 0 | 0 | 5038.2159 | 0.0016578 | 36 | Industrial_2024_Technical_GWh_Before Competition Groups_36 | Efficient Transformer | 0.1658% | 0 | 8.3525 | Industrial_2024_Technical_GWh_Before Competition Groups_Efficient Transformer
Industrial | Ind ¦ Engine Block Heater Timer | 2024 | Achievable | GWh | Before Competition Groups | 0.62356 | 0 | 0 | 398.2663 | 0.0015657 | 24 | Industrial_2024_Achievable_GWh_Before Competition Groups_24 | Engine Block Heater Timer | 0.1566% | 0 | 0.62356 | Industrial_2024_Achievable_GWh_Before Competition Groups_Engine Block Heater Timer
Industrial | Ind ¦ Dairy Pre-Cooler | 2024 | Achievable | GWh | Before Competition Groups | 0.58316 | 0 | 0 | 398.2663 | 0.0014642 | 25 | Industrial_2024_Achievable_GWh_Before Competition Groups_25 | Dairy Pre-Cooler | 0.1464% | 0 | 0.58316 | Industrial_2024_Achievable_GWh_Before Competition Groups_Dairy Pre-Cooler
Industrial | Ind ¦ High Efficiency Welders | 2024 | Technical | GWh | Before Competition Groups | 7.1617 | 0 | 0 | 5038.2159 | 0.0014215 | 37 | Industrial_2024_Technical_GWh_Before Competition Groups_37 | High Efficiency Welders | 0.1421% | 0 | 7.1617 | Industrial_2024_Technical_GWh_Before Competition Groups_High Efficiency Welders
Industrial | Ind ¦ Engine Block Heater Timer | 2024 | Technical | GWh | Before Competition Groups | 6.7702 | 0 | 0 | 5038.2159 | 0.0013438 | 38 | Industrial_2024_Technical_GWh_Before Competition Groups_38 | Engine Block Heater Timer | 0.1344% | 0 | 6.7702 | Industrial_2024_Technical_GWh_Before Competition Groups_Engine Block Heater Timer
Industrial | Ind ¦ Efficient Refrigeration Compressor | 2024 | Achievable | GWh | Before Competition Groups | 0.42237 | 0 | 0 | 398.2663 | 0.0010605 | 26 | Industrial_2024_Achievable_GWh_Before Competition Groups_26 | Efficient Refrigeration Compressor | 0.1061% | 0 | 0.42237 | Industrial_2024_Achievable_GWh_Before Competition Groups_Efficient Refrigeration Compressor
Industrial | Ind ¦ Ventilation Optimization | 2024 | Economic | GWh | Before Competition Groups | 2.9649 | 0 | 0 | 3198.0203 | 0.0009271 | 24 | Industrial_2024_Economic_GWh_Before Competition Groups_24 | Ventilation Optimization | 0.09271% | 0 | 2.9649 | Industrial_2024_Economic_GWh_Before Competition Groups_Ventilation Optimization
Industrial | Ind ¦ Air Compressor Heat Recovery | 2024 | Economic | GWh | Before Competition Groups | 2.7277 | 0 | 0 | 3198.0203 | 0.00085295 | 25 | Industrial_2024_Economic_GWh_Before Competition Groups_25 | Air Compressor Heat Recovery | 0.08529% | 0 | 2.7277 | Industrial_2024_Economic_GWh_Before Competition Groups_Air Compressor Heat Recovery
Industrial | Ind ¦ Dairy Pre-Cooler | 2024 | Economic | GWh | Before Competition Groups | 2.2679 | 0 | 0 | 3198.0203 | 0.00070915 | 26 | Industrial_2024_Economic_GWh_Before Competition Groups_26 | Dairy Pre-Cooler | 0.07091% | 0 | 2.2679 | Industrial_2024_Economic_GWh_Before Competition Groups_Dairy Pre-Cooler
Industrial | Ind ¦ Air Compressor Heat Recovery | 2024 | Achievable | GWh | Before Competition Groups | 0.25548 | 0 | 0 | 398.2663 | 0.00064147 | 27 | Industrial_2024_Achievable_GWh_Before Competition Groups_27 | Air Compressor Heat Recovery | 0.06415% | 0 | 0.25548 | Industrial_2024_Achievable_GWh_Before Competition Groups_Air Compressor Heat Recovery
Industrial | Ind ¦ Efficient Refrigeration Compressor | 2024 | Economic | GWh | Before Competition Groups | 1.826 | 0 | 0 | 3198.0203 | 0.00057099 | 27 | Industrial_2024_Economic_GWh_Before Competition Groups_27 | Efficient Refrigeration Compressor | 0.0571% | 0 | 1.826 | Industrial_2024_Economic_GWh_Before Competition Groups_Efficient Refrigeration Compressor
Industrial | Ind ¦ Refrigeration Compressor VFD | 2024 | Economic | GWh | Before Competition Groups | 1.8099 | 0 | 0 | 3198.0203 | 0.00056594 | 28 | Industrial_2024_Economic_GWh_Before Competition Groups_28 | Refrigeration Compressor VFD | 0.05659% | 0 | 1.8099 | Industrial_2024_Economic_GWh_Before Competition Groups_Refrigeration Compressor VFD
Industrial | Ind ¦ Air Compressor Heat Recovery | 2024 | Technical | GWh | Before Competition Groups | 2.7277 | 0 | 0 | 5038.2159 | 0.00054141 | 39 | Industrial_2024_Technical_GWh_Before Competition Groups_39 | Air Compressor Heat Recovery | 0.05414% | 0 | 2.7277 | Industrial_2024_Technical_GWh_Before Competition Groups_Air Compressor Heat Recovery
Industrial | Ind ¦ Creep Heat Controller | 2024 | Technical | GWh | Before Competition Groups | 2.5558 | 0 | 0 | 5038.2159 | 0.00050728 | 40 | Industrial_2024_Technical_GWh_Before Competition Groups_40 | Creep Heat Controller | 0.05073% | 0 | 2.5558 | Industrial_2024_Technical_GWh_Before Competition Groups_Creep Heat Controller
Industrial | Ind ¦ Heat Lamps/Heat Pad | 2024 | Technical | GWh | Before Competition Groups | 2.2976 | 0 | 0 | 5038.2159 | 0.00045602 | 41 | Industrial_2024_Technical_GWh_Before Competition Groups_41 | Heat Lamps/Heat Pad | 0.0456% | 0 | 2.2976 | Industrial_2024_Technical_GWh_Before Competition Groups_Heat Lamps/Heat Pad
Industrial | Ind ¦ Optimize Compressed Air Dryer | 2024 | Technical | GWh | Before Competition Groups | 1.9727 | 0 | 0 | 5038.2159 | 0.00039154 | 42 | Industrial_2024_Technical_GWh_Before Competition Groups_42 | Optimize Compressed Air Dryer | 0.03915% | 0 | 1.9727 | Industrial_2024_Technical_GWh_Before Competition Groups_Optimize Compressed Air Dryer
Industrial | Ind ¦ Efficient Refrigeration Compressor | 2024 | Technical | GWh | Before Competition Groups | 1.826 | 0 | 0 | 5038.2159 | 0.00036243 | 43 | Industrial_2024_Technical_GWh_Before Competition Groups_43 | Efficient Refrigeration Compressor | 0.03624% | 0 | 1.826 | Industrial_2024_Technical_GWh_Before Competition Groups_Efficient Refrigeration Compressor
Industrial | Ind ¦ Efficient Irrigation | 2024 | Achievable | GWh | Before Competition Groups | 0.095542 | 0 | 0 | 398.2663 | 0.0002399 | 28 | Industrial_2024_Achievable_GWh_Before Competition Groups_28 | Efficient Irrigation | 0.02399% | 0 | 0.095542 | Industrial_2024_Achievable_GWh_Before Competition Groups_Efficient Irrigation
Industrial | Ind ¦ Dual and Natural Exhaust Ventilation Systems | 2024 | Technical | GWh | Before Competition Groups | 0.72522 | 0 | 0 | 5038.2159 | 0.00014394 | 44 | Industrial_2024_Technical_GWh_Before Competition Groups_44 | Dual and Natural Exhaust Ventilation Systems | 0.01439% | 0 | 0.72522 | Industrial_2024_Technical_GWh_Before Competition Groups_Dual and Natural Exhaust Ventilation Systems
Industrial | Ind ¦ Dairy Water Heater | 2024 | Achievable | GWh | Before Competition Groups | 0.050252 | 0 | 0 | 398.2663 | 0.00012618 | 29 | Industrial_2024_Achievable_GWh_Before Competition Groups_29 | Dairy Water Heater | 0.01262% | 0 | 0.050252 | Industrial_2024_Achievable_GWh_Before Competition Groups_Dairy Water Heater
Industrial | Ind ¦ Dairy Water Heater | 2024 | Technical | GWh | Before Competition Groups | 0.41404 | 0 | 0 | 5038.2159 | 8.218e-05 | 45 | Industrial_2024_Technical_GWh_Before Competition Groups_45 | Dairy Water Heater | 0.008218% | 0 | 0.41404 | Industrial_2024_Technical_GWh_Before Competition Groups_Dairy Water Heater
Industrial | Ind ¦ Dairy Water Heater | 2024 | Economic | GWh | Before Competition Groups | 0.1054 | 0 | 0 | 3198.0203 | 3.2956e-05 | 29 | Industrial_2024_Economic_GWh_Before Competition Groups_29 | Dairy Water Heater | 0.003296% | 0 | 0.1054 | Industrial_2024_Economic_GWh_Before Competition Groups_Dairy Water Heater
Industrial | Ind ¦ Cooling Tower Optimization | 2024 | Achievable | GWh | Before Competition Groups | 0 | 0 | 0 | 398.2663 | 0 | 30 | Industrial_2024_Achievable_GWh_Before Competition Groups_30 | Cooling Tower Optimization | 0% | 0 | 0 | Industrial_2024_Achievable_GWh_Before Competition Groups_Cooling Tower Optimization
Industrial | Ind ¦ Cooling Tower Optimization | 2024 | Economic | GWh | Before Competition Groups | 0 | 0 | 0 | 3198.0203 | 0 | 30 | Industrial_2024_Economic_GWh_Before Competition Groups_30 | Cooling Tower Optimization | 0% | 0 | 0 | Industrial_2024_Economic_GWh_Before Competition Groups_Cooling Tower Optimization
Industrial | Ind ¦ Creep Heat Controller | 2024 | Achievable | GWh | Before Competition Groups | 0 | 0 | 0 | 398.2663 | 0 | 31 | Industrial_2024_Achievable_GWh_Before Competition Groups_31 | Creep Heat Controller | 0% | 0 | 0 | Industrial_2024_Achievable_GWh_Before Competition Groups_Creep Heat Controller
Industrial | Ind ¦ Creep Heat Controller | 2024 | Economic | GWh | Before Competition Groups | 0 | 0 | 0 | 3198.0203 | 0 | 31 | Industrial_2024_Economic_GWh_Before Competition Groups_31 | Creep Heat Controller | 0% | 0 | 0 | Industrial_2024_Economic_GWh_Before Competition Groups_Creep Heat Controller
Industrial | Ind ¦ Dual and Natural Exhaust Ventilation Systems | 2024 | Achievable | GWh | Before Competition Groups | 0 | 0 | 0 | 398.2663 | 0 | 32 | Industrial_2024_Achievable_GWh_Before Competition Groups_32 | Dual and Natural Exhaust Ventilation Systems | 0% | 0 | 0 | Industrial_2024_Achievable_GWh_Before Competition Groups_Dual and Natural Exhaust Ventilation Systems
Industrial | Ind ¦ Dual and Natural Exhaust Ventilation Systems | 2024 | Economic | GWh | Before Competition Groups | 0 | 0 | 0 | 3198.0203 | 0 | 32 | Industrial_2024_Economic_GWh_Before Competition Groups_32 | Dual and Natural Exhaust Ventilation Systems | 0% | 0 | 0 | Industrial_2024_Economic_GWh_Before Competition Groups_Dual and Natural Exhaust Ventilation Systems
Industrial | Ind ¦ Efficient Transformer | 2024 | Achievable | GWh | Before Competition Groups | 0 | 0 | 0 | 398.2663 | 0 | 33 | Industrial_2024_Achievable_GWh_Before Competition Groups_33 | Efficient Transformer | 0% | 0 | 0 | Industrial_2024_Achievable_GWh_Before Competition Groups_Efficient Transformer
Industrial | Ind ¦ Efficient Transformer | 2024 | Economic | GWh | Before Competition Groups | 0 | 0 | 0 | 3198.0203 | 0 | 33 | Industrial_2024_Economic_GWh_Before Competition Groups_33 | Efficient Transformer | 0% | 0 | 0 | Industrial_2024_Economic_GWh_Before Competition Groups_Efficient Transformer
Industrial | Ind ¦ Free Cooling | 2024 | Achievable | GWh | Before Competition Groups | 0 | 0 | 0 | 398.2663 | 0 | 34 | Industrial_2024_Achievable_GWh_Before Competition Groups_34 | Free Cooling | 0% | 0 | 0 | Industrial_2024_Achievable_GWh_Before Competition Groups_Free Cooling
Industrial | Ind ¦ Free Cooling | 2024 | Economic | GWh | Before Competition Groups | 0 | 0 | 0 | 3198.0203 | 0 | 34 | Industrial_2024_Economic_GWh_Before Competition Groups_34 | Free Cooling | 0% | 0 | 0 | Industrial_2024_Economic_GWh_Before Competition Groups_Free Cooling
Industrial | Ind ¦ Heat Lamps/Heat Pad | 2024 | Achievable | GWh | Before Competition Groups | 0 | 0 | 0 | 398.2663 | 0 | 35 | Industrial_2024_Achievable_GWh_Before Competition Groups_35 | Heat Lamps/Heat Pad | 0% | 0 | 0 | Industrial_2024_Achievable_GWh_Before Competition Groups_Heat Lamps/Heat Pad
Industrial | Ind ¦ Heat Lamps/Heat Pad | 2024 | Economic | GWh | Before Competition Groups | 0 | 0 | 0 | 3198.0203 | 0 | 35 | Industrial_2024_Economic_GWh_Before Competition Groups_35 | Heat Lamps/Heat Pad | 0% | 0 | 0 | Industrial_2024_Economic_GWh_Before Competition Groups_Heat Lamps/Heat Pad
Industrial | Ind ¦ High Efficiency Welders | 2024 | Achievable | GWh | Before Competition Groups | 0 | 0 | 0 | 398.2663 | 0 | 36 | Industrial_2024_Achievable_GWh_Before Competition Groups_36 | High Efficiency Welders | 0% | 0 | 0 | Industrial_2024_Achievable_GWh_Before Competition Groups_High Efficiency Welders
Industrial | Ind ¦ High Efficiency Welders | 2024 | Economic | GWh | Before Competition Groups | 0 | 0 | 0 | 3198.0203 | 0 | 36 | Industrial_2024_Economic_GWh_Before Competition Groups_36 | High Efficiency Welders | 0% | 0 | 0 | Industrial_2024_Economic_GWh_Before Competition Groups_High Efficiency Welders
Industrial | Ind ¦ HVLS Fans | 2024 | Achievable | GWh | Before Competition Groups | 0 | 0 | 0 | 398.2663 | 0 | 37 | Industrial_2024_Achievable_GWh_Before Competition Groups_37 | HVLS Fans | 0% | 0 | 0 | Industrial_2024_Achievable_GWh_Before Competition Groups_HVLS Fans
Industrial | Ind ¦ HVLS Fans | 2024 | Economic | GWh | Before Competition Groups | 0 | 0 | 0 | 3198.0203 | 0 | 37 | Industrial_2024_Economic_GWh_Before Competition Groups_37 | HVLS Fans | 0% | 0 | 0 | Industrial_2024_Economic_GWh_Before Competition Groups_HVLS Fans
Industrial | Ind ¦ Low Energy Livestock Waterers | 2024 | Achievable | GWh | Before Competition Groups | 0 | 0 | 0 | 398.2663 | 0 | 38 | Industrial_2024_Achievable_GWh_Before Competition Groups_38 | Low Energy Livestock Waterers | 0% | 0 | 0 | Industrial_2024_Achievable_GWh_Before Competition Groups_Low Energy Livestock Waterers
Industrial | Ind ¦ Low Energy Livestock Waterers | 2024 | Economic | GWh | Before Competition Groups | 0 | 0 | 0 | 3198.0203 | 0 | 38 | Industrial_2024_Economic_GWh_Before Competition Groups_38 | Low Energy Livestock Waterers | 0% | 0 | 0 | Industrial_2024_Economic_GWh_Before Competition Groups_Low Energy Livestock Waterers
Industrial | Ind ¦ Optimize Compressed Air Dryer | 2024 | Achievable | GWh | Before Competition Groups | 0 | 0 | 0 | 398.2663 | 0 | 39 | Industrial_2024_Achievable_GWh_Before Competition Groups_39 | Optimize Compressed Air Dryer | 0% | 0 | 0 | Industrial_2024_Achievable_GWh_Before Competition Groups_Optimize Compressed Air Dryer
Industrial | Ind ¦ Optimize Compressed Air Dryer | 2024 | Economic | GWh | Before Competition Groups | 0 | 0 | 0 | 3198.0203 | 0 | 39 | Industrial_2024_Economic_GWh_Before Competition Groups_39 | Optimize Compressed Air Dryer | 0% | 0 | 0 | Industrial_2024_Economic_GWh_Before Competition Groups_Optimize Compressed Air Dryer
Industrial | Ind ¦ Premium Efficient Motors | 2024 | Achievable | GWh | Before Competition Groups | 0 | 0 | 0 | 398.2663 | 0 | 40 | Industrial_2024_Achievable_GWh_Before Competition Groups_40 | Premium Efficient Motors | 0% | 0 | 0 | Industrial_2024_Achievable_GWh_Before Competition Groups_Premium Efficient Motors
Industrial | Ind ¦ Premium Efficient Motors | 2024 | Economic | GWh | Before Competition Groups | 0 | 0 | 0 | 3198.0203 | 0 | 40 | Industrial_2024_Economic_GWh_Before Competition Groups_40 | Premium Efficient Motors | 0% | 0 | 0 | Industrial_2024_Economic_GWh_Before Competition Groups_Premium Efficient Motors
Industrial | Ind ¦ Synchronous Belts | 2024 | Achievable | GWh | Before Competition Groups | 0 | 0 | 0 | 398.2663 | 0 | 41 | Industrial_2024_Achievable_GWh_Before Competition Groups_41 | Synchronous Belts | 0% | 0 | 0 | Industrial_2024_Achievable_GWh_Before Competition Groups_Synchronous Belts
Industrial | Ind ¦ Synchronous Belts | 2024 | Economic | GWh | Before Competition Groups | 0 | 0 | 0 | 3198.0203 | 0 | 41 | Industrial_2024_Economic_GWh_Before Competition Groups_41 | Synchronous Belts | 0% | 0 | 0 | Industrial_2024_Economic_GWh_Before Competition Groups_Synchronous Belts
Industrial | Ind ¦ Pump System Optimization | 2025 | Achievable | GWh | Before Competition Groups | 103.5345 | 0 | 0 | 635.9041 | 0.16281 | 1 | Industrial_2025_Achievable_GWh_Before Competition Groups_1 | Pump System Optimization | 16.28% | 0 | 103.5345 | Industrial_2025_Achievable_GWh_Before Competition Groups_Pump System Optimization
Industrial | Ind ¦ Air Leak Survey and Repair | 2025 | Economic | GWh | Before Competition Groups | 587.2334 | 0 | 0 | 3632.765 | 0.16165 | 1 | Industrial_2025_Economic_GWh_Before Competition Groups_1 | Air Leak Survey and Repair | 16.16% | 0 | 587.2334 | Industrial_2025_Economic_GWh_Before Competition Groups_Air Leak Survey and Repair
Industrial | Ind ¦ Air Leak Survey and Repair | 2025 | Achievable | GWh | Before Competition Groups | 87.9889 | 0 | 0 | 635.9041 | 0.13837 | 2 | Industrial_2025_Achievable_GWh_Before Competition Groups_2 | Air Leak Survey and Repair | 13.84% | 0 | 87.9889 | Industrial_2025_Achievable_GWh_Before Competition Groups_Air Leak Survey and Repair
Industrial | Ind ¦ Pump System Optimization | 2025 | Technical | GWh | Before Competition Groups | 721.5166 | 0 | 0 | 5277.6274 | 0.13671 | 1 | Industrial_2025_Technical_GWh_Before Competition Groups_1 | Pump System Optimization | 13.67% | 0 | 721.5166 | Industrial_2025_Technical_GWh_Before Competition Groups_Pump System Optimization
Industrial | Ind ¦ Recommissioning | 2025 | Economic | GWh | Before Competition Groups | 457.9528 | 0 | 0 | 3632.765 | 0.12606 | 2 | Industrial_2025_Economic_GWh_Before Competition Groups_2 | Recommissioning | 12.61% | 0 | 457.9528 | Industrial_2025_Economic_GWh_Before Competition Groups_Recommissioning
Industrial | Ind ¦ SEM | 2025 | Economic | GWh | Before Competition Groups | 457.9528 | 0 | 0 | 3632.765 | 0.12606 | 3 | Industrial_2025_Economic_GWh_Before Competition Groups_3 | SEM | 12.61% | 0 | 457.9528 | Industrial_2025_Economic_GWh_Before Competition Groups_SEM
Industrial | Ind ¦ Air Compressor Optimization | 2025 | Achievable | GWh | Before Competition Groups | 76.1126 | 0 | 0 | 635.9041 | 0.11969 | 3 | Industrial_2025_Achievable_GWh_Before Competition Groups_3 | Air Compressor Optimization | 11.97% | 0 | 76.1126 | Industrial_2025_Achievable_GWh_Before Competition Groups_Air Compressor Optimization
Industrial | Ind ¦ Air Leak Survey and Repair | 2025 | Technical | GWh | Before Competition Groups | 587.2334 | 0 | 0 | 5277.6274 | 0.11127 | 2 | Industrial_2025_Technical_GWh_Before Competition Groups_2 | Air Leak Survey and Repair | 11.13% | 0 | 587.2334 | Industrial_2025_Technical_GWh_Before Competition Groups_Air Leak Survey and Repair
Industrial | Ind ¦ Recommissioning | 2025 | Achievable | GWh | Before Competition Groups | 68.9608 | 0 | 0 | 635.9041 | 0.10845 | 4 | Industrial_2025_Achievable_GWh_Before Competition Groups_4 | Recommissioning | 10.84% | 0 | 68.9608 | Industrial_2025_Achievable_GWh_Before Competition Groups_Recommissioning
Industrial | Ind ¦ SEM | 2025 | Achievable | GWh | Before Competition Groups | 68.9608 | 0 | 0 | 635.9041 | 0.10845 | 5 | Industrial_2025_Achievable_GWh_Before Competition Groups_5 | SEM | 10.84% | 0 | 68.9608 | Industrial_2025_Achievable_GWh_Before Competition Groups_SEM
Industrial | Ind ¦ HE Lighting | 2025 | Technical | GWh | Before Competition Groups | 529.8151 | 0 | 0 | 5277.6274 | 0.10039 | 3 | Industrial_2025_Technical_GWh_Before Competition Groups_3 | HE Lighting | 10.04% | 0 | 529.8151 | Industrial_2025_Technical_GWh_Before Competition Groups_HE Lighting
Industrial | Ind ¦ Air Compressor Optimization | 2025 | Economic | GWh | Before Competition Groups | 352.4349 | 0 | 0 | 3632.765 | 0.097016 | 4 | Industrial_2025_Economic_GWh_Before Competition Groups_4 | Air Compressor Optimization | 9.702% | 0 | 352.4349 | Industrial_2025_Economic_GWh_Before Competition Groups_Air Compressor Optimization
Industrial | Ind ¦ Recommissioning | 2025 | Technical | GWh | Before Competition Groups | 457.9528 | 0 | 0 | 5277.6274 | 0.086772 | 4 | Industrial_2025_Technical_GWh_Before Competition Groups_4 | Recommissioning | 8.677% | 0 | 457.9528 | Industrial_2025_Technical_GWh_Before Competition Groups_Recommissioning
Industrial | Ind ¦ SEM | 2025 | Technical | GWh | Before Competition Groups | 457.9528 | 0 | 0 | 5277.6274 | 0.086772 | 5 | Industrial_2025_Technical_GWh_Before Competition Groups_5 | SEM | 8.677% | 0 | 457.9528 | Industrial_2025_Technical_GWh_Before Competition Groups_SEM
Industrial | Ind ¦ Efficient Compressed Air Nozzles | 2025 | Economic | GWh | Before Competition Groups | 303.2717 | 0 | 0 | 3632.765 | 0.083482 | 5 | Industrial_2025_Economic_GWh_Before Competition Groups_5 | Efficient Compressed Air Nozzles | 8.348% | 0 | 303.2717 | Industrial_2025_Economic_GWh_Before Competition Groups_Efficient Compressed Air Nozzles
Industrial | Ind ¦ Greenhouse Grow Lights | 2025 | Economic | GWh | Before Competition Groups | 290.5305 | 0 | 0 | 3632.765 | 0.079975 | 6 | Industrial_2025_Economic_GWh_Before Competition Groups_6 | Greenhouse Grow Lights | 7.998% | 0 | 290.5305 | Industrial_2025_Economic_GWh_Before Competition Groups_Greenhouse Grow Lights
Industrial | Ind ¦ Pump Equipment Upgrade | 2025 | Achievable | GWh | Before Competition Groups | 44.8463 | 0 | 0 | 635.9041 | 0.070524 | 6 | Industrial_2025_Achievable_GWh_Before Competition Groups_6 | Pump Equipment Upgrade | 7.052% | 0 | 44.8463 | Industrial_2025_Achievable_GWh_Before Competition Groups_Pump Equipment Upgrade
Industrial | Ind ¦ Pump System Optimization | 2025 | Economic | GWh | Before Competition Groups | 244.909 | 0 | 0 | 3632.765 | 0.067417 | 7 | Industrial_2025_Economic_GWh_Before Competition Groups_7 | Pump System Optimization | 6.742% | 0 | 244.909 | Industrial_2025_Economic_GWh_Before Competition Groups_Pump System Optimization
Industrial | Ind ¦ High Efficiency HVAC Fans | 2025 | Achievable | GWh | Before Competition Groups | 42.7906 | 0 | 0 | 635.9041 | 0.067291 | 7 | Industrial_2025_Achievable_GWh_Before Competition Groups_7 | High Efficiency HVAC Fans | 6.729% | 0 | 42.7906 | Industrial_2025_Achievable_GWh_Before Competition Groups_High Efficiency HVAC Fans
Industrial | Ind ¦ Air Compressor Optimization | 2025 | Technical | GWh | Before Competition Groups | 352.4349 | 0 | 0 | 5277.6274 | 0.066779 | 6 | Industrial_2025_Technical_GWh_Before Competition Groups_6 | Air Compressor Optimization | 6.678% | 0 | 352.4349 | Industrial_2025_Technical_GWh_Before Competition Groups_Air Compressor Optimization
Industrial | Ind ¦ High Efficiency HVAC Fans | 2025 | Economic | GWh | Before Competition Groups | 230.8885 | 0 | 0 | 3632.765 | 0.063557 | 8 | Industrial_2025_Economic_GWh_Before Competition Groups_8 | High Efficiency HVAC Fans | 6.356% | 0 | 230.8885 | Industrial_2025_Economic_GWh_Before Competition Groups_High Efficiency HVAC Fans
Industrial | Ind ¦ Pump Equipment Upgrade | 2025 | Technical | GWh | Before Competition Groups | 330.993 | 0 | 0 | 5277.6274 | 0.062716 | 7 | Industrial_2025_Technical_GWh_Before Competition Groups_7 | Pump Equipment Upgrade | 6.272% | 0 | 330.993 | Industrial_2025_Technical_GWh_Before Competition Groups_Pump Equipment Upgrade
Industrial | Ind ¦ Efficient Compressed Air Nozzles | 2025 | Achievable | GWh | Before Competition Groups | 37.4826 | 0 | 0 | 635.9041 | 0.058944 | 8 | Industrial_2025_Achievable_GWh_Before Competition Groups_8 | Efficient Compressed Air Nozzles | 5.894% | 0 | 37.4826 | Industrial_2025_Achievable_GWh_Before Competition Groups_Efficient Compressed Air Nozzles
Industrial | Ind ¦ Efficient Compressed Air Nozzles | 2025 | Technical | GWh | Before Competition Groups | 303.2717 | 0 | 0 | 5277.6274 | 0.057464 | 8 | Industrial_2025_Technical_GWh_Before Competition Groups_8 | Efficient Compressed Air Nozzles | 5.746% | 0 | 303.2717 | Industrial_2025_Technical_GWh_Before Competition Groups_Efficient Compressed Air Nozzles
Industrial | Ind ¦ Greenhouse Grow Lights | 2025 | Technical | GWh | Before Competition Groups | 290.5305 | 0 | 0 | 5277.6274 | 0.055049 | 9 | Industrial_2025_Technical_GWh_Before Competition Groups_9 | Greenhouse Grow Lights | 5.505% | 0 | 290.5305 | Industrial_2025_Technical_GWh_Before Competition Groups_Greenhouse Grow Lights
Industrial | Ind ¦ Greenhouse Grow Lights | 2025 | Achievable | GWh | Before Competition Groups | 32.4352 | 0 | 0 | 635.9041 | 0.051006 | 9 | Industrial_2025_Achievable_GWh_Before Competition Groups_9 | Greenhouse Grow Lights | 5.101% | 0 | 32.4352 | Industrial_2025_Achievable_GWh_Before Competition Groups_Greenhouse Grow Lights
Industrial | Ind ¦ Process Optimization (Elec) | 2025 | Economic | GWh | Before Competition Groups | 169.3381 | 0 | 0 | 3632.765 | 0.046614 | 9 | Industrial_2025_Economic_GWh_Before Competition Groups_9 | Process Optimization (Elec) | 4.661% | 0 | 169.3381 | Industrial_2025_Economic_GWh_Before Competition Groups_Process Optimization (Elec)
Industrial | Ind ¦ High Efficiency HVAC Fans | 2025 | Technical | GWh | Before Competition Groups | 230.8885 | 0 | 0 | 5277.6274 | 0.043749 | 10 | Industrial_2025_Technical_GWh_Before Competition Groups_10 | High Efficiency HVAC Fans | 4.375% | 0 | 230.8885 | Industrial_2025_Technical_GWh_Before Competition Groups_High Efficiency HVAC Fans
Industrial | Ind ¦ Process Optimization (Elec) | 2025 | Technical | GWh | Before Competition Groups | 169.3381 | 0 | 0 | 5277.6274 | 0.032086 | 11 | Industrial_2025_Technical_GWh_Before Competition Groups_11 | Process Optimization (Elec) | 3.209% | 0 | 169.3381 | Industrial_2025_Technical_GWh_Before Competition Groups_Process Optimization (Elec)
Industrial | Ind ¦ Premium Efficient Motors | 2025 | Technical | GWh | Before Competition Groups | 141.2583 | 0 | 0 | 5277.6274 | 0.026765 | 12 | Industrial_2025_Technical_GWh_Before Competition Groups_12 | Premium Efficient Motors | 2.677% | 0 | 141.2583 | Industrial_2025_Technical_GWh_Before Competition Groups_Premium Efficient Motors
Industrial | Ind ¦ HE Lighting | 2025 | Economic | GWh | Before Competition Groups | 91.4399 | 0 | 0 | 3632.765 | 0.025171 | 10 | Industrial_2025_Economic_GWh_Before Competition Groups_10 | HE Lighting | 2.517% | 0 | 91.4399 | Industrial_2025_Economic_GWh_Before Competition Groups_HE Lighting
Industrial | Ind ¦ Pump Equipment Upgrade | 2025 | Economic | GWh | Before Competition Groups | 76.1712 | 0 | 0 | 3632.765 | 0.020968 | 11 | Industrial_2025_Economic_GWh_Before Competition Groups_11 | Pump Equipment Upgrade | 2.097% | 0 | 76.1712 | Industrial_2025_Economic_GWh_Before Competition Groups_Pump Equipment Upgrade
Industrial | Ind ¦ Material Handling Improvements | 2025 | Achievable | GWh | Before Competition Groups | 11.5847 | 0 | 0 | 635.9041 | 0.018218 | 10 | Industrial_2025_Achievable_GWh_Before Competition Groups_10 | Material Handling Improvements | 1.822% | 0 | 11.5847 | Industrial_2025_Achievable_GWh_Before Competition Groups_Material Handling Improvements
Industrial | Ind ¦ Pulp and Paper Process Improvements | 2025 | Economic | GWh | Before Competition Groups | 62.1679 | 0 | 0 | 3632.765 | 0.017113 | 12 | Industrial_2025_Economic_GWh_Before Competition Groups_12 | Pulp and Paper Process Improvements | 1.711% | 0 | 62.1679 | Industrial_2025_Economic_GWh_Before Competition Groups_Pulp and Paper Process Improvements
Industrial | Ind ¦ Fan System Optimization | 2025 | Achievable | GWh | Before Competition Groups | 10.7512 | 0 | 0 | 635.9041 | 0.016907 | 11 | Industrial_2025_Achievable_GWh_Before Competition Groups_11 | Fan System Optimization | 1.691% | 0 | 10.7512 | Industrial_2025_Achievable_GWh_Before Competition Groups_Fan System Optimization
Industrial | Ind ¦ Fan System Optimization | 2025 | Economic | GWh | Before Competition Groups | 55.1586 | 0 | 0 | 3632.765 | 0.015184 | 13 | Industrial_2025_Economic_GWh_Before Competition Groups_13 | Fan System Optimization | 1.518% | 0 | 55.1586 | Industrial_2025_Economic_GWh_Before Competition Groups_Fan System Optimization
Industrial | Ind ¦ HE HVAC Controls | 2025 | Technical | GWh | Before Competition Groups | 75.0274 | 0 | 0 | 5277.6274 | 0.014216 | 13 | Industrial_2025_Technical_GWh_Before Competition Groups_13 | HE HVAC Controls | 1.422% | 0 | 75.0274 | Industrial_2025_Technical_GWh_Before Competition Groups_HE HVAC Controls
Industrial | Ind ¦ Pulp and Paper Process Improvements | 2025 | Achievable | GWh | Before Competition Groups | 8.8117 | 0 | 0 | 635.9041 | 0.013857 | 12 | Industrial_2025_Achievable_GWh_Before Competition Groups_12 | Pulp and Paper Process Improvements | 1.386% | 0 | 8.8117 | Industrial_2025_Achievable_GWh_Before Competition Groups_Pulp and Paper Process Improvements
Industrial | Ind ¦ Material Handling Improvements | 2025 | Economic | GWh | Before Competition Groups | 48.1404 | 0 | 0 | 3632.765 | 0.013252 | 14 | Industrial_2025_Economic_GWh_Before Competition Groups_14 | Material Handling Improvements | 1.325% | 0 | 48.1404 | Industrial_2025_Economic_GWh_Before Competition Groups_Material Handling Improvements
Industrial | Ind ¦ Pulp and Paper Process Improvements | 2025 | Technical | GWh | Before Competition Groups | 62.1679 | 0 | 0 | 5277.6274 | 0.01178 | 14 | Industrial_2025_Technical_GWh_Before Competition Groups_14 | Pulp and Paper Process Improvements | 1.178% | 0 | 62.1679 | Industrial_2025_Technical_GWh_Before Competition Groups_Pulp and Paper Process Improvements
Industrial | Ind ¦ Fan System Optimization | 2025 | Technical | GWh | Before Competition Groups | 55.1586 | 0 | 0 | 5277.6274 | 0.010451 | 15 | Industrial_2025_Technical_GWh_Before Competition Groups_15 | Fan System Optimization | 1.045% | 0 | 55.1586 | Industrial_2025_Technical_GWh_Before Competition Groups_Fan System Optimization
Industrial | Ind ¦ Refiner Plate Improvements | 2025 | Economic | GWh | Before Competition Groups | 36.6786 | 0 | 0 | 3632.765 | 0.010097 | 15 | Industrial_2025_Economic_GWh_Before Competition Groups_15 | Refiner Plate Improvements | 1.01% | 0 | 36.6786 | Industrial_2025_Economic_GWh_Before Competition Groups_Refiner Plate Improvements
Industrial | Ind ¦ HE HVAC Units | 2025 | Technical | GWh | Before Competition Groups | 51.3525 | 0 | 0 | 5277.6274 | 0.0097302 | 16 | Industrial_2025_Technical_GWh_Before Competition Groups_16 | HE HVAC Units | 0.973% | 0 | 51.3525 | Industrial_2025_Technical_GWh_Before Competition Groups_HE HVAC Units
Industrial | Ind ¦ Process Heat Recovery | 2025 | Economic | GWh | Before Competition Groups | 34.8555 | 0 | 0 | 3632.765 | 0.0095947 | 16 | Industrial_2025_Economic_GWh_Before Competition Groups_16 | Process Heat Recovery | 0.9595% | 0 | 34.8555 | Industrial_2025_Economic_GWh_Before Competition Groups_Process Heat Recovery
Industrial | Ind ¦ Material Handling Improvements | 2025 | Technical | GWh | Before Competition Groups | 48.1404 | 0 | 0 | 5277.6274 | 0.0091216 | 17 | Industrial_2025_Technical_GWh_Before Competition Groups_17 | Material Handling Improvements | 0.9122% | 0 | 48.1404 | Industrial_2025_Technical_GWh_Before Competition Groups_Material Handling Improvements
Industrial | Ind ¦ VAV Conversion Project | 2025 | Economic | GWh | Before Competition Groups | 32.8878 | 0 | 0 | 3632.765 | 0.0090531 | 17 | Industrial_2025_Economic_GWh_Before Competition Groups_17 | VAV Conversion Project | 0.9053% | 0 | 32.8878 | Industrial_2025_Economic_GWh_Before Competition Groups_VAV Conversion Project
Industrial | Ind ¦ Process Heat Recovery | 2025 | Achievable | GWh | Before Competition Groups | 5.0612 | 0 | 0 | 635.9041 | 0.0079591 | 13 | Industrial_2025_Achievable_GWh_Before Competition Groups_13 | Process Heat Recovery | 0.7959% | 0 | 5.0612 | Industrial_2025_Achievable_GWh_Before Competition Groups_Process Heat Recovery
Industrial | Ind ¦ VAV Conversion Project | 2025 | Achievable | GWh | Before Competition Groups | 5.0047 | 0 | 0 | 635.9041 | 0.0078702 | 14 | Industrial_2025_Achievable_GWh_Before Competition Groups_14 | VAV Conversion Project | 0.787% | 0 | 5.0047 | Industrial_2025_Achievable_GWh_Before Competition Groups_VAV Conversion Project
Industrial | Ind ¦ Cold Storage Retrofit | 2025 | Technical | GWh | Before Competition Groups | 40.6697 | 0 | 0 | 5277.6274 | 0.0077061 | 18 | Industrial_2025_Technical_GWh_Before Competition Groups_18 | Cold Storage Retrofit | 0.7706% | 0 | 40.6697 | Industrial_2025_Technical_GWh_Before Competition Groups_Cold Storage Retrofit
Industrial | Ind ¦ HE Lighting | 2025 | Achievable | GWh | Before Competition Groups | 4.7924 | 0 | 0 | 635.9041 | 0.0075363 | 15 | Industrial_2025_Achievable_GWh_Before Competition Groups_15 | HE Lighting | 0.7536% | 0 | 4.7924 | Industrial_2025_Achievable_GWh_Before Competition Groups_HE Lighting
Industrial | Ind ¦ Refiner Plate Improvements | 2025 | Achievable | GWh | Before Competition Groups | 4.4856 | 0 | 0 | 635.9041 | 0.0070539 | 16 | Industrial_2025_Achievable_GWh_Before Competition Groups_16 | Refiner Plate Improvements | 0.7054% | 0 | 4.4856 | Industrial_2025_Achievable_GWh_Before Competition Groups_Refiner Plate Improvements
Industrial | Ind ¦ Process Optimization (Elec) | 2025 | Achievable | GWh | Before Competition Groups | 4.4229 | 0 | 0 | 635.9041 | 0.0069553 | 17 | Industrial_2025_Achievable_GWh_Before Competition Groups_17 | Process Optimization (Elec) | 0.6955% | 0 | 4.4229 | Industrial_2025_Achievable_GWh_Before Competition Groups_Process Optimization (Elec)
Industrial | Ind ¦ Refiner Plate Improvements | 2025 | Technical | GWh | Before Competition Groups | 36.6786 | 0 | 0 | 5277.6274 | 0.0069498 | 19 | Industrial_2025_Technical_GWh_Before Competition Groups_19 | Refiner Plate Improvements | 0.695% | 0 | 36.6786 | Industrial_2025_Technical_GWh_Before Competition Groups_Refiner Plate Improvements
Industrial | Ind ¦ Efficient Irrigation | 2025 | Technical | GWh | Before Competition Groups | 36.127 | 0 | 0 | 5277.6274 | 0.0068453 | 20 | Industrial_2025_Technical_GWh_Before Competition Groups_20 | Efficient Irrigation | 0.6845% | 0 | 36.127 | Industrial_2025_Technical_GWh_Before Competition Groups_Efficient Irrigation
Industrial | Ind ¦ Improved Controls - Process Cooling | 2025 | Economic | GWh | Before Competition Groups | 24.3865 | 0 | 0 | 3632.765 | 0.0067129 | 18 | Industrial_2025_Economic_GWh_Before Competition Groups_18 | Improved Controls - Process Cooling | 0.6713% | 0 | 24.3865 | Industrial_2025_Economic_GWh_Before Competition Groups_Improved Controls - Process Cooling
Industrial | Ind ¦ Process Heat Recovery | 2025 | Technical | GWh | Before Competition Groups | 34.8555 | 0 | 0 | 5277.6274 | 0.0066044 | 21 | Industrial_2025_Technical_GWh_Before Competition Groups_21 | Process Heat Recovery | 0.6604% | 0 | 34.8555 | Industrial_2025_Technical_GWh_Before Competition Groups_Process Heat Recovery
Industrial | Ind ¦ VAV Conversion Project | 2025 | Technical | GWh | Before Competition Groups | 32.8878 | 0 | 0 | 5277.6274 | 0.0062316 | 22 | Industrial_2025_Technical_GWh_Before Competition Groups_22 | VAV Conversion Project | 0.6232% | 0 | 32.8878 | Industrial_2025_Technical_GWh_Before Competition Groups_VAV Conversion Project
Industrial | Ind ¦ Improved Controls - Process Cooling | 2025 | Achievable | GWh | Before Competition Groups | 3.6775 | 0 | 0 | 635.9041 | 0.0057832 | 18 | Industrial_2025_Achievable_GWh_Before Competition Groups_18 | Improved Controls - Process Cooling | 0.5783% | 0 | 3.6775 | Industrial_2025_Achievable_GWh_Before Competition Groups_Improved Controls - Process Cooling
Industrial | Ind ¦ High Efficiency Battery Charger | 2025 | Economic | GWh | Before Competition Groups | 18.0285 | 0 | 0 | 3632.765 | 0.0049627 | 19 | Industrial_2025_Economic_GWh_Before Competition Groups_19 | High Efficiency Battery Charger | 0.4963% | 0 | 18.0285 | Industrial_2025_Economic_GWh_Before Competition Groups_High Efficiency Battery Charger
Industrial | Ind ¦ High Efficiency Battery Charger | 2025 | Achievable | GWh | Before Competition Groups | 3.1459 | 0 | 0 | 635.9041 | 0.0049471 | 19 | Industrial_2025_Achievable_GWh_Before Competition Groups_19 | High Efficiency Battery Charger | 0.4947% | 0 | 3.1459 | Industrial_2025_Achievable_GWh_Before Competition Groups_High Efficiency Battery Charger
Industrial | Ind ¦ Process Improvements | 2025 | Economic | GWh | Before Competition Groups | 17.1882 | 0 | 0 | 3632.765 | 0.0047314 | 20 | Industrial_2025_Economic_GWh_Before Competition Groups_20 | Process Improvements | 0.4731% | 0 | 17.1882 | Industrial_2025_Economic_GWh_Before Competition Groups_Process Improvements
Industrial | Ind ¦ Improved Controls - Process Cooling | 2025 | Technical | GWh | Before Competition Groups | 24.3865 | 0 | 0 | 5277.6274 | 0.0046207 | 23 | Industrial_2025_Technical_GWh_Before Competition Groups_23 | Improved Controls - Process Cooling | 0.4621% | 0 | 24.3865 | Industrial_2025_Technical_GWh_Before Competition Groups_Improved Controls - Process Cooling
Industrial | Ind ¦ Ventilation Optimization | 2025 | Technical | GWh | Before Competition Groups | 23.8472 | 0 | 0 | 5277.6274 | 0.0045186 | 24 | Industrial_2025_Technical_GWh_Before Competition Groups_24 | Ventilation Optimization | 0.4519% | 0 | 23.8472 | Industrial_2025_Technical_GWh_Before Competition Groups_Ventilation Optimization
Industrial | Ind ¦ Process Improvements | 2025 | Achievable | GWh | Before Competition Groups | 2.5579 | 0 | 0 | 635.9041 | 0.0040224 | 20 | Industrial_2025_Achievable_GWh_Before Competition Groups_20 | Process Improvements | 0.4022% | 0 | 2.5579 | Industrial_2025_Achievable_GWh_Before Competition Groups_Process Improvements
Industrial | Ind ¦ Synchronous Belts | 2025 | Technical | GWh | Before Competition Groups | 20.8268 | 0 | 0 | 5277.6274 | 0.0039462 | 25 | Industrial_2025_Technical_GWh_Before Competition Groups_25 | Synchronous Belts | 0.3946% | 0 | 20.8268 | Industrial_2025_Technical_GWh_Before Competition Groups_Synchronous Belts
Industrial | Ind ¦ High Efficiency Battery Charger | 2025 | Technical | GWh | Before Competition Groups | 18.0285 | 0 | 0 | 5277.6274 | 0.003416 | 26 | Industrial_2025_Technical_GWh_Before Competition Groups_26 | High Efficiency Battery Charger | 0.3416% | 0 | 18.0285 | Industrial_2025_Technical_GWh_Before Competition Groups_High Efficiency Battery Charger
Industrial | Ind ¦ Process Improvements | 2025 | Technical | GWh | Before Competition Groups | 17.1882 | 0 | 0 | 5277.6274 | 0.0032568 | 27 | Industrial_2025_Technical_GWh_Before Competition Groups_27 | Process Improvements | 0.3257% | 0 | 17.1882 | Industrial_2025_Technical_GWh_Before Competition Groups_Process Improvements
Industrial | Ind ¦ HVLS Fans | 2025 | Technical | GWh | Before Competition Groups | 17.1746 | 0 | 0 | 5277.6274 | 0.0032542 | 28 | Industrial_2025_Technical_GWh_Before Competition Groups_28 | HVLS Fans | 0.3254% | 0 | 17.1746 | Industrial_2025_Technical_GWh_Before Competition Groups_HVLS Fans
Industrial | Ind ¦ Ventilation Optimization | 2025 | Achievable | GWh | Before Competition Groups | 1.9429 | 0 | 0 | 635.9041 | 0.0030553 | 21 | Industrial_2025_Achievable_GWh_Before Competition Groups_21 | Ventilation Optimization | 0.3055% | 0 | 1.9429 | Industrial_2025_Achievable_GWh_Before Competition Groups_Ventilation Optimization
Industrial | Ind ¦ Improved Controls - Process Heating | 2025 | Economic | GWh | Before Competition Groups | 10.3385 | 0 | 0 | 3632.765 | 0.0028459 | 21 | Industrial_2025_Economic_GWh_Before Competition Groups_21 | Improved Controls - Process Heating | 0.2846% | 0 | 10.3385 | Industrial_2025_Economic_GWh_Before Competition Groups_Improved Controls - Process Heating
Industrial | Ind ¦ Refrigeration Compressor VFD | 2025 | Achievable | GWh | Before Competition Groups | 1.6998 | 0 | 0 | 635.9041 | 0.0026731 | 22 | Industrial_2025_Achievable_GWh_Before Competition Groups_22 | Refrigeration Compressor VFD | 0.2673% | 0 | 1.6998 | Industrial_2025_Achievable_GWh_Before Competition Groups_Refrigeration Compressor VFD
Industrial | Ind ¦ Efficient Irrigation | 2025 | Economic | GWh | Before Competition Groups | 9.4096 | 0 | 0 | 3632.765 | 0.0025902 | 22 | Industrial_2025_Economic_GWh_Before Competition Groups_22 | Efficient Irrigation | 0.259% | 0 | 9.4096 | Industrial_2025_Economic_GWh_Before Competition Groups_Efficient Irrigation
Industrial | Ind ¦ Improved Controls - Process Heating | 2025 | Achievable | GWh | Before Competition Groups | 1.5873 | 0 | 0 | 635.9041 | 0.0024961 | 23 | Industrial_2025_Achievable_GWh_Before Competition Groups_23 | Improved Controls - Process Heating | 0.2496% | 0 | 1.5873 | Industrial_2025_Achievable_GWh_Before Competition Groups_Improved Controls - Process Heating
Industrial | Ind ¦ Low Energy Livestock Waterers | 2025 | Technical | GWh | Before Competition Groups | 12.3229 | 0 | 0 | 5277.6274 | 0.0023349 | 29 | Industrial_2025_Technical_GWh_Before Competition Groups_29 | Low Energy Livestock Waterers | 0.2335% | 0 | 12.3229 | Industrial_2025_Technical_GWh_Before Competition Groups_Low Energy Livestock Waterers
Industrial | Ind ¦ Chiller Optimization | 2025 | Technical | GWh | Before Competition Groups | 11.4134 | 0 | 0 | 5277.6274 | 0.0021626 | 30 | Industrial_2025_Technical_GWh_Before Competition Groups_30 | Chiller Optimization | 0.2163% | 0 | 11.4134 | Industrial_2025_Technical_GWh_Before Competition Groups_Chiller Optimization
Industrial | Ind ¦ Refrigeration Compressor VFD | 2025 | Technical | GWh | Before Competition Groups | 10.7036 | 0 | 0 | 5277.6274 | 0.0020281 | 31 | Industrial_2025_Technical_GWh_Before Competition Groups_31 | Refrigeration Compressor VFD | 0.2028% | 0 | 10.7036 | Industrial_2025_Technical_GWh_Before Competition Groups_Refrigeration Compressor VFD
Industrial | Ind ¦ Free Cooling | 2025 | Technical | GWh | Before Competition Groups | 10.5009 | 0 | 0 | 5277.6274 | 0.0019897 | 32 | Industrial_2025_Technical_GWh_Before Competition Groups_32 | Free Cooling | 0.199% | 0 | 10.5009 | Industrial_2025_Technical_GWh_Before Competition Groups_Free Cooling
Industrial | Ind ¦ Improved Controls - Process Heating | 2025 | Technical | GWh | Before Competition Groups | 10.3385 | 0 | 0 | 5277.6274 | 0.0019589 | 33 | Industrial_2025_Technical_GWh_Before Competition Groups_33 | Improved Controls - Process Heating | 0.1959% | 0 | 10.3385 | Industrial_2025_Technical_GWh_Before Competition Groups_Improved Controls - Process Heating
Industrial | Ind ¦ Engine Block Heater Timer | 2025 | Economic | GWh | Before Competition Groups | 6.7673 | 0 | 0 | 3632.765 | 0.0018628 | 23 | Industrial_2025_Economic_GWh_Before Competition Groups_23 | Engine Block Heater Timer | 0.1863% | 0 | 6.7673 | Industrial_2025_Economic_GWh_Before Competition Groups_Engine Block Heater Timer
Industrial | Ind ¦ Dairy Pre-Cooler | 2025 | Technical | GWh | Before Competition Groups | 9.6492 | 0 | 0 | 5277.6274 | 0.0018283 | 34 | Industrial_2025_Technical_GWh_Before Competition Groups_34 | Dairy Pre-Cooler | 0.1828% | 0 | 9.6492 | Industrial_2025_Technical_GWh_Before Competition Groups_Dairy Pre-Cooler
Industrial | Ind ¦ Efficient Transformer | 2025 | Technical | GWh | Before Competition Groups | 9.0142 | 0 | 0 | 5277.6274 | 0.001708 | 35 | Industrial_2025_Technical_GWh_Before Competition Groups_35 | Efficient Transformer | 0.1708% | 0 | 9.0142 | Industrial_2025_Technical_GWh_Before Competition Groups_Efficient Transformer
Industrial | Ind ¦ Cooling Tower Optimization | 2025 | Technical | GWh | Before Competition Groups | 8.6535 | 0 | 0 | 5277.6274 | 0.0016397 | 36 | Industrial_2025_Technical_GWh_Before Competition Groups_36 | Cooling Tower Optimization | 0.164% | 0 | 8.6535 | Industrial_2025_Technical_GWh_Before Competition Groups_Cooling Tower Optimization
Industrial | Ind ¦ Engine Block Heater Timer | 2025 | Achievable | GWh | Before Competition Groups | 0.99945 | 0 | 0 | 635.9041 | 0.0015717 | 24 | Industrial_2025_Achievable_GWh_Before Competition Groups_24 | Engine Block Heater Timer | 0.1572% | 0 | 0.99945 | Industrial_2025_Achievable_GWh_Before Competition Groups_Engine Block Heater Timer
Industrial | Ind ¦ High Efficiency Welders | 2025 | Technical | GWh | Before Competition Groups | 7.6408 | 0 | 0 | 5277.6274 | 0.0014478 | 37 | Industrial_2025_Technical_GWh_Before Competition Groups_37 | High Efficiency Welders | 0.1448% | 0 | 7.6408 | Industrial_2025_Technical_GWh_Before Competition Groups_High Efficiency Welders
Industrial | Ind ¦ Dairy Pre-Cooler | 2025 | Achievable | GWh | Before Competition Groups | 0.8687 | 0 | 0 | 635.9041 | 0.0013661 | 25 | Industrial_2025_Achievable_GWh_Before Competition Groups_25 | Dairy Pre-Cooler | 0.1366% | 0 | 0.8687 | Industrial_2025_Achievable_GWh_Before Competition Groups_Dairy Pre-Cooler
Industrial | Ind ¦ Engine Block Heater Timer | 2025 | Technical | GWh | Before Competition Groups | 6.7673 | 0 | 0 | 5277.6274 | 0.0012823 | 38 | Industrial_2025_Technical_GWh_Before Competition Groups_38 | Engine Block Heater Timer | 0.1282% | 0 | 6.7673 | Industrial_2025_Technical_GWh_Before Competition Groups_Engine Block Heater Timer
Industrial | Ind ¦ Ventilation Optimization | 2025 | Economic | GWh | Before Competition Groups | 4.3341 | 0 | 0 | 3632.765 | 0.0011931 | 24 | Industrial_2025_Economic_GWh_Before Competition Groups_24 | Ventilation Optimization | 0.1193% | 0 | 4.3341 | Industrial_2025_Economic_GWh_Before Competition Groups_Ventilation Optimization
Industrial | Ind ¦ Efficient Refrigeration Compressor | 2025 | Achievable | GWh | Before Competition Groups | 0.59577 | 0 | 0 | 635.9041 | 0.00093688 | 26 | Industrial_2025_Achievable_GWh_Before Competition Groups_26 | Efficient Refrigeration Compressor | 0.09369% | 0 | 0.59577 | Industrial_2025_Achievable_GWh_Before Competition Groups_Efficient Refrigeration Compressor
Industrial | Ind ¦ Dairy Pre-Cooler | 2025 | Economic | GWh | Before Competition Groups | 2.9311 | 0 | 0 | 3632.765 | 0.00080685 | 25 | Industrial_2025_Economic_GWh_Before Competition Groups_25 | Dairy Pre-Cooler | 0.08068% | 0 | 2.9311 | Industrial_2025_Economic_GWh_Before Competition Groups_Dairy Pre-Cooler
Industrial | Ind ¦ Air Compressor Heat Recovery | 2025 | Economic | GWh | Before Competition Groups | 2.7277 | 0 | 0 | 3632.765 | 0.00075085 | 26 | Industrial_2025_Economic_GWh_Before Competition Groups_26 | Air Compressor Heat Recovery | 0.07508% | 0 | 2.7277 | Industrial_2025_Economic_GWh_Before Competition Groups_Air Compressor Heat Recovery
Industrial | Ind ¦ Refrigeration Compressor VFD | 2025 | Economic | GWh | Before Competition Groups | 2.5748 | 0 | 0 | 3632.765 | 0.00070877 | 27 | Industrial_2025_Economic_GWh_Before Competition Groups_27 | Refrigeration Compressor VFD | 0.07088% | 0 | 2.5748 | Industrial_2025_Economic_GWh_Before Competition Groups_Refrigeration Compressor VFD
Industrial | Ind ¦ Air Compressor Heat Recovery | 2025 | Achievable | GWh | Before Competition Groups | 0.41053 | 0 | 0 | 635.9041 | 0.00064559 | 27 | Industrial_2025_Achievable_GWh_Before Competition Groups_27 | Air Compressor Heat Recovery | 0.06456% | 0 | 0.41053 | Industrial_2025_Achievable_GWh_Before Competition Groups_Air Compressor Heat Recovery
Industrial | Ind ¦ Efficient Refrigeration Compressor | 2025 | Economic | GWh | Before Competition Groups | 1.9345 | 0 | 0 | 3632.765 | 0.00053251 | 28 | Industrial_2025_Economic_GWh_Before Competition Groups_28 | Efficient Refrigeration Compressor | 0.05325% | 0 | 1.9345 | Industrial_2025_Economic_GWh_Before Competition Groups_Efficient Refrigeration Compressor
Industrial | Ind ¦ Air Compressor Heat Recovery | 2025 | Technical | GWh | Before Competition Groups | 2.7277 | 0 | 0 | 5277.6274 | 0.00051683 | 39 | Industrial_2025_Technical_GWh_Before Competition Groups_39 | Air Compressor Heat Recovery | 0.05168% | 0 | 2.7277 | Industrial_2025_Technical_GWh_Before Competition Groups_Air Compressor Heat Recovery
Industrial | Ind ¦ Efficient Irrigation | 2025 | Achievable | GWh | Before Competition Groups | 0.32349 | 0 | 0 | 635.9041 | 0.00050871 | 28 | Industrial_2025_Achievable_GWh_Before Competition Groups_28 | Efficient Irrigation | 0.05087% | 0 | 0.32349 | Industrial_2025_Achievable_GWh_Before Competition Groups_Efficient Irrigation
Industrial | Ind ¦ Creep Heat Controller | 2025 | Technical | GWh | Before Competition Groups | 2.5542 | 0 | 0 | 5277.6274 | 0.00048396 | 40 | Industrial_2025_Technical_GWh_Before Competition Groups_40 | Creep Heat Controller | 0.0484% | 0 | 2.5542 | Industrial_2025_Technical_GWh_Before Competition Groups_Creep Heat Controller
Industrial | Ind ¦ Heat Lamps/Heat Pad | 2025 | Technical | GWh | Before Competition Groups | 2.522 | 0 | 0 | 5277.6274 | 0.00047786 | 41 | Industrial_2025_Technical_GWh_Before Competition Groups_41 | Heat Lamps/Heat Pad | 0.04779% | 0 | 2.522 | Industrial_2025_Technical_GWh_Before Competition Groups_Heat Lamps/Heat Pad
Industrial | Ind ¦ Optimize Compressed Air Dryer | 2025 | Technical | GWh | Before Competition Groups | 1.9727 | 0 | 0 | 5277.6274 | 0.00037378 | 42 | Industrial_2025_Technical_GWh_Before Competition Groups_42 | Optimize Compressed Air Dryer | 0.03738% | 0 | 1.9727 | Industrial_2025_Technical_GWh_Before Competition Groups_Optimize Compressed Air Dryer
Industrial | Ind ¦ Efficient Refrigeration Compressor | 2025 | Technical | GWh | Before Competition Groups | 1.9345 | 0 | 0 | 5277.6274 | 0.00036655 | 43 | Industrial_2025_Technical_GWh_Before Competition Groups_43 | Efficient Refrigeration Compressor | 0.03665% | 0 | 1.9345 | Industrial_2025_Technical_GWh_Before Competition Groups_Efficient Refrigeration Compressor
Industrial | Ind ¦ Dual and Natural Exhaust Ventilation Systems | 2025 | Technical | GWh | Before Competition Groups | 0.7678 | 0 | 0 | 5277.6274 | 0.00014548 | 44 | Industrial_2025_Technical_GWh_Before Competition Groups_44 | Dual and Natural Exhaust Ventilation Systems | 0.01455% | 0 | 0.7678 | Industrial_2025_Technical_GWh_Before Competition Groups_Dual and Natural Exhaust Ventilation Systems
Industrial | Ind ¦ Dairy Water Heater | 2025 | Achievable | GWh | Before Competition Groups | 0.067903 | 0 | 0 | 635.9041 | 0.00010678 | 29 | Industrial_2025_Achievable_GWh_Before Competition Groups_29 | Dairy Water Heater | 0.01068% | 0 | 0.067903 | Industrial_2025_Achievable_GWh_Before Competition Groups_Dairy Water Heater
Industrial | Ind ¦ Dairy Water Heater | 2025 | Technical | GWh | Before Competition Groups | 0.4416 | 0 | 0 | 5277.6274 | 8.3675e-05 | 45 | Industrial_2025_Technical_GWh_Before Competition Groups_45 | Dairy Water Heater | 0.008367% | 0 | 0.4416 | Industrial_2025_Technical_GWh_Before Competition Groups_Dairy Water Heater
Industrial | Ind ¦ Dairy Water Heater | 2025 | Economic | GWh | Before Competition Groups | 0.13296 | 0 | 0 | 3632.765 | 3.66e-05 | 29 | Industrial_2025_Economic_GWh_Before Competition Groups_29 | Dairy Water Heater | 0.00366% | 0 | 0.13296 | Industrial_2025_Economic_GWh_Before Competition Groups_Dairy Water Heater
Industrial | Ind ¦ Cooling Tower Optimization | 2025 | Achievable | GWh | Before Competition Groups | 0 | 0 | 0 | 635.9041 | 0 | 30 | Industrial_2025_Achievable_GWh_Before Competition Groups_30 | Cooling Tower Optimization | 0% | 0 | 0 | Industrial_2025_Achievable_GWh_Before Competition Groups_Cooling Tower Optimization
Industrial | Ind ¦ Cooling Tower Optimization | 2025 | Economic | GWh | Before Competition Groups | 0 | 0 | 0 | 3632.765 | 0 | 30 | Industrial_2025_Economic_GWh_Before Competition Groups_30 | Cooling Tower Optimization | 0% | 0 | 0 | Industrial_2025_Economic_GWh_Before Competition Groups_Cooling Tower Optimization
Industrial | Ind ¦ Creep Heat Controller | 2025 | Achievable | GWh | Before Competition Groups | 0 | 0 | 0 | 635.9041 | 0 | 31 | Industrial_2025_Achievable_GWh_Before Competition Groups_31 | Creep Heat Controller | 0% | 0 | 0 | Industrial_2025_Achievable_GWh_Before Competition Groups_Creep Heat Controller
Industrial | Ind ¦ Creep Heat Controller | 2025 | Economic | GWh | Before Competition Groups | 0 | 0 | 0 | 3632.765 | 0 | 31 | Industrial_2025_Economic_GWh_Before Competition Groups_31 | Creep Heat Controller | 0% | 0 | 0 | Industrial_2025_Economic_GWh_Before Competition Groups_Creep Heat Controller
Industrial | Ind ¦ Dual and Natural Exhaust Ventilation Systems | 2025 | Achievable | GWh | Before Competition Groups | 0 | 0 | 0 | 635.9041 | 0 | 32 | Industrial_2025_Achievable_GWh_Before Competition Groups_32 | Dual and Natural Exhaust Ventilation Systems | 0% | 0 | 0 | Industrial_2025_Achievable_GWh_Before Competition Groups_Dual and Natural Exhaust Ventilation Systems
Industrial | Ind ¦ Dual and Natural Exhaust Ventilation Systems | 2025 | Economic | GWh | Before Competition Groups | 0 | 0 | 0 | 3632.765 | 0 | 32 | Industrial_2025_Economic_GWh_Before Competition Groups_32 | Dual and Natural Exhaust Ventilation Systems | 0% | 0 | 0 | Industrial_2025_Economic_GWh_Before Competition Groups_Dual and Natural Exhaust Ventilation Systems
Industrial | Ind ¦ Efficient Transformer | 2025 | Achievable | GWh | Before Competition Groups | 0 | 0 | 0 | 635.9041 | 0 | 33 | Industrial_2025_Achievable_GWh_Before Competition Groups_33 | Efficient Transformer | 0% | 0 | 0 | Industrial_2025_Achievable_GWh_Before Competition Groups_Efficient Transformer
Industrial | Ind ¦ Efficient Transformer | 2025 | Economic | GWh | Before Competition Groups | 0 | 0 | 0 | 3632.765 | 0 | 33 | Industrial_2025_Economic_GWh_Before Competition Groups_33 | Efficient Transformer | 0% | 0 | 0 | Industrial_2025_Economic_GWh_Before Competition Groups_Efficient Transformer
Industrial | Ind ¦ Free Cooling | 2025 | Achievable | GWh | Before Competition Groups | 0 | 0 | 0 | 635.9041 | 0 | 34 | Industrial_2025_Achievable_GWh_Before Competition Groups_34 | Free Cooling | 0% | 0 | 0 | Industrial_2025_Achievable_GWh_Before Competition Groups_Free Cooling
Industrial | Ind ¦ Free Cooling | 2025 | Economic | GWh | Before Competition Groups | 0 | 0 | 0 | 3632.765 | 0 | 34 | Industrial_2025_Economic_GWh_Before Competition Groups_34 | Free Cooling | 0% | 0 | 0 | Industrial_2025_Economic_GWh_Before Competition Groups_Free Cooling
Industrial | Ind ¦ Heat Lamps/Heat Pad | 2025 | Achievable | GWh | Before Competition Groups | 0 | 0 | 0 | 635.9041 | 0 | 35 | Industrial_2025_Achievable_GWh_Before Competition Groups_35 | Heat Lamps/Heat Pad | 0% | 0 | 0 | Industrial_2025_Achievable_GWh_Before Competition Groups_Heat Lamps/Heat Pad
Industrial | Ind ¦ Heat Lamps/Heat Pad | 2025 | Economic | GWh | Before Competition Groups | 0 | 0 | 0 | 3632.765 | 0 | 35 | Industrial_2025_Economic_GWh_Before Competition Groups_35 | Heat Lamps/Heat Pad | 0% | 0 | 0 | Industrial_2025_Economic_GWh_Before Competition Groups_Heat Lamps/Heat Pad
Industrial | Ind ¦ High Efficiency Welders | 2025 | Achievable | GWh | Before Competition Groups | 0 | 0 | 0 | 635.9041 | 0 | 36 | Industrial_2025_Achievable_GWh_Before Competition Groups_36 | High Efficiency Welders | 0% | 0 | 0 | Industrial_2025_Achievable_GWh_Before Competition Groups_High Efficiency Welders
Industrial | Ind ¦ High Efficiency Welders | 2025 | Economic | GWh | Before Competition Groups | 0 | 0 | 0 | 3632.765 | 0 | 36 | Industrial_2025_Economic_GWh_Before Competition Groups_36 | High Efficiency Welders | 0% | 0 | 0 | Industrial_2025_Economic_GWh_Before Competition Groups_High Efficiency Welders
Industrial | Ind ¦ HVLS Fans | 2025 | Achievable | GWh | Before Competition Groups | 0 | 0 | 0 | 635.9041 | 0 | 37 | Industrial_2025_Achievable_GWh_Before Competition Groups_37 | HVLS Fans | 0% | 0 | 0 | Industrial_2025_Achievable_GWh_Before Competition Groups_HVLS Fans
Industrial | Ind ¦ HVLS Fans | 2025 | Economic | GWh | Before Competition Groups | 0 | 0 | 0 | 3632.765 | 0 | 37 | Industrial_2025_Economic_GWh_Before Competition Groups_37 | HVLS Fans | 0% | 0 | 0 | Industrial_2025_Economic_GWh_Before Competition Groups_HVLS Fans
Industrial | Ind ¦ Low Energy Livestock Waterers | 2025 | Achievable | GWh | Before Competition Groups | 0 | 0 | 0 | 635.9041 | 0 | 38 | Industrial_2025_Achievable_GWh_Before Competition Groups_38 | Low Energy Livestock Waterers | 0% | 0 | 0 | Industrial_2025_Achievable_GWh_Before Competition Groups_Low Energy Livestock Waterers
Industrial | Ind ¦ Low Energy Livestock Waterers | 2025 | Economic | GWh | Before Competition Groups | 0 | 0 | 0 | 3632.765 | 0 | 38 | Industrial_2025_Economic_GWh_Before Competition Groups_38 | Low Energy Livestock Waterers | 0% | 0 | 0 | Industrial_2025_Economic_GWh_Before Competition Groups_Low Energy Livestock Waterers
Industrial | Ind ¦ Optimize Compressed Air Dryer | 2025 | Achievable | GWh | Before Competition Groups | 0 | 0 | 0 | 635.9041 | 0 | 39 | Industrial_2025_Achievable_GWh_Before Competition Groups_39 | Optimize Compressed Air Dryer | 0% | 0 | 0 | Industrial_2025_Achievable_GWh_Before Competition Groups_Optimize Compressed Air Dryer
Industrial | Ind ¦ Optimize Compressed Air Dryer | 2025 | Economic | GWh | Before Competition Groups | 0 | 0 | 0 | 3632.765 | 0 | 39 | Industrial_2025_Economic_GWh_Before Competition Groups_39 | Optimize Compressed Air Dryer | 0% | 0 | 0 | Industrial_2025_Economic_GWh_Before Competition Groups_Optimize Compressed Air Dryer
Industrial | Ind ¦ Premium Efficient Motors | 2025 | Achievable | GWh | Before Competition Groups | 0 | 0 | 0 | 635.9041 | 0 | 40 | Industrial_2025_Achievable_GWh_Before Competition Groups_40 | Premium Efficient Motors | 0% | 0 | 0 | Industrial_2025_Achievable_GWh_Before Competition Groups_Premium Efficient Motors
Industrial | Ind ¦ Premium Efficient Motors | 2025 | Economic | GWh | Before Competition Groups | 0 | 0 | 0 | 3632.765 | 0 | 40 | Industrial_2025_Economic_GWh_Before Competition Groups_40 | Premium Efficient Motors | 0% | 0 | 0 | Industrial_2025_Economic_GWh_Before Competition Groups_Premium Efficient Motors
Industrial | Ind ¦ Synchronous Belts | 2025 | Achievable | GWh | Before Competition Groups | 0 | 0 | 0 | 635.9041 | 0 | 41 | Industrial_2025_Achievable_GWh_Before Competition Groups_41 | Synchronous Belts | 0% | 0 | 0 | Industrial_2025_Achievable_GWh_Before Competition Groups_Synchronous Belts
Industrial | Ind ¦ Synchronous Belts | 2025 | Economic | GWh | Before Competition Groups | 0 | 0 | 0 | 3632.765 | 0 | 41 | Industrial_2025_Economic_GWh_Before Competition Groups_41 | Synchronous Belts | 0% | 0 | 0 | Industrial_2025_Economic_GWh_Before Competition Groups_Synchronous Belts
Industrial | Ind ¦ Pump System Optimization | 2026 | Achievable | GWh | Before Competition Groups | 143.7938 | 0 | 0 | 926.7319 | 0.15516 | 1 | Industrial_2026_Achievable_GWh_Before Competition Groups_1 | Pump System Optimization | 15.52% | 0 | 143.7938 | Industrial_2026_Achievable_GWh_Before Competition Groups_Pump System Optimization
Industrial | Ind ¦ Air Leak Survey and Repair | 2026 | Economic | GWh | Before Competition Groups | 587.0334 | 0 | 0 | 3897.5399 | 0.15062 | 1 | Industrial_2026_Economic_GWh_Before Competition Groups_1 | Air Leak Survey and Repair | 15.06% | 0 | 587.0334 | Industrial_2026_Economic_GWh_Before Competition Groups_Air Leak Survey and Repair
Industrial | Ind ¦ Pump System Optimization | 2026 | Technical | GWh | Before Competition Groups | 791.056 | 0 | 0 | 5548.0307 | 0.14258 | 1 | Industrial_2026_Technical_GWh_Before Competition Groups_1 | Pump System Optimization | 14.26% | 0 | 791.056 | Industrial_2026_Technical_GWh_Before Competition Groups_Pump System Optimization
Industrial | Ind ¦ Air Leak Survey and Repair | 2026 | Achievable | GWh | Before Competition Groups | 124.8527 | 0 | 0 | 926.7319 | 0.13472 | 2 | Industrial_2026_Achievable_GWh_Before Competition Groups_2 | Air Leak Survey and Repair | 13.47% | 0 | 124.8527 | Industrial_2026_Achievable_GWh_Before Competition Groups_Air Leak Survey and Repair
Industrial | Ind ¦ Recommissioning | 2026 | Economic | GWh | Before Competition Groups | 457.1492 | 0 | 0 | 3897.5399 | 0.11729 | 2 | Industrial_2026_Economic_GWh_Before Competition Groups_2 | Recommissioning | 11.73% | 0 | 457.1492 | Industrial_2026_Economic_GWh_Before Competition Groups_Recommissioning
Industrial | Ind ¦ SEM | 2026 | Economic | GWh | Before Competition Groups | 457.1492 | 0 | 0 | 3897.5399 | 0.11729 | 3 | Industrial_2026_Economic_GWh_Before Competition Groups_3 | SEM | 11.73% | 0 | 457.1492 | Industrial_2026_Economic_GWh_Before Competition Groups_SEM
Industrial | Ind ¦ Air Compressor Optimization | 2026 | Achievable | GWh | Before Competition Groups | 108.6762 | 0 | 0 | 926.7319 | 0.11727 | 3 | Industrial_2026_Achievable_GWh_Before Competition Groups_3 | Air Compressor Optimization | 11.73% | 0 | 108.6762 | Industrial_2026_Achievable_GWh_Before Competition Groups_Air Compressor Optimization
Industrial | Ind ¦ Air Leak Survey and Repair | 2026 | Technical | GWh | Before Competition Groups | 587.0334 | 0 | 0 | 5548.0307 | 0.10581 | 2 | Industrial_2026_Technical_GWh_Before Competition Groups_2 | Air Leak Survey and Repair | 10.58% | 0 | 587.0334 | Industrial_2026_Technical_GWh_Before Competition Groups_Air Leak Survey and Repair
Industrial | Ind ¦ Recommissioning | 2026 | Achievable | GWh | Before Competition Groups | 97.8126 | 0 | 0 | 926.7319 | 0.10555 | 4 | Industrial_2026_Achievable_GWh_Before Competition Groups_4 | Recommissioning | 10.55% | 0 | 97.8126 | Industrial_2026_Achievable_GWh_Before Competition Groups_Recommissioning
Industrial | Ind ¦ SEM | 2026 | Achievable | GWh | Before Competition Groups | 97.8126 | 0 | 0 | 926.7319 | 0.10555 | 5 | Industrial_2026_Achievable_GWh_Before Competition Groups_5 | SEM | 10.55% | 0 | 97.8126 | Industrial_2026_Achievable_GWh_Before Competition Groups_SEM
Industrial | Ind ¦ HE Lighting | 2026 | Technical | GWh | Before Competition Groups | 567.9641 | 0 | 0 | 5548.0307 | 0.10237 | 3 | Industrial_2026_Technical_GWh_Before Competition Groups_3 | HE Lighting | 10.24% | 0 | 567.9641 | Industrial_2026_Technical_GWh_Before Competition Groups_HE Lighting
Industrial | Ind ¦ Air Compressor Optimization | 2026 | Economic | GWh | Before Competition Groups | 377.2689 | 0 | 0 | 3897.5399 | 0.096797 | 4 | Industrial_2026_Economic_GWh_Before Competition Groups_4 | Air Compressor Optimization | 9.68% | 0 | 377.2689 | Industrial_2026_Economic_GWh_Before Competition Groups_Air Compressor Optimization
Industrial | Ind ¦ Greenhouse Grow Lights | 2026 | Economic | GWh | Before Competition Groups | 329.8989 | 0 | 0 | 3897.5399 | 0.084643 | 5 | Industrial_2026_Economic_GWh_Before Competition Groups_5 | Greenhouse Grow Lights | 8.464% | 0 | 329.8989 | Industrial_2026_Economic_GWh_Before Competition Groups_Greenhouse Grow Lights
Industrial | Ind ¦ Efficient Compressed Air Nozzles | 2026 | Economic | GWh | Before Competition Groups | 325.9723 | 0 | 0 | 3897.5399 | 0.083635 | 6 | Industrial_2026_Economic_GWh_Before Competition Groups_6 | Efficient Compressed Air Nozzles | 8.364% | 0 | 325.9723 | Industrial_2026_Economic_GWh_Before Competition Groups_Efficient Compressed Air Nozzles
Industrial | Ind ¦ Recommissioning | 2026 | Technical | GWh | Before Competition Groups | 457.1492 | 0 | 0 | 5548.0307 | 0.082398 | 4 | Industrial_2026_Technical_GWh_Before Competition Groups_4 | Recommissioning | 8.24% | 0 | 457.1492 | Industrial_2026_Technical_GWh_Before Competition Groups_Recommissioning
Industrial | Ind ¦ SEM | 2026 | Technical | GWh | Before Competition Groups | 457.1492 | 0 | 0 | 5548.0307 | 0.082398 | 5 | Industrial_2026_Technical_GWh_Before Competition Groups_5 | SEM | 8.24% | 0 | 457.1492 | Industrial_2026_Technical_GWh_Before Competition Groups_SEM
Industrial | Ind ¦ Pump System Optimization | 2026 | Economic | GWh | Before Competition Groups | 311.1973 | 0 | 0 | 3897.5399 | 0.079845 | 7 | Industrial_2026_Economic_GWh_Before Competition Groups_7 | Pump System Optimization | 7.984% | 0 | 311.1973 | Industrial_2026_Economic_GWh_Before Competition Groups_Pump System Optimization
Industrial | Ind ¦ Pump Equipment Upgrade | 2026 | Achievable | GWh | Before Competition Groups | 65.1684 | 0 | 0 | 926.7319 | 0.070321 | 6 | Industrial_2026_Achievable_GWh_Before Competition Groups_6 | Pump Equipment Upgrade | 7.032% | 0 | 65.1684 | Industrial_2026_Achievable_GWh_Before Competition Groups_Pump Equipment Upgrade
Industrial | Ind ¦ Air Compressor Optimization | 2026 | Technical | GWh | Before Competition Groups | 377.2689 | 0 | 0 | 5548.0307 | 0.068001 | 6 | Industrial_2026_Technical_GWh_Before Competition Groups_6 | Air Compressor Optimization | 6.8% | 0 | 377.2689 | Industrial_2026_Technical_GWh_Before Competition Groups_Air Compressor Optimization
Industrial | Ind ¦ High Efficiency HVAC Fans | 2026 | Achievable | GWh | Before Competition Groups | 62.8831 | 0 | 0 | 926.7319 | 0.067855 | 7 | Industrial_2026_Achievable_GWh_Before Competition Groups_7 | High Efficiency HVAC Fans | 6.785% | 0 | 62.8831 | Industrial_2026_Achievable_GWh_Before Competition Groups_High Efficiency HVAC Fans
Industrial | Ind ¦ Greenhouse Grow Lights | 2026 | Achievable | GWh | Before Competition Groups | 61.6088 | 0 | 0 | 926.7319 | 0.06648 | 8 | Industrial_2026_Achievable_GWh_Before Competition Groups_8 | Greenhouse Grow Lights | 6.648% | 0 | 61.6088 | Industrial_2026_Achievable_GWh_Before Competition Groups_Greenhouse Grow Lights
Industrial | Ind ¦ Pump Equipment Upgrade | 2026 | Technical | GWh | Before Competition Groups | 359.4117 | 0 | 0 | 5548.0307 | 0.064782 | 7 | Industrial_2026_Technical_GWh_Before Competition Groups_7 | Pump Equipment Upgrade | 6.478% | 0 | 359.4117 | Industrial_2026_Technical_GWh_Before Competition Groups_Pump Equipment Upgrade
Industrial | Ind ¦ High Efficiency HVAC Fans | 2026 | Economic | GWh | Before Competition Groups | 251.688 | 0 | 0 | 3897.5399 | 0.064576 | 8 | Industrial_2026_Economic_GWh_Before Competition Groups_8 | High Efficiency HVAC Fans | 6.458% | 0 | 251.688 | Industrial_2026_Economic_GWh_Before Competition Groups_High Efficiency HVAC Fans
Industrial | Ind ¦ Efficient Compressed Air Nozzles | 2026 | Achievable | GWh | Before Competition Groups | 55.8616 | 0 | 0 | 926.7319 | 0.060278 | 9 | Industrial_2026_Achievable_GWh_Before Competition Groups_9 | Efficient Compressed Air Nozzles | 6.028% | 0 | 55.8616 | Industrial_2026_Achievable_GWh_Before Competition Groups_Efficient Compressed Air Nozzles
Industrial | Ind ¦ Greenhouse Grow Lights | 2026 | Technical | GWh | Before Competition Groups | 329.8989 | 0 | 0 | 5548.0307 | 0.059462 | 8 | Industrial_2026_Technical_GWh_Before Competition Groups_8 | Greenhouse Grow Lights | 5.946% | 0 | 329.8989 | Industrial_2026_Technical_GWh_Before Competition Groups_Greenhouse Grow Lights
Industrial | Ind ¦ Efficient Compressed Air Nozzles | 2026 | Technical | GWh | Before Competition Groups | 325.9723 | 0 | 0 | 5548.0307 | 0.058755 | 9 | Industrial_2026_Technical_GWh_Before Competition Groups_9 | Efficient Compressed Air Nozzles | 5.875% | 0 | 325.9723 | Industrial_2026_Technical_GWh_Before Competition Groups_Efficient Compressed Air Nozzles
Industrial | Ind ¦ High Efficiency HVAC Fans | 2026 | Technical | GWh | Before Competition Groups | 251.688 | 0 | 0 | 5548.0307 | 0.045365 | 10 | Industrial_2026_Technical_GWh_Before Competition Groups_10 | High Efficiency HVAC Fans | 4.537% | 0 | 251.688 | Industrial_2026_Technical_GWh_Before Competition Groups_High Efficiency HVAC Fans
Industrial | Ind ¦ Process Optimization (Elec) | 2026 | Economic | GWh | Before Competition Groups | 168.9929 | 0 | 0 | 3897.5399 | 0.043359 | 9 | Industrial_2026_Economic_GWh_Before Competition Groups_9 | Process Optimization (Elec) | 4.336% | 0 | 168.9929 | Industrial_2026_Economic_GWh_Before Competition Groups_Process Optimization (Elec)
Industrial | Ind ¦ HE Lighting | 2026 | Economic | GWh | Before Competition Groups | 130.9692 | 0 | 0 | 3897.5399 | 0.033603 | 10 | Industrial_2026_Economic_GWh_Before Competition Groups_10 | HE Lighting | 3.36% | 0 | 130.9692 | Industrial_2026_Economic_GWh_Before Competition Groups_HE Lighting
Industrial | Ind ¦ Process Optimization (Elec) | 2026 | Technical | GWh | Before Competition Groups | 168.9929 | 0 | 0 | 5548.0307 | 0.03046 | 11 | Industrial_2026_Technical_GWh_Before Competition Groups_11 | Process Optimization (Elec) | 3.046% | 0 | 168.9929 | Industrial_2026_Technical_GWh_Before Competition Groups_Process Optimization (Elec)
Industrial | Ind ¦ Pump Equipment Upgrade | 2026 | Economic | GWh | Before Competition Groups | 104.6629 | 0 | 0 | 3897.5399 | 0.026854 | 11 | Industrial_2026_Economic_GWh_Before Competition Groups_11 | Pump Equipment Upgrade | 2.685% | 0 | 104.6629 | Industrial_2026_Economic_GWh_Before Competition Groups_Pump Equipment Upgrade
Industrial | Ind ¦ Premium Efficient Motors | 2026 | Technical | GWh | Before Competition Groups | 145.8918 | 0 | 0 | 5548.0307 | 0.026296 | 12 | Industrial_2026_Technical_GWh_Before Competition Groups_12 | Premium Efficient Motors | 2.63% | 0 | 145.8918 | Industrial_2026_Technical_GWh_Before Competition Groups_Premium Efficient Motors
Industrial | Ind ¦ Material Handling Improvements | 2026 | Achievable | GWh | Before Competition Groups | 15.8883 | 0 | 0 | 926.7319 | 0.017144 | 10 | Industrial_2026_Achievable_GWh_Before Competition Groups_10 | Material Handling Improvements | 1.714% | 0 | 15.8883 | Industrial_2026_Achievable_GWh_Before Competition Groups_Material Handling Improvements
Industrial | Ind ¦ Fan System Optimization | 2026 | Achievable | GWh | Before Competition Groups | 15.3289 | 0 | 0 | 926.7319 | 0.016541 | 11 | Industrial_2026_Achievable_GWh_Before Competition Groups_11 | Fan System Optimization | 1.654% | 0 | 15.3289 | Industrial_2026_Achievable_GWh_Before Competition Groups_Fan System Optimization
Industrial | Ind ¦ Pulp and Paper Process Improvements | 2026 | Economic | GWh | Before Competition Groups | 62.1679 | 0 | 0 | 3897.5399 | 0.015951 | 12 | Industrial_2026_Economic_GWh_Before Competition Groups_12 | Pulp and Paper Process Improvements | 1.595% | 0 | 62.1679 | Industrial_2026_Economic_GWh_Before Competition Groups_Pulp and Paper Process Improvements
Industrial | Ind ¦ Fan System Optimization | 2026 | Economic | GWh | Before Competition Groups | 57.6072 | 0 | 0 | 3897.5399 | 0.01478 | 13 | Industrial_2026_Economic_GWh_Before Competition Groups_13 | Fan System Optimization | 1.478% | 0 | 57.6072 | Industrial_2026_Economic_GWh_Before Competition Groups_Fan System Optimization
Industrial | Ind ¦ HE HVAC Controls | 2026 | Technical | GWh | Before Competition Groups | 75.0017 | 0 | 0 | 5548.0307 | 0.013519 | 13 | Industrial_2026_Technical_GWh_Before Competition Groups_13 | HE HVAC Controls | 1.352% | 0 | 75.0017 | Industrial_2026_Technical_GWh_Before Competition Groups_HE HVAC Controls
Industrial | Ind ¦ Pulp and Paper Process Improvements | 2026 | Achievable | GWh | Before Competition Groups | 12.478 | 0 | 0 | 926.7319 | 0.013465 | 12 | Industrial_2026_Achievable_GWh_Before Competition Groups_12 | Pulp and Paper Process Improvements | 1.346% | 0 | 12.478 | Industrial_2026_Achievable_GWh_Before Competition Groups_Pulp and Paper Process Improvements
Industrial | Ind ¦ Material Handling Improvements | 2026 | Economic | GWh | Before Competition Groups | 51.4257 | 0 | 0 | 3897.5399 | 0.013194 | 14 | Industrial_2026_Economic_GWh_Before Competition Groups_14 | Material Handling Improvements | 1.319% | 0 | 51.4257 | Industrial_2026_Economic_GWh_Before Competition Groups_Material Handling Improvements
Industrial | Ind ¦ HE Lighting | 2026 | Achievable | GWh | Before Competition Groups | 11.1361 | 0 | 0 | 926.7319 | 0.012017 | 13 | Industrial_2026_Achievable_GWh_Before Competition Groups_13 | HE Lighting | 1.202% | 0 | 11.1361 | Industrial_2026_Achievable_GWh_Before Competition Groups_HE Lighting
Industrial | Ind ¦ Pulp and Paper Process Improvements | 2026 | Technical | GWh | Before Competition Groups | 62.1679 | 0 | 0 | 5548.0307 | 0.011205 | 14 | Industrial_2026_Technical_GWh_Before Competition Groups_14 | Pulp and Paper Process Improvements | 1.121% | 0 | 62.1679 | Industrial_2026_Technical_GWh_Before Competition Groups_Pulp and Paper Process Improvements
Industrial | Ind ¦ Fan System Optimization | 2026 | Technical | GWh | Before Competition Groups | 57.6072 | 0 | 0 | 5548.0307 | 0.010383 | 15 | Industrial_2026_Technical_GWh_Before Competition Groups_15 | Fan System Optimization | 1.038% | 0 | 57.6072 | Industrial_2026_Technical_GWh_Before Competition Groups_Fan System Optimization
Industrial | Ind ¦ Refiner Plate Improvements | 2026 | Economic | GWh | Before Competition Groups | 38.9094 | 0 | 0 | 3897.5399 | 0.0099831 | 15 | Industrial_2026_Economic_GWh_Before Competition Groups_15 | Refiner Plate Improvements | 0.9983% | 0 | 38.9094 | Industrial_2026_Economic_GWh_Before Competition Groups_Refiner Plate Improvements
Industrial | Ind ¦ HE HVAC Units | 2026 | Technical | GWh | Before Competition Groups | 53.8055 | 0 | 0 | 5548.0307 | 0.0096981 | 16 | Industrial_2026_Technical_GWh_Before Competition Groups_16 | HE HVAC Units | 0.9698% | 0 | 53.8055 | Industrial_2026_Technical_GWh_Before Competition Groups_HE HVAC Units
Industrial | Ind ¦ Material Handling Improvements | 2026 | Technical | GWh | Before Competition Groups | 51.4257 | 0 | 0 | 5548.0307 | 0.0092692 | 17 | Industrial_2026_Technical_GWh_Before Competition Groups_17 | Material Handling Improvements | 0.9269% | 0 | 51.4257 | Industrial_2026_Technical_GWh_Before Competition Groups_Material Handling Improvements
Industrial | Ind ¦ Process Heat Recovery | 2026 | Economic | GWh | Before Competition Groups | 34.7066 | 0 | 0 | 3897.5399 | 0.0089047 | 16 | Industrial_2026_Economic_GWh_Before Competition Groups_16 | Process Heat Recovery | 0.8905% | 0 | 34.7066 | Industrial_2026_Economic_GWh_Before Competition Groups_Process Heat Recovery
Industrial | Ind ¦ VAV Conversion Project | 2026 | Economic | GWh | Before Competition Groups | 32.7708 | 0 | 0 | 3897.5399 | 0.0084081 | 17 | Industrial_2026_Economic_GWh_Before Competition Groups_17 | VAV Conversion Project | 0.8408% | 0 | 32.7708 | Industrial_2026_Economic_GWh_Before Competition Groups_VAV Conversion Project
Industrial | Ind ¦ Process Heat Recovery | 2026 | Achievable | GWh | Before Competition Groups | 7.1597 | 0 | 0 | 926.7319 | 0.0077257 | 14 | Industrial_2026_Achievable_GWh_Before Competition Groups_14 | Process Heat Recovery | 0.7726% | 0 | 7.1597 | Industrial_2026_Achievable_GWh_Before Competition Groups_Process Heat Recovery
Industrial | Ind ¦ VAV Conversion Project | 2026 | Achievable | GWh | Before Competition Groups | 7.0959 | 0 | 0 | 926.7319 | 0.0076569 | 15 | Industrial_2026_Achievable_GWh_Before Competition Groups_15 | VAV Conversion Project | 0.7657% | 0 | 7.0959 | Industrial_2026_Achievable_GWh_Before Competition Groups_VAV Conversion Project
Industrial | Ind ¦ Cold Storage Retrofit | 2026 | Technical | GWh | Before Competition Groups | 40.6681 | 0 | 0 | 5548.0307 | 0.0073302 | 18 | Industrial_2026_Technical_GWh_Before Competition Groups_18 | Cold Storage Retrofit | 0.733% | 0 | 40.6681 | Industrial_2026_Technical_GWh_Before Competition Groups_Cold Storage Retrofit
Industrial | Ind ¦ Efficient Irrigation | 2026 | Technical | GWh | Before Competition Groups | 40.6332 | 0 | 0 | 5548.0307 | 0.0073239 | 19 | Industrial_2026_Technical_GWh_Before Competition Groups_19 | Efficient Irrigation | 0.7324% | 0 | 40.6332 | Industrial_2026_Technical_GWh_Before Competition Groups_Efficient Irrigation
Industrial | Ind ¦ Refiner Plate Improvements | 2026 | Achievable | GWh | Before Competition Groups | 6.5811 | 0 | 0 | 926.7319 | 0.0071014 | 16 | Industrial_2026_Achievable_GWh_Before Competition Groups_16 | Refiner Plate Improvements | 0.7101% | 0 | 6.5811 | Industrial_2026_Achievable_GWh_Before Competition Groups_Refiner Plate Improvements
Industrial | Ind ¦ Refiner Plate Improvements | 2026 | Technical | GWh | Before Competition Groups | 38.9094 | 0 | 0 | 5548.0307 | 0.0070132 | 20 | Industrial_2026_Technical_GWh_Before Competition Groups_20 | Refiner Plate Improvements | 0.7013% | 0 | 38.9094 | Industrial_2026_Technical_GWh_Before Competition Groups_Refiner Plate Improvements
Industrial | Ind ¦ Process Optimization (Elec) | 2026 | Achievable | GWh | Before Competition Groups | 6.1642 | 0 | 0 | 926.7319 | 0.0066515 | 17 | Industrial_2026_Achievable_GWh_Before Competition Groups_17 | Process Optimization (Elec) | 0.6652% | 0 | 6.1642 | Industrial_2026_Achievable_GWh_Before Competition Groups_Process Optimization (Elec)
Industrial | Ind ¦ Process Heat Recovery | 2026 | Technical | GWh | Before Competition Groups | 34.7066 | 0 | 0 | 5548.0307 | 0.0062557 | 21 | Industrial_2026_Technical_GWh_Before Competition Groups_21 | Process Heat Recovery | 0.6256% | 0 | 34.7066 | Industrial_2026_Technical_GWh_Before Competition Groups_Process Heat Recovery
Industrial | Ind ¦ Improved Controls - Process Cooling | 2026 | Economic | GWh | Before Competition Groups | 24.342 | 0 | 0 | 3897.5399 | 0.0062455 | 18 | Industrial_2026_Economic_GWh_Before Competition Groups_18 | Improved Controls - Process Cooling | 0.6245% | 0 | 24.342 | Industrial_2026_Economic_GWh_Before Competition Groups_Improved Controls - Process Cooling
Industrial | Ind ¦ VAV Conversion Project | 2026 | Technical | GWh | Before Competition Groups | 32.7708 | 0 | 0 | 5548.0307 | 0.0059067 | 22 | Industrial_2026_Technical_GWh_Before Competition Groups_22 | VAV Conversion Project | 0.5907% | 0 | 32.7708 | Industrial_2026_Technical_GWh_Before Competition Groups_VAV Conversion Project
Industrial | Ind ¦ Improved Controls - Process Cooling | 2026 | Achievable | GWh | Before Competition Groups | 5.2139 | 0 | 0 | 926.7319 | 0.0056261 | 18 | Industrial_2026_Achievable_GWh_Before Competition Groups_18 | Improved Controls - Process Cooling | 0.5626% | 0 | 5.2139 | Industrial_2026_Achievable_GWh_Before Competition Groups_Improved Controls - Process Cooling
Industrial | Ind ¦ High Efficiency Battery Charger | 2026 | Economic | GWh | Before Competition Groups | 19.0477 | 0 | 0 | 3897.5399 | 0.0048871 | 19 | Industrial_2026_Economic_GWh_Before Competition Groups_19 | High Efficiency Battery Charger | 0.4887% | 0 | 19.0477 | Industrial_2026_Economic_GWh_Before Competition Groups_High Efficiency Battery Charger
Industrial | Ind ¦ High Efficiency Battery Charger | 2026 | Achievable | GWh | Before Competition Groups | 4.4507 | 0 | 0 | 926.7319 | 0.0048026 | 19 | Industrial_2026_Achievable_GWh_Before Competition Groups_19 | High Efficiency Battery Charger | 0.4803% | 0 | 4.4507 | Industrial_2026_Achievable_GWh_Before Competition Groups_High Efficiency Battery Charger
Industrial | Ind ¦ Ventilation Optimization | 2026 | Technical | GWh | Before Competition Groups | 25.2033 | 0 | 0 | 5548.0307 | 0.0045427 | 23 | Industrial_2026_Technical_GWh_Before Competition Groups_23 | Ventilation Optimization | 0.4543% | 0 | 25.2033 | Industrial_2026_Technical_GWh_Before Competition Groups_Ventilation Optimization
Industrial | Ind ¦ Process Improvements | 2026 | Economic | GWh | Before Competition Groups | 17.1078 | 0 | 0 | 3897.5399 | 0.0043894 | 20 | Industrial_2026_Economic_GWh_Before Competition Groups_20 | Process Improvements | 0.4389% | 0 | 17.1078 | Industrial_2026_Economic_GWh_Before Competition Groups_Process Improvements
Industrial | Ind ¦ Improved Controls - Process Cooling | 2026 | Technical | GWh | Before Competition Groups | 24.342 | 0 | 0 | 5548.0307 | 0.0043875 | 24 | Industrial_2026_Technical_GWh_Before Competition Groups_24 | Improved Controls - Process Cooling | 0.4388% | 0 | 24.342 | Industrial_2026_Technical_GWh_Before Competition Groups_Improved Controls - Process Cooling
Industrial | Ind ¦ Process Improvements | 2026 | Achievable | GWh | Before Competition Groups | 3.6217 | 0 | 0 | 926.7319 | 0.0039081 | 20 | Industrial_2026_Achievable_GWh_Before Competition Groups_20 | Process Improvements | 0.3908% | 0 | 3.6217 | Industrial_2026_Achievable_GWh_Before Competition Groups_Process Improvements
Industrial | Ind ¦ Synchronous Belts | 2026 | Technical | GWh | Before Competition Groups | 20.8267 | 0 | 0 | 5548.0307 | 0.0037539 | 25 | Industrial_2026_Technical_GWh_Before Competition Groups_25 | Synchronous Belts | 0.3754% | 0 | 20.8267 | Industrial_2026_Technical_GWh_Before Competition Groups_Synchronous Belts
Industrial | Ind ¦ Efficient Irrigation | 2026 | Economic | GWh | Before Competition Groups | 13.918 | 0 | 0 | 3897.5399 | 0.003571 | 21 | Industrial_2026_Economic_GWh_Before Competition Groups_21 | Efficient Irrigation | 0.3571% | 0 | 13.918 | Industrial_2026_Economic_GWh_Before Competition Groups_Efficient Irrigation
Industrial | Ind ¦ High Efficiency Battery Charger | 2026 | Technical | GWh | Before Competition Groups | 19.0477 | 0 | 0 | 5548.0307 | 0.0034332 | 26 | Industrial_2026_Technical_GWh_Before Competition Groups_26 | High Efficiency Battery Charger | 0.3433% | 0 | 19.0477 | Industrial_2026_Technical_GWh_Before Competition Groups_High Efficiency Battery Charger
Industrial | Ind ¦ HVLS Fans | 2026 | Technical | GWh | Before Competition Groups | 18.8811 | 0 | 0 | 5548.0307 | 0.0034032 | 27 | Industrial_2026_Technical_GWh_Before Competition Groups_27 | HVLS Fans | 0.3403% | 0 | 18.8811 | Industrial_2026_Technical_GWh_Before Competition Groups_HVLS Fans
Industrial | Ind ¦ Process Improvements | 2026 | Technical | GWh | Before Competition Groups | 17.1078 | 0 | 0 | 5548.0307 | 0.0030836 | 28 | Industrial_2026_Technical_GWh_Before Competition Groups_28 | Process Improvements | 0.3084% | 0 | 17.1078 | Industrial_2026_Technical_GWh_Before Competition Groups_Process Improvements
Industrial | Ind ¦ Ventilation Optimization | 2026 | Achievable | GWh | Before Competition Groups | 2.7691 | 0 | 0 | 926.7319 | 0.0029881 | 21 | Industrial_2026_Achievable_GWh_Before Competition Groups_21 | Ventilation Optimization | 0.2988% | 0 | 2.7691 | Industrial_2026_Achievable_GWh_Before Competition Groups_Ventilation Optimization
Industrial | Ind ¦ Refrigeration Compressor VFD | 2026 | Economic | GWh | Before Competition Groups | 11.4852 | 0 | 0 | 3897.5399 | 0.0029468 | 22 | Industrial_2026_Economic_GWh_Before Competition Groups_22 | Refrigeration Compressor VFD | 0.2947% | 0 | 11.4852 | Industrial_2026_Economic_GWh_Before Competition Groups_Refrigeration Compressor VFD
Industrial | Ind ¦ Refrigeration Compressor VFD | 2026 | Achievable | GWh | Before Competition Groups | 2.6572 | 0 | 0 | 926.7319 | 0.0028672 | 22 | Industrial_2026_Achievable_GWh_Before Competition Groups_22 | Refrigeration Compressor VFD | 0.2867% | 0 | 2.6572 | Industrial_2026_Achievable_GWh_Before Competition Groups_Refrigeration Compressor VFD
Industrial | Ind ¦ Improved Controls - Process Heating | 2026 | Economic | GWh | Before Competition Groups | 10.3383 | 0 | 0 | 3897.5399 | 0.0026525 | 23 | Industrial_2026_Economic_GWh_Before Competition Groups_23 | Improved Controls - Process Heating | 0.2653% | 0 | 10.3383 | Industrial_2026_Economic_GWh_Before Competition Groups_Improved Controls - Process Heating
Industrial | Ind ¦ Low Energy Livestock Waterers | 2026 | Technical | GWh | Before Competition Groups | 13.9949 | 0 | 0 | 5548.0307 | 0.0025225 | 29 | Industrial_2026_Technical_GWh_Before Competition Groups_29 | Low Energy Livestock Waterers | 0.2522% | 0 | 13.9949 | Industrial_2026_Technical_GWh_Before Competition Groups_Low Energy Livestock Waterers
Industrial | Ind ¦ Improved Controls - Process Heating | 2026 | Achievable | GWh | Before Competition Groups | 2.2551 | 0 | 0 | 926.7319 | 0.0024334 | 23 | Industrial_2026_Achievable_GWh_Before Competition Groups_23 | Improved Controls - Process Heating | 0.2433% | 0 | 2.2551 | Industrial_2026_Achievable_GWh_Before Competition Groups_Improved Controls - Process Heating
Industrial | Ind ¦ Refrigeration Compressor VFD | 2026 | Technical | GWh | Before Competition Groups | 11.4852 | 0 | 0 | 5548.0307 | 0.0020701 | 30 | Industrial_2026_Technical_GWh_Before Competition Groups_30 | Refrigeration Compressor VFD | 0.207% | 0 | 11.4852 | Industrial_2026_Technical_GWh_Before Competition Groups_Refrigeration Compressor VFD
Industrial | Ind ¦ Chiller Optimization | 2026 | Technical | GWh | Before Competition Groups | 11.4134 | 0 | 0 | 5548.0307 | 0.0020572 | 31 | Industrial_2026_Technical_GWh_Before Competition Groups_31 | Chiller Optimization | 0.2057% | 0 | 11.4134 | Industrial_2026_Technical_GWh_Before Competition Groups_Chiller Optimization
Industrial | Ind ¦ Dairy Pre-Cooler | 2026 | Technical | GWh | Before Competition Groups | 10.9081 | 0 | 0 | 5548.0307 | 0.0019661 | 32 | Industrial_2026_Technical_GWh_Before Competition Groups_32 | Dairy Pre-Cooler | 0.1966% | 0 | 10.9081 | Industrial_2026_Technical_GWh_Before Competition Groups_Dairy Pre-Cooler
Industrial | Ind ¦ Free Cooling | 2026 | Technical | GWh | Before Competition Groups | 10.5002 | 0 | 0 | 5548.0307 | 0.0018926 | 33 | Industrial_2026_Technical_GWh_Before Competition Groups_33 | Free Cooling | 0.1893% | 0 | 10.5002 | Industrial_2026_Technical_GWh_Before Competition Groups_Free Cooling
Industrial | Ind ¦ Improved Controls - Process Heating | 2026 | Technical | GWh | Before Competition Groups | 10.3383 | 0 | 0 | 5548.0307 | 0.0018634 | 34 | Industrial_2026_Technical_GWh_Before Competition Groups_34 | Improved Controls - Process Heating | 0.1863% | 0 | 10.3383 | Industrial_2026_Technical_GWh_Before Competition Groups_Improved Controls - Process Heating
Industrial | Ind ¦ Engine Block Heater Timer | 2026 | Economic | GWh | Before Competition Groups | 6.7361 | 0 | 0 | 3897.5399 | 0.0017283 | 24 | Industrial_2026_Economic_GWh_Before Competition Groups_24 | Engine Block Heater Timer | 0.1728% | 0 | 6.7361 | Industrial_2026_Economic_GWh_Before Competition Groups_Engine Block Heater Timer
Industrial | Ind ¦ Efficient Transformer | 2026 | Technical | GWh | Before Competition Groups | 9.5238 | 0 | 0 | 5548.0307 | 0.0017166 | 35 | Industrial_2026_Technical_GWh_Before Competition Groups_35 | Efficient Transformer | 0.1717% | 0 | 9.5238 | Industrial_2026_Technical_GWh_Before Competition Groups_Efficient Transformer
Industrial | Ind ¦ Dairy Pre-Cooler | 2026 | Achievable | GWh | Before Competition Groups | 1.4677 | 0 | 0 | 926.7319 | 0.0015838 | 24 | Industrial_2026_Achievable_GWh_Before Competition Groups_24 | Dairy Pre-Cooler | 0.1584% | 0 | 1.4677 | Industrial_2026_Achievable_GWh_Before Competition Groups_Dairy Pre-Cooler
Industrial | Ind ¦ Cooling Tower Optimization | 2026 | Technical | GWh | Before Competition Groups | 8.6535 | 0 | 0 | 5548.0307 | 0.0015597 | 36 | Industrial_2026_Technical_GWh_Before Competition Groups_36 | Cooling Tower Optimization | 0.156% | 0 | 8.6535 | Industrial_2026_Technical_GWh_Before Competition Groups_Cooling Tower Optimization
Industrial | Ind ¦ Engine Block Heater Timer | 2026 | Achievable | GWh | Before Competition Groups | 1.4147 | 0 | 0 | 926.7319 | 0.0015266 | 25 | Industrial_2026_Achievable_GWh_Before Competition Groups_25 | Engine Block Heater Timer | 0.1527% | 0 | 1.4147 | Industrial_2026_Achievable_GWh_Before Competition Groups_Engine Block Heater Timer
Industrial | Ind ¦ High Efficiency Welders | 2026 | Technical | GWh | Before Competition Groups | 8.1781 | 0 | 0 | 5548.0307 | 0.0014741 | 37 | Industrial_2026_Technical_GWh_Before Competition Groups_37 | High Efficiency Welders | 0.1474% | 0 | 8.1781 | Industrial_2026_Technical_GWh_Before Competition Groups_High Efficiency Welders
Industrial | Ind ¦ Ventilation Optimization | 2026 | Economic | GWh | Before Competition Groups | 5.6904 | 0 | 0 | 3897.5399 | 0.00146 | 25 | Industrial_2026_Economic_GWh_Before Competition Groups_25 | Ventilation Optimization | 0.146% | 0 | 5.6904 | Industrial_2026_Economic_GWh_Before Competition Groups_Ventilation Optimization
Industrial | Ind ¦ Engine Block Heater Timer | 2026 | Technical | GWh | Before Competition Groups | 6.7361 | 0 | 0 | 5548.0307 | 0.0012141 | 38 | Industrial_2026_Technical_GWh_Before Competition Groups_38 | Engine Block Heater Timer | 0.1214% | 0 | 6.7361 | Industrial_2026_Technical_GWh_Before Competition Groups_Engine Block Heater Timer
Industrial | Ind ¦ Dairy Pre-Cooler | 2026 | Economic | GWh | Before Competition Groups | 4.1905 | 0 | 0 | 3897.5399 | 0.0010752 | 26 | Industrial_2026_Economic_GWh_Before Competition Groups_26 | Dairy Pre-Cooler | 0.1075% | 0 | 4.1905 | Industrial_2026_Economic_GWh_Before Competition Groups_Dairy Pre-Cooler
Industrial | Ind ¦ Efficient Irrigation | 2026 | Achievable | GWh | Before Competition Groups | 0.99291 | 0 | 0 | 926.7319 | 0.0010714 | 26 | Industrial_2026_Achievable_GWh_Before Competition Groups_26 | Efficient Irrigation | 0.1071% | 0 | 0.99291 | Industrial_2026_Achievable_GWh_Before Competition Groups_Efficient Irrigation
Industrial | Ind ¦ Efficient Refrigeration Compressor | 2026 | Achievable | GWh | Before Competition Groups | 0.8921 | 0 | 0 | 926.7319 | 0.00096263 | 27 | Industrial_2026_Achievable_GWh_Before Competition Groups_27 | Efficient Refrigeration Compressor | 0.09626% | 0 | 0.8921 | Industrial_2026_Achievable_GWh_Before Competition Groups_Efficient Refrigeration Compressor
Industrial | Ind ¦ Air Compressor Heat Recovery | 2026 | Economic | GWh | Before Competition Groups | 2.7276 | 0 | 0 | 3897.5399 | 0.00069984 | 27 | Industrial_2026_Economic_GWh_Before Competition Groups_27 | Air Compressor Heat Recovery | 0.06998% | 0 | 2.7276 | Industrial_2026_Economic_GWh_Before Competition Groups_Air Compressor Heat Recovery
Industrial | Ind ¦ Air Compressor Heat Recovery | 2026 | Achievable | GWh | Before Competition Groups | 0.58281 | 0 | 0 | 926.7319 | 0.00062889 | 28 | Industrial_2026_Achievable_GWh_Before Competition Groups_28 | Air Compressor Heat Recovery | 0.06289% | 0 | 0.58281 | Industrial_2026_Achievable_GWh_Before Competition Groups_Air Compressor Heat Recovery
Industrial | Ind ¦ Efficient Refrigeration Compressor | 2026 | Economic | GWh | Before Competition Groups | 2.1866 | 0 | 0 | 3897.5399 | 0.00056102 | 28 | Industrial_2026_Economic_GWh_Before Competition Groups_28 | Efficient Refrigeration Compressor | 0.0561% | 0 | 2.1866 | Industrial_2026_Economic_GWh_Before Competition Groups_Efficient Refrigeration Compressor
Industrial | Ind ¦ Heat Lamps/Heat Pad | 2026 | Technical | GWh | Before Competition Groups | 2.9051 | 0 | 0 | 5548.0307 | 0.00052363 | 39 | Industrial_2026_Technical_GWh_Before Competition Groups_39 | Heat Lamps/Heat Pad | 0.05236% | 0 | 2.9051 | Industrial_2026_Technical_GWh_Before Competition Groups_Heat Lamps/Heat Pad
Industrial | Ind ¦ Air Compressor Heat Recovery | 2026 | Technical | GWh | Before Competition Groups | 2.7276 | 0 | 0 | 5548.0307 | 0.00049164 | 40 | Industrial_2026_Technical_GWh_Before Competition Groups_40 | Air Compressor Heat Recovery | 0.04916% | 0 | 2.7276 | Industrial_2026_Technical_GWh_Before Competition Groups_Air Compressor Heat Recovery
Industrial | Ind ¦ Creep Heat Controller | 2026 | Technical | GWh | Before Competition Groups | 2.554 | 0 | 0 | 5548.0307 | 0.00046035 | 41 | Industrial_2026_Technical_GWh_Before Competition Groups_41 | Creep Heat Controller | 0.04603% | 0 | 2.554 | Industrial_2026_Technical_GWh_Before Competition Groups_Creep Heat Controller
Industrial | Ind ¦ Efficient Refrigeration Compressor | 2026 | Technical | GWh | Before Competition Groups | 2.1866 | 0 | 0 | 5548.0307 | 0.00039412 | 42 | Industrial_2026_Technical_GWh_Before Competition Groups_42 | Efficient Refrigeration Compressor | 0.03941% | 0 | 2.1866 | Industrial_2026_Technical_GWh_Before Competition Groups_Efficient Refrigeration Compressor
Industrial | Ind ¦ Optimize Compressed Air Dryer | 2026 | Technical | GWh | Before Competition Groups | 1.9727 | 0 | 0 | 5548.0307 | 0.00035556 | 43 | Industrial_2026_Technical_GWh_Before Competition Groups_43 | Optimize Compressed Air Dryer | 0.03556% | 0 | 1.9727 | Industrial_2026_Technical_GWh_Before Competition Groups_Optimize Compressed Air Dryer
Industrial | Ind ¦ Dual and Natural Exhaust Ventilation Systems | 2026 | Technical | GWh | Before Competition Groups | 0.86357 | 0 | 0 | 5548.0307 | 0.00015565 | 44 | Industrial_2026_Technical_GWh_Before Competition Groups_44 | Dual and Natural Exhaust Ventilation Systems | 0.01557% | 0 | 0.86357 | Industrial_2026_Technical_GWh_Before Competition Groups_Dual and Natural Exhaust Ventilation Systems
Industrial | Ind ¦ Dairy Water Heater | 2026 | Achievable | GWh | Before Competition Groups | 0.11182 | 0 | 0 | 926.7319 | 0.00012066 | 29 | Industrial_2026_Achievable_GWh_Before Competition Groups_29 | Dairy Water Heater | 0.01207% | 0 | 0.11182 | Industrial_2026_Achievable_GWh_Before Competition Groups_Dairy Water Heater
Industrial | Ind ¦ Dairy Water Heater | 2026 | Technical | GWh | Before Competition Groups | 0.50864 | 0 | 0 | 5548.0307 | 9.1679e-05 | 45 | Industrial_2026_Technical_GWh_Before Competition Groups_45 | Dairy Water Heater | 0.009168% | 0 | 0.50864 | Industrial_2026_Technical_GWh_Before Competition Groups_Dairy Water Heater
Industrial | Ind ¦ Dairy Water Heater | 2026 | Economic | GWh | Before Competition Groups | 0.19999 | 0 | 0 | 3897.5399 | 5.1312e-05 | 29 | Industrial_2026_Economic_GWh_Before Competition Groups_29 | Dairy Water Heater | 0.005131% | 0 | 0.19999 | Industrial_2026_Economic_GWh_Before Competition Groups_Dairy Water Heater
Industrial | Ind ¦ Cooling Tower Optimization | 2026 | Achievable | GWh | Before Competition Groups | 0 | 0 | 0 | 926.7319 | 0 | 30 | Industrial_2026_Achievable_GWh_Before Competition Groups_30 | Cooling Tower Optimization | 0% | 0 | 0 | Industrial_2026_Achievable_GWh_Before Competition Groups_Cooling Tower Optimization
Industrial | Ind ¦ Cooling Tower Optimization | 2026 | Economic | GWh | Before Competition Groups | 0 | 0 | 0 | 3897.5399 | 0 | 30 | Industrial_2026_Economic_GWh_Before Competition Groups_30 | Cooling Tower Optimization | 0% | 0 | 0 | Industrial_2026_Economic_GWh_Before Competition Groups_Cooling Tower Optimization
Industrial | Ind ¦ Creep Heat Controller | 2026 | Achievable | GWh | Before Competition Groups | 0 | 0 | 0 | 926.7319 | 0 | 31 | Industrial_2026_Achievable_GWh_Before Competition Groups_31 | Creep Heat Controller | 0% | 0 | 0 | Industrial_2026_Achievable_GWh_Before Competition Groups_Creep Heat Controller
Industrial | Ind ¦ Creep Heat Controller | 2026 | Economic | GWh | Before Competition Groups | 0 | 0 | 0 | 3897.5399 | 0 | 31 | Industrial_2026_Economic_GWh_Before Competition Groups_31 | Creep Heat Controller | 0% | 0 | 0 | Industrial_2026_Economic_GWh_Before Competition Groups_Creep Heat Controller
Industrial | Ind ¦ Dual and Natural Exhaust Ventilation Systems | 2026 | Achievable | GWh | Before Competition Groups | 0 | 0 | 0 | 926.7319 | 0 | 32 | Industrial_2026_Achievable_GWh_Before Competition Groups_32 | Dual and Natural Exhaust Ventilation Systems | 0% | 0 | 0 | Industrial_2026_Achievable_GWh_Before Competition Groups_Dual and Natural Exhaust Ventilation Systems
Industrial | Ind ¦ Dual and Natural Exhaust Ventilation Systems | 2026 | Economic | GWh | Before Competition Groups | 0 | 0 | 0 | 3897.5399 | 0 | 32 | Industrial_2026_Economic_GWh_Before Competition Groups_32 | Dual and Natural Exhaust Ventilation Systems | 0% | 0 | 0 | Industrial_2026_Economic_GWh_Before Competition Groups_Dual and Natural Exhaust Ventilation Systems
Industrial | Ind ¦ Efficient Transformer | 2026 | Achievable | GWh | Before Competition Groups | 0 | 0 | 0 | 926.7319 | 0 | 33 | Industrial_2026_Achievable_GWh_Before Competition Groups_33 | Efficient Transformer | 0% | 0 | 0 | Industrial_2026_Achievable_GWh_Before Competition Groups_Efficient Transformer
Industrial | Ind ¦ Efficient Transformer | 2026 | Economic | GWh | Before Competition Groups | 0 | 0 | 0 | 3897.5399 | 0 | 33 | Industrial_2026_Economic_GWh_Before Competition Groups_33 | Efficient Transformer | 0% | 0 | 0 | Industrial_2026_Economic_GWh_Before Competition Groups_Efficient Transformer
Industrial | Ind ¦ Free Cooling | 2026 | Achievable | GWh | Before Competition Groups | 0 | 0 | 0 | 926.7319 | 0 | 34 | Industrial_2026_Achievable_GWh_Before Competition Groups_34 | Free Cooling | 0% | 0 | 0 | Industrial_2026_Achievable_GWh_Before Competition Groups_Free Cooling
Industrial | Ind ¦ Free Cooling | 2026 | Economic | GWh | Before Competition Groups | 0 | 0 | 0 | 3897.5399 | 0 | 34 | Industrial_2026_Economic_GWh_Before Competition Groups_34 | Free Cooling | 0% | 0 | 0 | Industrial_2026_Economic_GWh_Before Competition Groups_Free Cooling
Industrial | Ind ¦ Heat Lamps/Heat Pad | 2026 | Achievable | GWh | Before Competition Groups | 0 | 0 | 0 | 926.7319 | 0 | 35 | Industrial_2026_Achievable_GWh_Before Competition Groups_35 | Heat Lamps/Heat Pad | 0% | 0 | 0 | Industrial_2026_Achievable_GWh_Before Competition Groups_Heat Lamps/Heat Pad
Industrial | Ind ¦ Heat Lamps/Heat Pad | 2026 | Economic | GWh | Before Competition Groups | 0 | 0 | 0 | 3897.5399 | 0 | 35 | Industrial_2026_Economic_GWh_Before Competition Groups_35 | Heat Lamps/Heat Pad | 0% | 0 | 0 | Industrial_2026_Economic_GWh_Before Competition Groups_Heat Lamps/Heat Pad
Industrial | Ind ¦ High Efficiency Welders | 2026 | Achievable | GWh | Before Competition Groups | 0 | 0 | 0 | 926.7319 | 0 | 36 | Industrial_2026_Achievable_GWh_Before Competition Groups_36 | High Efficiency Welders | 0% | 0 | 0 | Industrial_2026_Achievable_GWh_Before Competition Groups_High Efficiency Welders
Industrial | Ind ¦ High Efficiency Welders | 2026 | Economic | GWh | Before Competition Groups | 0 | 0 | 0 | 3897.5399 | 0 | 36 | Industrial_2026_Economic_GWh_Before Competition Groups_36 | High Efficiency Welders | 0% | 0 | 0 | Industrial_2026_Economic_GWh_Before Competition Groups_High Efficiency Welders
Industrial | Ind ¦ HVLS Fans | 2026 | Achievable | GWh | Before Competition Groups | 0 | 0 | 0 | 926.7319 | 0 | 37 | Industrial_2026_Achievable_GWh_Before Competition Groups_37 | HVLS Fans | 0% | 0 | 0 | Industrial_2026_Achievable_GWh_Before Competition Groups_HVLS Fans
Industrial | Ind ¦ HVLS Fans | 2026 | Economic | GWh | Before Competition Groups | 0 | 0 | 0 | 3897.5399 | 0 | 37 | Industrial_2026_Economic_GWh_Before Competition Groups_37 | HVLS Fans | 0% | 0 | 0 | Industrial_2026_Economic_GWh_Before Competition Groups_HVLS Fans
Industrial | Ind ¦ Low Energy Livestock Waterers | 2026 | Achievable | GWh | Before Competition Groups | 0 | 0 | 0 | 926.7319 | 0 | 38 | Industrial_2026_Achievable_GWh_Before Competition Groups_38 | Low Energy Livestock Waterers | 0% | 0 | 0 | Industrial_2026_Achievable_GWh_Before Competition Groups_Low Energy Livestock Waterers
Industrial | Ind ¦ Low Energy Livestock Waterers | 2026 | Economic | GWh | Before Competition Groups | 0 | 0 | 0 | 3897.5399 | 0 | 38 | Industrial_2026_Economic_GWh_Before Competition Groups_38 | Low Energy Livestock Waterers | 0% | 0 | 0 | Industrial_2026_Economic_GWh_Before Competition Groups_Low Energy Livestock Waterers
Industrial | Ind ¦ Optimize Compressed Air Dryer | 2026 | Achievable | GWh | Before Competition Groups | 0 | 0 | 0 | 926.7319 | 0 | 39 | Industrial_2026_Achievable_GWh_Before Competition Groups_39 | Optimize Compressed Air Dryer | 0% | 0 | 0 | Industrial_2026_Achievable_GWh_Before Competition Groups_Optimize Compressed Air Dryer
Industrial | Ind ¦ Optimize Compressed Air Dryer | 2026 | Economic | GWh | Before Competition Groups | 0 | 0 | 0 | 3897.5399 | 0 | 39 | Industrial_2026_Economic_GWh_Before Competition Groups_39 | Optimize Compressed Air Dryer | 0% | 0 | 0 | Industrial_2026_Economic_GWh_Before Competition Groups_Optimize Compressed Air Dryer
Industrial | Ind ¦ Premium Efficient Motors | 2026 | Achievable | GWh | Before Competition Groups | 0 | 0 | 0 | 926.7319 | 0 | 40 | Industrial_2026_Achievable_GWh_Before Competition Groups_40 | Premium Efficient Motors | 0% | 0 | 0 | Industrial_2026_Achievable_GWh_Before Competition Groups_Premium Efficient Motors
Industrial | Ind ¦ Premium Efficient Motors | 2026 | Economic | GWh | Before Competition Groups | 0 | 0 | 0 | 3897.5399 | 0 | 40 | Industrial_2026_Economic_GWh_Before Competition Groups_40 | Premium Efficient Motors | 0% | 0 | 0 | Industrial_2026_Economic_GWh_Before Competition Groups_Premium Efficient Motors
Industrial | Ind ¦ Synchronous Belts | 2026 | Achievable | GWh | Before Competition Groups | 0 | 0 | 0 | 926.7319 | 0 | 41 | Industrial_2026_Achievable_GWh_Before Competition Groups_41 | Synchronous Belts | 0% | 0 | 0 | Industrial_2026_Achievable_GWh_Before Competition Groups_Synchronous Belts
Industrial | Ind ¦ Synchronous Belts | 2026 | Economic | GWh | Before Competition Groups | 0 | 0 | 0 | 3897.5399 | 0 | 41 | Industrial_2026_Economic_GWh_Before Competition Groups_41 | Synchronous Belts | 0% | 0 | 0 | Industrial_2026_Economic_GWh_Before Competition Groups_Synchronous Belts
Industrial | Ind ¦ Pump System Optimization | 2027 | Economic | GWh | Before Competition Groups | 826.4908 | 0 | 0 | 4831.278 | 0.17107 | 1 | Industrial_2027_Economic_GWh_Before Competition Groups_1 | Pump System Optimization | 17.11% | 0 | 826.4908 | Industrial_2027_Economic_GWh_Before Competition Groups_Pump System Optimization
Industrial | Ind ¦ Pump System Optimization | 2027 | Achievable | GWh | Before Competition Groups | 202.5198 | 0 | 0 | 1269.574 | 0.15952 | 1 | Industrial_2027_Achievable_GWh_Before Competition Groups_1 | Pump System Optimization | 15.95% | 0 | 202.5198 | Industrial_2027_Achievable_GWh_Before Competition Groups_Pump System Optimization
Industrial | Ind ¦ Pump System Optimization | 2027 | Technical | GWh | Before Competition Groups | 843.9304 | 0 | 0 | 5771.8187 | 0.14622 | 1 | Industrial_2027_Technical_GWh_Before Competition Groups_1 | Pump System Optimization | 14.62% | 0 | 843.9304 | Industrial_2027_Technical_GWh_Before Competition Groups_Pump System Optimization
Industrial | Ind ¦ Air Leak Survey and Repair | 2027 | Achievable | GWh | Before Competition Groups | 164.8382 | 0 | 0 | 1269.574 | 0.12984 | 2 | Industrial_2027_Achievable_GWh_Before Competition Groups_2 | Air Leak Survey and Repair | 12.98% | 0 | 164.8382 | Industrial_2027_Achievable_GWh_Before Competition Groups_Air Leak Survey and Repair
Industrial | Ind ¦ Air Leak Survey and Repair | 2027 | Economic | GWh | Before Competition Groups | 586.316 | 0 | 0 | 4831.278 | 0.12136 | 2 | Industrial_2027_Economic_GWh_Before Competition Groups_2 | Air Leak Survey and Repair | 12.14% | 0 | 586.316 | Industrial_2027_Economic_GWh_Before Competition Groups_Air Leak Survey and Repair
Industrial | Ind ¦ Air Compressor Optimization | 2027 | Achievable | GWh | Before Competition Groups | 141.9874 | 0 | 0 | 1269.574 | 0.11184 | 3 | Industrial_2027_Achievable_GWh_Before Competition Groups_3 | Air Compressor Optimization | 11.18% | 0 | 141.9874 | Industrial_2027_Achievable_GWh_Before Competition Groups_Air Compressor Optimization
Industrial | Ind ¦ HE Lighting | 2027 | Technical | GWh | Before Competition Groups | 596.6532 | 0 | 0 | 5771.8187 | 0.10337 | 2 | Industrial_2027_Technical_GWh_Before Competition Groups_2 | HE Lighting | 10.34% | 0 | 596.6532 | Industrial_2027_Technical_GWh_Before Competition Groups_HE Lighting
Industrial | Ind ¦ Air Leak Survey and Repair | 2027 | Technical | GWh | Before Competition Groups | 586.316 | 0 | 0 | 5771.8187 | 0.10158 | 3 | Industrial_2027_Technical_GWh_Before Competition Groups_3 | Air Leak Survey and Repair | 10.16% | 0 | 586.316 | Industrial_2027_Technical_GWh_Before Competition Groups_Air Leak Survey and Repair
Industrial | Ind ¦ Recommissioning | 2027 | Achievable | GWh | Before Competition Groups | 128.8771 | 0 | 0 | 1269.574 | 0.10151 | 4 | Industrial_2027_Achievable_GWh_Before Competition Groups_4 | Recommissioning | 10.15% | 0 | 128.8771 | Industrial_2027_Achievable_GWh_Before Competition Groups_Recommissioning
Industrial | Ind ¦ SEM | 2027 | Achievable | GWh | Before Competition Groups | 128.8771 | 0 | 0 | 1269.574 | 0.10151 | 5 | Industrial_2027_Achievable_GWh_Before Competition Groups_5 | SEM | 10.15% | 0 | 128.8771 | Industrial_2027_Achievable_GWh_Before Competition Groups_SEM
Industrial | Ind ¦ Recommissioning | 2027 | Economic | GWh | Before Competition Groups | 455.9782 | 0 | 0 | 4831.278 | 0.09438 | 3 | Industrial_2027_Economic_GWh_Before Competition Groups_3 | Recommissioning | 9.438% | 0 | 455.9782 | Industrial_2027_Economic_GWh_Before Competition Groups_Recommissioning
Industrial | Ind ¦ SEM | 2027 | Economic | GWh | Before Competition Groups | 455.9782 | 0 | 0 | 4831.278 | 0.09438 | 4 | Industrial_2027_Economic_GWh_Before Competition Groups_4 | SEM | 9.438% | 0 | 455.9782 | Industrial_2027_Economic_GWh_Before Competition Groups_SEM
Industrial | Ind ¦ Air Compressor Optimization | 2027 | Economic | GWh | Before Competition Groups | 397.7153 | 0 | 0 | 4831.278 | 0.082321 | 5 | Industrial_2027_Economic_GWh_Before Competition Groups_5 | Air Compressor Optimization | 8.232% | 0 | 397.7153 | Industrial_2027_Economic_GWh_Before Competition Groups_Air Compressor Optimization
Industrial | Ind ¦ Pump Equipment Upgrade | 2027 | Economic | GWh | Before Competition Groups | 385.6304 | 0 | 0 | 4831.278 | 0.07982 | 6 | Industrial_2027_Economic_GWh_Before Competition Groups_6 | Pump Equipment Upgrade | 7.982% | 0 | 385.6304 | Industrial_2027_Economic_GWh_Before Competition Groups_Pump Equipment Upgrade
Industrial | Ind ¦ Recommissioning | 2027 | Technical | GWh | Before Competition Groups | 455.9782 | 0 | 0 | 5771.8187 | 0.079001 | 4 | Industrial_2027_Technical_GWh_Before Competition Groups_4 | Recommissioning | 7.9% | 0 | 455.9782 | Industrial_2027_Technical_GWh_Before Competition Groups_Recommissioning
Industrial | Ind ¦ SEM | 2027 | Technical | GWh | Before Competition Groups | 455.9782 | 0 | 0 | 5771.8187 | 0.079001 | 5 | Industrial_2027_Technical_GWh_Before Competition Groups_5 | SEM | 7.9% | 0 | 455.9782 | Industrial_2027_Technical_GWh_Before Competition Groups_SEM
Industrial | Ind ¦ Greenhouse Grow Lights | 2027 | Economic | GWh | Before Competition Groups | 370.4462 | 0 | 0 | 4831.278 | 0.076677 | 7 | Industrial_2027_Economic_GWh_Before Competition Groups_7 | Greenhouse Grow Lights | 7.668% | 0 | 370.4462 | Industrial_2027_Economic_GWh_Before Competition Groups_Greenhouse Grow Lights
Industrial | Ind ¦ Pump Equipment Upgrade | 2027 | Achievable | GWh | Before Competition Groups | 97.164 | 0 | 0 | 1269.574 | 0.076533 | 6 | Industrial_2027_Achievable_GWh_Before Competition Groups_6 | Pump Equipment Upgrade | 7.653% | 0 | 97.164 | Industrial_2027_Achievable_GWh_Before Competition Groups_Pump Equipment Upgrade
Industrial | Ind ¦ Greenhouse Grow Lights | 2027 | Achievable | GWh | Before Competition Groups | 96.9657 | 0 | 0 | 1269.574 | 0.076377 | 7 | Industrial_2027_Achievable_GWh_Before Competition Groups_7 | Greenhouse Grow Lights | 7.638% | 0 | 96.9657 | Industrial_2027_Achievable_GWh_Before Competition Groups_Greenhouse Grow Lights
Industrial | Ind ¦ Efficient Compressed Air Nozzles | 2027 | Economic | GWh | Before Competition Groups | 344.3403 | 0 | 0 | 4831.278 | 0.071273 | 8 | Industrial_2027_Economic_GWh_Before Competition Groups_8 | Efficient Compressed Air Nozzles | 7.127% | 0 | 344.3403 | Industrial_2027_Economic_GWh_Before Competition Groups_Efficient Compressed Air Nozzles
Industrial | Ind ¦ Air Compressor Optimization | 2027 | Technical | GWh | Before Competition Groups | 397.7153 | 0 | 0 | 5771.8187 | 0.068906 | 6 | Industrial_2027_Technical_GWh_Before Competition Groups_6 | Air Compressor Optimization | 6.891% | 0 | 397.7153 | Industrial_2027_Technical_GWh_Before Competition Groups_Air Compressor Optimization
Industrial | Ind ¦ Pump Equipment Upgrade | 2027 | Technical | GWh | Before Competition Groups | 385.6304 | 0 | 0 | 5771.8187 | 0.066813 | 7 | Industrial_2027_Technical_GWh_Before Competition Groups_7 | Pump Equipment Upgrade | 6.681% | 0 | 385.6304 | Industrial_2027_Technical_GWh_Before Competition Groups_Pump Equipment Upgrade
Industrial | Ind ¦ High Efficiency HVAC Fans | 2027 | Achievable | GWh | Before Competition Groups | 84.2975 | 0 | 0 | 1269.574 | 0.066398 | 8 | Industrial_2027_Achievable_GWh_Before Competition Groups_8 | High Efficiency HVAC Fans | 6.64% | 0 | 84.2975 | Industrial_2027_Achievable_GWh_Before Competition Groups_High Efficiency HVAC Fans
Industrial | Ind ¦ Greenhouse Grow Lights | 2027 | Technical | GWh | Before Competition Groups | 370.4462 | 0 | 0 | 5771.8187 | 0.064182 | 8 | Industrial_2027_Technical_GWh_Before Competition Groups_8 | Greenhouse Grow Lights | 6.418% | 0 | 370.4462 | Industrial_2027_Technical_GWh_Before Competition Groups_Greenhouse Grow Lights
Industrial | Ind ¦ Efficient Compressed Air Nozzles | 2027 | Achievable | GWh | Before Competition Groups | 76.8252 | 0 | 0 | 1269.574 | 0.060513 | 9 | Industrial_2027_Achievable_GWh_Before Competition Groups_9 | Efficient Compressed Air Nozzles | 6.051% | 0 | 76.8252 | Industrial_2027_Achievable_GWh_Before Competition Groups_Efficient Compressed Air Nozzles
Industrial | Ind ¦ Efficient Compressed Air Nozzles | 2027 | Technical | GWh | Before Competition Groups | 344.3403 | 0 | 0 | 5771.8187 | 0.059659 | 9 | Industrial_2027_Technical_GWh_Before Competition Groups_9 | Efficient Compressed Air Nozzles | 5.966% | 0 | 344.3403 | Industrial_2027_Technical_GWh_Before Competition Groups_Efficient Compressed Air Nozzles
Industrial | Ind ¦ High Efficiency HVAC Fans | 2027 | Economic | GWh | Before Competition Groups | 269.1048 | 0 | 0 | 4831.278 | 0.055701 | 9 | Industrial_2027_Economic_GWh_Before Competition Groups_9 | High Efficiency HVAC Fans | 5.57% | 0 | 269.1048 | Industrial_2027_Economic_GWh_Before Competition Groups_High Efficiency HVAC Fans
Industrial | Ind ¦ High Efficiency HVAC Fans | 2027 | Technical | GWh | Before Competition Groups | 269.1048 | 0 | 0 | 5771.8187 | 0.046624 | 10 | Industrial_2027_Technical_GWh_Before Competition Groups_10 | High Efficiency HVAC Fans | 4.662% | 0 | 269.1048 | Industrial_2027_Technical_GWh_Before Competition Groups_High Efficiency HVAC Fans
Industrial | Ind ¦ Process Optimization (Elec) | 2027 | Economic | GWh | Before Competition Groups | 168.5353 | 0 | 0 | 4831.278 | 0.034884 | 10 | Industrial_2027_Economic_GWh_Before Competition Groups_10 | Process Optimization (Elec) | 3.488% | 0 | 168.5353 | Industrial_2027_Economic_GWh_Before Competition Groups_Process Optimization (Elec)
Industrial | Ind ¦ HE Lighting | 2027 | Economic | GWh | Before Competition Groups | 161.3996 | 0 | 0 | 4831.278 | 0.033407 | 11 | Industrial_2027_Economic_GWh_Before Competition Groups_11 | HE Lighting | 3.341% | 0 | 161.3996 | Industrial_2027_Economic_GWh_Before Competition Groups_HE Lighting
Industrial | Ind ¦ Process Optimization (Elec) | 2027 | Technical | GWh | Before Competition Groups | 168.5353 | 0 | 0 | 5771.8187 | 0.0292 | 11 | Industrial_2027_Technical_GWh_Before Competition Groups_11 | Process Optimization (Elec) | 2.92% | 0 | 168.5353 | Industrial_2027_Technical_GWh_Before Competition Groups_Process Optimization (Elec)
Industrial | Ind ¦ Premium Efficient Motors | 2027 | Technical | GWh | Before Competition Groups | 148.1952 | 0 | 0 | 5771.8187 | 0.025676 | 12 | Industrial_2027_Technical_GWh_Before Competition Groups_12 | Premium Efficient Motors | 2.568% | 0 | 148.1952 | Industrial_2027_Technical_GWh_Before Competition Groups_Premium Efficient Motors
Industrial | Ind ¦ Fan System Optimization | 2027 | Achievable | GWh | Before Competition Groups | 20.1483 | 0 | 0 | 1269.574 | 0.01587 | 10 | Industrial_2027_Achievable_GWh_Before Competition Groups_10 | Fan System Optimization | 1.587% | 0 | 20.1483 | Industrial_2027_Achievable_GWh_Before Competition Groups_Fan System Optimization
Industrial | Ind ¦ Material Handling Improvements | 2027 | Achievable | GWh | Before Competition Groups | 19.9388 | 0 | 0 | 1269.574 | 0.015705 | 11 | Industrial_2027_Achievable_GWh_Before Competition Groups_11 | Material Handling Improvements | 1.571% | 0 | 19.9388 | Industrial_2027_Achievable_GWh_Before Competition Groups_Material Handling Improvements
Industrial | Ind ¦ HE Lighting | 2027 | Achievable | GWh | Before Competition Groups | 19.3028 | 0 | 0 | 1269.574 | 0.015204 | 12 | Industrial_2027_Achievable_GWh_Before Competition Groups_12 | HE Lighting | 1.52% | 0 | 19.3028 | Industrial_2027_Achievable_GWh_Before Competition Groups_HE Lighting
Industrial | Ind ¦ HE HVAC Controls | 2027 | Technical | GWh | Before Competition Groups | 74.9388 | 0 | 0 | 5771.8187 | 0.012984 | 13 | Industrial_2027_Technical_GWh_Before Competition Groups_13 | HE HVAC Controls | 1.298% | 0 | 74.9388 | Industrial_2027_Technical_GWh_Before Competition Groups_HE HVAC Controls
Industrial | Ind ¦ Pulp and Paper Process Improvements | 2027 | Achievable | GWh | Before Competition Groups | 16.4613 | 0 | 0 | 1269.574 | 0.012966 | 13 | Industrial_2027_Achievable_GWh_Before Competition Groups_13 | Pulp and Paper Process Improvements | 1.297% | 0 | 16.4613 | Industrial_2027_Achievable_GWh_Before Competition Groups_Pulp and Paper Process Improvements
Industrial | Ind ¦ Pulp and Paper Process Improvements | 2027 | Economic | GWh | Before Competition Groups | 62.1073 | 0 | 0 | 4831.278 | 0.012855 | 12 | Industrial_2027_Economic_GWh_Before Competition Groups_12 | Pulp and Paper Process Improvements | 1.286% | 0 | 62.1073 | Industrial_2027_Economic_GWh_Before Competition Groups_Pulp and Paper Process Improvements
Industrial | Ind ¦ Fan System Optimization | 2027 | Economic | GWh | Before Competition Groups | 59.6554 | 0 | 0 | 4831.278 | 0.012348 | 13 | Industrial_2027_Economic_GWh_Before Competition Groups_13 | Fan System Optimization | 1.235% | 0 | 59.6554 | Industrial_2027_Economic_GWh_Before Competition Groups_Fan System Optimization
Industrial | Ind ¦ Material Handling Improvements | 2027 | Economic | GWh | Before Competition Groups | 53.6972 | 0 | 0 | 4831.278 | 0.011115 | 14 | Industrial_2027_Economic_GWh_Before Competition Groups_14 | Material Handling Improvements | 1.111% | 0 | 53.6972 | Industrial_2027_Economic_GWh_Before Competition Groups_Material Handling Improvements
Industrial | Ind ¦ Pulp and Paper Process Improvements | 2027 | Technical | GWh | Before Competition Groups | 62.1073 | 0 | 0 | 5771.8187 | 0.01076 | 14 | Industrial_2027_Technical_GWh_Before Competition Groups_14 | Pulp and Paper Process Improvements | 1.076% | 0 | 62.1073 | Industrial_2027_Technical_GWh_Before Competition Groups_Pulp and Paper Process Improvements
Industrial | Ind ¦ Fan System Optimization | 2027 | Technical | GWh | Before Competition Groups | 59.6554 | 0 | 0 | 5771.8187 | 0.010336 | 15 | Industrial_2027_Technical_GWh_Before Competition Groups_15 | Fan System Optimization | 1.034% | 0 | 59.6554 | Industrial_2027_Technical_GWh_Before Competition Groups_Fan System Optimization
Industrial | Ind ¦ HE HVAC Units | 2027 | Technical | GWh | Before Competition Groups | 56.1248 | 0 | 0 | 5771.8187 | 0.0097239 | 16 | Industrial_2027_Technical_GWh_Before Competition Groups_16 | HE HVAC Units | 0.9724% | 0 | 56.1248 | Industrial_2027_Technical_GWh_Before Competition Groups_HE HVAC Units
Industrial | Ind ¦ Material Handling Improvements | 2027 | Technical | GWh | Before Competition Groups | 53.6972 | 0 | 0 | 5771.8187 | 0.0093033 | 17 | Industrial_2027_Technical_GWh_Before Competition Groups_17 | Material Handling Improvements | 0.9303% | 0 | 53.6972 | Industrial_2027_Technical_GWh_Before Competition Groups_Material Handling Improvements
Industrial | Ind ¦ Refiner Plate Improvements | 2027 | Economic | GWh | Before Competition Groups | 40.4463 | 0 | 0 | 4831.278 | 0.0083718 | 15 | Industrial_2027_Economic_GWh_Before Competition Groups_15 | Refiner Plate Improvements | 0.8372% | 0 | 40.4463 | Industrial_2027_Economic_GWh_Before Competition Groups_Refiner Plate Improvements
Industrial | Ind ¦ Efficient Irrigation | 2027 | Technical | GWh | Before Competition Groups | 45.2509 | 0 | 0 | 5771.8187 | 0.00784 | 18 | Industrial_2027_Technical_GWh_Before Competition Groups_18 | Efficient Irrigation | 0.784% | 0 | 45.2509 | Industrial_2027_Technical_GWh_Before Competition Groups_Efficient Irrigation
Industrial | Ind ¦ Process Heat Recovery | 2027 | Achievable | GWh | Before Competition Groups | 9.3869 | 0 | 0 | 1269.574 | 0.0073938 | 14 | Industrial_2027_Achievable_GWh_Before Competition Groups_14 | Process Heat Recovery | 0.7394% | 0 | 9.3869 | Industrial_2027_Achievable_GWh_Before Competition Groups_Process Heat Recovery
Industrial | Ind ¦ VAV Conversion Project | 2027 | Achievable | GWh | Before Competition Groups | 9.3254 | 0 | 0 | 1269.574 | 0.0073453 | 15 | Industrial_2027_Achievable_GWh_Before Competition Groups_15 | VAV Conversion Project | 0.7345% | 0 | 9.3254 | Industrial_2027_Achievable_GWh_Before Competition Groups_VAV Conversion Project
Industrial | Ind ¦ Process Heat Recovery | 2027 | Economic | GWh | Before Competition Groups | 34.5205 | 0 | 0 | 4831.278 | 0.0071452 | 16 | Industrial_2027_Economic_GWh_Before Competition Groups_16 | Process Heat Recovery | 0.7145% | 0 | 34.5205 | Industrial_2027_Economic_GWh_Before Competition Groups_Process Heat Recovery
Industrial | Ind ¦ Cold Storage Retrofit | 2027 | Technical | GWh | Before Competition Groups | 40.6264 | 0 | 0 | 5771.8187 | 0.0070388 | 19 | Industrial_2027_Technical_GWh_Before Competition Groups_19 | Cold Storage Retrofit | 0.7039% | 0 | 40.6264 | Industrial_2027_Technical_GWh_Before Competition Groups_Cold Storage Retrofit
Industrial | Ind ¦ Refiner Plate Improvements | 2027 | Achievable | GWh | Before Competition Groups | 8.8969 | 0 | 0 | 1269.574 | 0.0070078 | 16 | Industrial_2027_Achievable_GWh_Before Competition Groups_16 | Refiner Plate Improvements | 0.7008% | 0 | 8.8969 | Industrial_2027_Achievable_GWh_Before Competition Groups_Refiner Plate Improvements
Industrial | Ind ¦ Refiner Plate Improvements | 2027 | Technical | GWh | Before Competition Groups | 40.4463 | 0 | 0 | 5771.8187 | 0.0070076 | 20 | Industrial_2027_Technical_GWh_Before Competition Groups_20 | Refiner Plate Improvements | 0.7008% | 0 | 40.4463 | Industrial_2027_Technical_GWh_Before Competition Groups_Refiner Plate Improvements
Industrial | Ind ¦ VAV Conversion Project | 2027 | Economic | GWh | Before Competition Groups | 32.6275 | 0 | 0 | 4831.278 | 0.0067534 | 17 | Industrial_2027_Economic_GWh_Before Competition Groups_17 | VAV Conversion Project | 0.6753% | 0 | 32.6275 | Industrial_2027_Economic_GWh_Before Competition Groups_VAV Conversion Project
Industrial | Ind ¦ Process Optimization (Elec) | 2027 | Achievable | GWh | Before Competition Groups | 8.0374 | 0 | 0 | 1269.574 | 0.0063308 | 17 | Industrial_2027_Achievable_GWh_Before Competition Groups_17 | Process Optimization (Elec) | 0.6331% | 0 | 8.0374 | Industrial_2027_Achievable_GWh_Before Competition Groups_Process Optimization (Elec)
Industrial | Ind ¦ Process Heat Recovery | 2027 | Technical | GWh | Before Competition Groups | 34.5205 | 0 | 0 | 5771.8187 | 0.0059809 | 21 | Industrial_2027_Technical_GWh_Before Competition Groups_21 | Process Heat Recovery | 0.5981% | 0 | 34.5205 | Industrial_2027_Technical_GWh_Before Competition Groups_Process Heat Recovery
Industrial | Ind ¦ VAV Conversion Project | 2027 | Technical | GWh | Before Competition Groups | 32.6275 | 0 | 0 | 5771.8187 | 0.0056529 | 22 | Industrial_2027_Technical_GWh_Before Competition Groups_22 | VAV Conversion Project | 0.5653% | 0 | 32.6275 | Industrial_2027_Technical_GWh_Before Competition Groups_VAV Conversion Project
Industrial | Ind ¦ Improved Controls - Process Cooling | 2027 | Achievable | GWh | Before Competition Groups | 6.8675 | 0 | 0 | 1269.574 | 0.0054093 | 18 | Industrial_2027_Achievable_GWh_Before Competition Groups_18 | Improved Controls - Process Cooling | 0.5409% | 0 | 6.8675 | Industrial_2027_Achievable_GWh_Before Competition Groups_Improved Controls - Process Cooling
Industrial | Ind ¦ Improved Controls - Process Cooling | 2027 | Economic | GWh | Before Competition Groups | 24.2434 | 0 | 0 | 4831.278 | 0.005018 | 18 | Industrial_2027_Economic_GWh_Before Competition Groups_18 | Improved Controls - Process Cooling | 0.5018% | 0 | 24.2434 | Industrial_2027_Economic_GWh_Before Competition Groups_Improved Controls - Process Cooling
Industrial | Ind ¦ Ventilation Optimization | 2027 | Technical | GWh | Before Competition Groups | 26.2766 | 0 | 0 | 5771.8187 | 0.0045526 | 23 | Industrial_2027_Technical_GWh_Before Competition Groups_23 | Ventilation Optimization | 0.4553% | 0 | 26.2766 | Industrial_2027_Technical_GWh_Before Competition Groups_Ventilation Optimization
Industrial | Ind ¦ High Efficiency Battery Charger | 2027 | Achievable | GWh | Before Competition Groups | 5.7367 | 0 | 0 | 1269.574 | 0.0045186 | 19 | Industrial_2027_Achievable_GWh_Before Competition Groups_19 | High Efficiency Battery Charger | 0.4519% | 0 | 5.7367 | Industrial_2027_Achievable_GWh_Before Competition Groups_High Efficiency Battery Charger
Industrial | Ind ¦ Improved Controls - Process Cooling | 2027 | Technical | GWh | Before Competition Groups | 24.2434 | 0 | 0 | 5771.8187 | 0.0042003 | 24 | Industrial_2027_Technical_GWh_Before Competition Groups_24 | Improved Controls - Process Cooling | 0.42% | 0 | 24.2434 | Industrial_2027_Technical_GWh_Before Competition Groups_Improved Controls - Process Cooling
Industrial | Ind ¦ High Efficiency Battery Charger | 2027 | Economic | GWh | Before Competition Groups | 19.6841 | 0 | 0 | 4831.278 | 0.0040743 | 19 | Industrial_2027_Economic_GWh_Before Competition Groups_19 | High Efficiency Battery Charger | 0.4074% | 0 | 19.6841 | Industrial_2027_Economic_GWh_Before Competition Groups_High Efficiency Battery Charger
Industrial | Ind ¦ Efficient Irrigation | 2027 | Economic | GWh | Before Competition Groups | 18.5423 | 0 | 0 | 4831.278 | 0.003838 | 20 | Industrial_2027_Economic_GWh_Before Competition Groups_20 | Efficient Irrigation | 0.3838% | 0 | 18.5423 | Industrial_2027_Economic_GWh_Before Competition Groups_Efficient Irrigation
Industrial | Ind ¦ Process Improvements | 2027 | Achievable | GWh | Before Competition Groups | 4.7488 | 0 | 0 | 1269.574 | 0.0037405 | 20 | Industrial_2027_Achievable_GWh_Before Competition Groups_20 | Process Improvements | 0.374% | 0 | 4.7488 | Industrial_2027_Achievable_GWh_Before Competition Groups_Process Improvements
Industrial | Ind ¦ Synchronous Belts | 2027 | Technical | GWh | Before Competition Groups | 20.804 | 0 | 0 | 5771.8187 | 0.0036044 | 25 | Industrial_2027_Technical_GWh_Before Competition Groups_25 | Synchronous Belts | 0.3604% | 0 | 20.804 | Industrial_2027_Technical_GWh_Before Competition Groups_Synchronous Belts
Industrial | Ind ¦ HVLS Fans | 2027 | Technical | GWh | Before Competition Groups | 20.4816 | 0 | 0 | 5771.8187 | 0.0035486 | 26 | Industrial_2027_Technical_GWh_Before Competition Groups_26 | HVLS Fans | 0.3549% | 0 | 20.4816 | Industrial_2027_Technical_GWh_Before Competition Groups_HVLS Fans
Industrial | Ind ¦ Process Improvements | 2027 | Economic | GWh | Before Competition Groups | 17.0151 | 0 | 0 | 4831.278 | 0.0035219 | 21 | Industrial_2027_Economic_GWh_Before Competition Groups_21 | Process Improvements | 0.3522% | 0 | 17.0151 | Industrial_2027_Economic_GWh_Before Competition Groups_Process Improvements
Industrial | Ind ¦ High Efficiency Battery Charger | 2027 | Technical | GWh | Before Competition Groups | 19.6841 | 0 | 0 | 5771.8187 | 0.0034104 | 27 | Industrial_2027_Technical_GWh_Before Competition Groups_27 | High Efficiency Battery Charger | 0.341% | 0 | 19.6841 | Industrial_2027_Technical_GWh_Before Competition Groups_High Efficiency Battery Charger
Industrial | Ind ¦ Process Improvements | 2027 | Technical | GWh | Before Competition Groups | 17.0151 | 0 | 0 | 5771.8187 | 0.002948 | 28 | Industrial_2027_Technical_GWh_Before Competition Groups_28 | Process Improvements | 0.2948% | 0 | 17.0151 | Industrial_2027_Technical_GWh_Before Competition Groups_Process Improvements
Industrial | Ind ¦ Refrigeration Compressor VFD | 2027 | Achievable | GWh | Before Competition Groups | 3.581 | 0 | 0 | 1269.574 | 0.0028206 | 21 | Industrial_2027_Achievable_GWh_Before Competition Groups_21 | Refrigeration Compressor VFD | 0.2821% | 0 | 3.581 | Industrial_2027_Achievable_GWh_Before Competition Groups_Refrigeration Compressor VFD
Industrial | Ind ¦ Ventilation Optimization | 2027 | Achievable | GWh | Before Competition Groups | 3.5262 | 0 | 0 | 1269.574 | 0.0027775 | 22 | Industrial_2027_Achievable_GWh_Before Competition Groups_22 | Ventilation Optimization | 0.2777% | 0 | 3.5262 | Industrial_2027_Achievable_GWh_Before Competition Groups_Ventilation Optimization
Industrial | Ind ¦ Low Energy Livestock Waterers | 2027 | Technical | GWh | Before Competition Groups | 15.6771 | 0 | 0 | 5771.8187 | 0.0027161 | 29 | Industrial_2027_Technical_GWh_Before Competition Groups_29 | Low Energy Livestock Waterers | 0.2716% | 0 | 15.6771 | Industrial_2027_Technical_GWh_Before Competition Groups_Low Energy Livestock Waterers
Industrial | Ind ¦ Refrigeration Compressor VFD | 2027 | Economic | GWh | Before Competition Groups | 12.1017 | 0 | 0 | 4831.278 | 0.0025049 | 22 | Industrial_2027_Economic_GWh_Before Competition Groups_22 | Refrigeration Compressor VFD | 0.2505% | 0 | 12.1017 | Industrial_2027_Economic_GWh_Before Competition Groups_Refrigeration Compressor VFD
Industrial | Ind ¦ Improved Controls - Process Heating | 2027 | Achievable | GWh | Before Competition Groups | 2.9805 | 0 | 0 | 1269.574 | 0.0023477 | 23 | Industrial_2027_Achievable_GWh_Before Competition Groups_23 | Improved Controls - Process Heating | 0.2348% | 0 | 2.9805 | Industrial_2027_Achievable_GWh_Before Competition Groups_Improved Controls - Process Heating
Industrial | Ind ¦ Improved Controls - Process Heating | 2027 | Economic | GWh | Before Competition Groups | 10.3344 | 0 | 0 | 4831.278 | 0.0021391 | 23 | Industrial_2027_Economic_GWh_Before Competition Groups_23 | Improved Controls - Process Heating | 0.2139% | 0 | 10.3344 | Industrial_2027_Economic_GWh_Before Competition Groups_Improved Controls - Process Heating
Industrial | Ind ¦ Dairy Pre-Cooler | 2027 | Technical | GWh | Before Competition Groups | 12.1702 | 0 | 0 | 5771.8187 | 0.0021086 | 30 | Industrial_2027_Technical_GWh_Before Competition Groups_30 | Dairy Pre-Cooler | 0.2109% | 0 | 12.1702 | Industrial_2027_Technical_GWh_Before Competition Groups_Dairy Pre-Cooler
Industrial | Ind ¦ Refrigeration Compressor VFD | 2027 | Technical | GWh | Before Competition Groups | 12.1017 | 0 | 0 | 5771.8187 | 0.0020967 | 31 | Industrial_2027_Technical_GWh_Before Competition Groups_31 | Refrigeration Compressor VFD | 0.2097% | 0 | 12.1017 | Industrial_2027_Technical_GWh_Before Competition Groups_Refrigeration Compressor VFD
Industrial | Ind ¦ Chiller Optimization | 2027 | Technical | GWh | Before Competition Groups | 11.3999 | 0 | 0 | 5771.8187 | 0.0019751 | 32 | Industrial_2027_Technical_GWh_Before Competition Groups_32 | Chiller Optimization | 0.1975% | 0 | 11.3999 | Industrial_2027_Technical_GWh_Before Competition Groups_Chiller Optimization
Industrial | Ind ¦ Free Cooling | 2027 | Technical | GWh | Before Competition Groups | 10.4889 | 0 | 0 | 5771.8187 | 0.0018173 | 33 | Industrial_2027_Technical_GWh_Before Competition Groups_33 | Free Cooling | 0.1817% | 0 | 10.4889 | Industrial_2027_Technical_GWh_Before Competition Groups_Free Cooling
Industrial | Ind ¦ Improved Controls - Process Heating | 2027 | Technical | GWh | Before Competition Groups | 10.3344 | 0 | 0 | 5771.8187 | 0.0017905 | 34 | Industrial_2027_Technical_GWh_Before Competition Groups_34 | Improved Controls - Process Heating | 0.179% | 0 | 10.3344 | Industrial_2027_Technical_GWh_Before Competition Groups_Improved Controls - Process Heating
Industrial | Ind ¦ Dairy Pre-Cooler | 2027 | Achievable | GWh | Before Competition Groups | 2.2074 | 0 | 0 | 1269.574 | 0.0017387 | 24 | Industrial_2027_Achievable_GWh_Before Competition Groups_24 | Dairy Pre-Cooler | 0.1739% | 0 | 2.2074 | Industrial_2027_Achievable_GWh_Before Competition Groups_Dairy Pre-Cooler
Industrial | Ind ¦ Efficient Transformer | 2027 | Technical | GWh | Before Competition Groups | 9.842 | 0 | 0 | 5771.8187 | 0.0017052 | 35 | Industrial_2027_Technical_GWh_Before Competition Groups_35 | Efficient Transformer | 0.1705% | 0 | 9.842 | Industrial_2027_Technical_GWh_Before Competition Groups_Efficient Transformer
Industrial | Ind ¦ Efficient Irrigation | 2027 | Achievable | GWh | Before Competition Groups | 2.0777 | 0 | 0 | 1269.574 | 0.0016365 | 25 | Industrial_2027_Achievable_GWh_Before Competition Groups_25 | Efficient Irrigation | 0.1637% | 0 | 2.0777 | Industrial_2027_Achievable_GWh_Before Competition Groups_Efficient Irrigation
Industrial | Ind ¦ Cooling Tower Optimization | 2027 | Technical | GWh | Before Competition Groups | 8.6452 | 0 | 0 | 5771.8187 | 0.0014978 | 36 | Industrial_2027_Technical_GWh_Before Competition Groups_36 | Cooling Tower Optimization | 0.1498% | 0 | 8.6452 | Industrial_2027_Technical_GWh_Before Competition Groups_Cooling Tower Optimization
Industrial | Ind ¦ High Efficiency Welders | 2027 | Technical | GWh | Before Competition Groups | 8.6254 | 0 | 0 | 5771.8187 | 0.0014944 | 37 | Industrial_2027_Technical_GWh_Before Competition Groups_37 | High Efficiency Welders | 0.1494% | 0 | 8.6254 | Industrial_2027_Technical_GWh_Before Competition Groups_High Efficiency Welders
Industrial | Ind ¦ Engine Block Heater Timer | 2027 | Achievable | GWh | Before Competition Groups | 1.8548 | 0 | 0 | 1269.574 | 0.0014609 | 26 | Industrial_2027_Achievable_GWh_Before Competition Groups_26 | Engine Block Heater Timer | 0.1461% | 0 | 1.8548 | Industrial_2027_Achievable_GWh_Before Competition Groups_Engine Block Heater Timer
Industrial | Ind ¦ Ventilation Optimization | 2027 | Economic | GWh | Before Competition Groups | 6.7722 | 0 | 0 | 4831.278 | 0.0014017 | 24 | Industrial_2027_Economic_GWh_Before Competition Groups_24 | Ventilation Optimization | 0.1402% | 0 | 6.7722 | Industrial_2027_Economic_GWh_Before Competition Groups_Ventilation Optimization
Industrial | Ind ¦ Engine Block Heater Timer | 2027 | Economic | GWh | Before Competition Groups | 6.6999 | 0 | 0 | 4831.278 | 0.0013868 | 25 | Industrial_2027_Economic_GWh_Before Competition Groups_25 | Engine Block Heater Timer | 0.1387% | 0 | 6.6999 | Industrial_2027_Economic_GWh_Before Competition Groups_Engine Block Heater Timer
Industrial | Ind ¦ Engine Block Heater Timer | 2027 | Technical | GWh | Before Competition Groups | 6.6999 | 0 | 0 | 5771.8187 | 0.0011608 | 38 | Industrial_2027_Technical_GWh_Before Competition Groups_38 | Engine Block Heater Timer | 0.1161% | 0 | 6.6999 | Industrial_2027_Technical_GWh_Before Competition Groups_Engine Block Heater Timer
Industrial | Ind ¦ Dairy Pre-Cooler | 2027 | Economic | GWh | Before Competition Groups | 5.4542 | 0 | 0 | 4831.278 | 0.0011289 | 26 | Industrial_2027_Economic_GWh_Before Competition Groups_26 | Dairy Pre-Cooler | 0.1129% | 0 | 5.4542 | Industrial_2027_Economic_GWh_Before Competition Groups_Dairy Pre-Cooler
Industrial | Ind ¦ Efficient Refrigeration Compressor | 2027 | Achievable | GWh | Before Competition Groups | 1.2114 | 0 | 0 | 1269.574 | 0.00095417 | 27 | Industrial_2027_Achievable_GWh_Before Competition Groups_27 | Efficient Refrigeration Compressor | 0.09542% | 0 | 1.2114 | Industrial_2027_Achievable_GWh_Before Competition Groups_Efficient Refrigeration Compressor
Industrial | Ind ¦ Air Compressor Heat Recovery | 2027 | Achievable | GWh | Before Competition Groups | 0.77001 | 0 | 0 | 1269.574 | 0.00060651 | 28 | Industrial_2027_Achievable_GWh_Before Competition Groups_28 | Air Compressor Heat Recovery | 0.06065% | 0 | 0.77001 | Industrial_2027_Achievable_GWh_Before Competition Groups_Air Compressor Heat Recovery
Industrial | Ind ¦ Heat Lamps/Heat Pad | 2027 | Technical | GWh | Before Competition Groups | 3.2745 | 0 | 0 | 5771.8187 | 0.00056733 | 39 | Industrial_2027_Technical_GWh_Before Competition Groups_39 | Heat Lamps/Heat Pad | 0.05673% | 0 | 3.2745 | Industrial_2027_Technical_GWh_Before Competition Groups_Heat Lamps/Heat Pad
Industrial | Ind ¦ Air Compressor Heat Recovery | 2027 | Economic | GWh | Before Competition Groups | 2.7269 | 0 | 0 | 4831.278 | 0.00056443 | 27 | Industrial_2027_Economic_GWh_Before Competition Groups_27 | Air Compressor Heat Recovery | 0.05644% | 0 | 2.7269 | Industrial_2027_Economic_GWh_Before Competition Groups_Air Compressor Heat Recovery
Industrial | Ind ¦ Efficient Refrigeration Compressor | 2027 | Economic | GWh | Before Competition Groups | 2.4457 | 0 | 0 | 4831.278 | 0.00050621 | 28 | Industrial_2027_Economic_GWh_Before Competition Groups_28 | Efficient Refrigeration Compressor | 0.05062% | 0 | 2.4457 | Industrial_2027_Economic_GWh_Before Competition Groups_Efficient Refrigeration Compressor
Industrial | Ind ¦ Air Compressor Heat Recovery | 2027 | Technical | GWh | Before Competition Groups | 2.7269 | 0 | 0 | 5771.8187 | 0.00047246 | 40 | Industrial_2027_Technical_GWh_Before Competition Groups_40 | Air Compressor Heat Recovery | 0.04725% | 0 | 2.7269 | Industrial_2027_Technical_GWh_Before Competition Groups_Air Compressor Heat Recovery
Industrial | Ind ¦ Creep Heat Controller | 2027 | Technical | GWh | Before Competition Groups | 2.5535 | 0 | 0 | 5771.8187 | 0.00044241 | 41 | Industrial_2027_Technical_GWh_Before Competition Groups_41 | Creep Heat Controller | 0.04424% | 0 | 2.5535 | Industrial_2027_Technical_GWh_Before Competition Groups_Creep Heat Controller
Industrial | Ind ¦ Efficient Refrigeration Compressor | 2027 | Technical | GWh | Before Competition Groups | 2.4457 | 0 | 0 | 5771.8187 | 0.00042372 | 42 | Industrial_2027_Technical_GWh_Before Competition Groups_42 | Efficient Refrigeration Compressor | 0.04237% | 0 | 2.4457 | Industrial_2027_Technical_GWh_Before Competition Groups_Efficient Refrigeration Compressor
Industrial | Ind ¦ Optimize Compressed Air Dryer | 2027 | Technical | GWh | Before Competition Groups | 1.9705 | 0 | 0 | 5771.8187 | 0.0003414 | 43 | Industrial_2027_Technical_GWh_Before Competition Groups_43 | Optimize Compressed Air Dryer | 0.03414% | 0 | 1.9705 | Industrial_2027_Technical_GWh_Before Competition Groups_Optimize Compressed Air Dryer
Industrial | Ind ¦ Dual and Natural Exhaust Ventilation Systems | 2027 | Technical | GWh | Before Competition Groups | 0.96171 | 0 | 0 | 5771.8187 | 0.00016662 | 44 | Industrial_2027_Technical_GWh_Before Competition Groups_44 | Dual and Natural Exhaust Ventilation Systems | 0.01666% | 0 | 0.96171 | Industrial_2027_Technical_GWh_Before Competition Groups_Dual and Natural Exhaust Ventilation Systems
Industrial | Ind ¦ Dairy Water Heater | 2027 | Achievable | GWh | Before Competition Groups | 0.16215 | 0 | 0 | 1269.574 | 0.00012772 | 29 | Industrial_2027_Achievable_GWh_Before Competition Groups_29 | Dairy Water Heater | 0.01277% | 0 | 0.16215 | Industrial_2027_Achievable_GWh_Before Competition Groups_Dairy Water Heater
Industrial | Ind ¦ Dairy Water Heater | 2027 | Technical | GWh | Before Competition Groups | 0.57768 | 0 | 0 | 5771.8187 | 0.00010009 | 45 | Industrial_2027_Technical_GWh_Before Competition Groups_45 | Dairy Water Heater | 0.01001% | 0 | 0.57768 | Industrial_2027_Technical_GWh_Before Competition Groups_Dairy Water Heater
Industrial | Ind ¦ Dairy Water Heater | 2027 | Economic | GWh | Before Competition Groups | 0.26903 | 0 | 0 | 4831.278 | 5.5685e-05 | 29 | Industrial_2027_Economic_GWh_Before Competition Groups_29 | Dairy Water Heater | 0.005569% | 0 | 0.26903 | Industrial_2027_Economic_GWh_Before Competition Groups_Dairy Water Heater
Industrial | Ind ¦ Cooling Tower Optimization | 2027 | Achievable | GWh | Before Competition Groups | 0 | 0 | 0 | 1269.574 | 0 | 30 | Industrial_2027_Achievable_GWh_Before Competition Groups_30 | Cooling Tower Optimization | 0% | 0 | 0 | Industrial_2027_Achievable_GWh_Before Competition Groups_Cooling Tower Optimization
Industrial | Ind ¦ Cooling Tower Optimization | 2027 | Economic | GWh | Before Competition Groups | 0 | 0 | 0 | 4831.278 | 0 | 30 | Industrial_2027_Economic_GWh_Before Competition Groups_30 | Cooling Tower Optimization | 0% | 0 | 0 | Industrial_2027_Economic_GWh_Before Competition Groups_Cooling Tower Optimization
Industrial | Ind ¦ Creep Heat Controller | 2027 | Achievable | GWh | Before Competition Groups | 0 | 0 | 0 | 1269.574 | 0 | 31 | Industrial_2027_Achievable_GWh_Before Competition Groups_31 | Creep Heat Controller | 0% | 0 | 0 | Industrial_2027_Achievable_GWh_Before Competition Groups_Creep Heat Controller
Industrial | Ind ¦ Creep Heat Controller | 2027 | Economic | GWh | Before Competition Groups | 0 | 0 | 0 | 4831.278 | 0 | 31 | Industrial_2027_Economic_GWh_Before Competition Groups_31 | Creep Heat Controller | 0% | 0 | 0 | Industrial_2027_Economic_GWh_Before Competition Groups_Creep Heat Controller
Industrial | Ind ¦ Dual and Natural Exhaust Ventilation Systems | 2027 | Achievable | GWh | Before Competition Groups | 0 | 0 | 0 | 1269.574 | 0 | 32 | Industrial_2027_Achievable_GWh_Before Competition Groups_32 | Dual and Natural Exhaust Ventilation Systems | 0% | 0 | 0 | Industrial_2027_Achievable_GWh_Before Competition Groups_Dual and Natural Exhaust Ventilation Systems
Industrial | Ind ¦ Dual and Natural Exhaust Ventilation Systems | 2027 | Economic | GWh | Before Competition Groups | 0 | 0 | 0 | 4831.278 | 0 | 32 | Industrial_2027_Economic_GWh_Before Competition Groups_32 | Dual and Natural Exhaust Ventilation Systems | 0% | 0 | 0 | Industrial_2027_Economic_GWh_Before Competition Groups_Dual and Natural Exhaust Ventilation Systems
Industrial | Ind ¦ Efficient Transformer | 2027 | Achievable | GWh | Before Competition Groups | 0 | 0 | 0 | 1269.574 | 0 | 33 | Industrial_2027_Achievable_GWh_Before Competition Groups_33 | Efficient Transformer | 0% | 0 | 0 | Industrial_2027_Achievable_GWh_Before Competition Groups_Efficient Transformer
Industrial | Ind ¦ Efficient Transformer | 2027 | Economic | GWh | Before Competition Groups | 0 | 0 | 0 | 4831.278 | 0 | 33 | Industrial_2027_Economic_GWh_Before Competition Groups_33 | Efficient Transformer | 0% | 0 | 0 | Industrial_2027_Economic_GWh_Before Competition Groups_Efficient Transformer
Industrial | Ind ¦ Free Cooling | 2027 | Achievable | GWh | Before Competition Groups | 0 | 0 | 0 | 1269.574 | 0 | 34 | Industrial_2027_Achievable_GWh_Before Competition Groups_34 | Free Cooling | 0% | 0 | 0 | Industrial_2027_Achievable_GWh_Before Competition Groups_Free Cooling
Industrial | Ind ¦ Free Cooling | 2027 | Economic | GWh | Before Competition Groups | 0 | 0 | 0 | 4831.278 | 0 | 34 | Industrial_2027_Economic_GWh_Before Competition Groups_34 | Free Cooling | 0% | 0 | 0 | Industrial_2027_Economic_GWh_Before Competition Groups_Free Cooling
Industrial | Ind ¦ Heat Lamps/Heat Pad | 2027 | Achievable | GWh | Before Competition Groups | 0 | 0 | 0 | 1269.574 | 0 | 35 | Industrial_2027_Achievable_GWh_Before Competition Groups_35 | Heat Lamps/Heat Pad | 0% | 0 | 0 | Industrial_2027_Achievable_GWh_Before Competition Groups_Heat Lamps/Heat Pad
Industrial | Ind ¦ Heat Lamps/Heat Pad | 2027 | Economic | GWh | Before Competition Groups | 0 | 0 | 0 | 4831.278 | 0 | 35 | Industrial_2027_Economic_GWh_Before Competition Groups_35 | Heat Lamps/Heat Pad | 0% | 0 | 0 | Industrial_2027_Economic_GWh_Before Competition Groups_Heat Lamps/Heat Pad
Industrial | Ind ¦ High Efficiency Welders | 2027 | Achievable | GWh | Before Competition Groups | 0 | 0 | 0 | 1269.574 | 0 | 36 | Industrial_2027_Achievable_GWh_Before Competition Groups_36 | High Efficiency Welders | 0% | 0 | 0 | Industrial_2027_Achievable_GWh_Before Competition Groups_High Efficiency Welders
Industrial | Ind ¦ High Efficiency Welders | 2027 | Economic | GWh | Before Competition Groups | 0 | 0 | 0 | 4831.278 | 0 | 36 | Industrial_2027_Economic_GWh_Before Competition Groups_36 | High Efficiency Welders | 0% | 0 | 0 | Industrial_2027_Economic_GWh_Before Competition Groups_High Efficiency Welders
Industrial | Ind ¦ HVLS Fans | 2027 | Achievable | GWh | Before Competition Groups | 0 | 0 | 0 | 1269.574 | 0 | 37 | Industrial_2027_Achievable_GWh_Before Competition Groups_37 | HVLS Fans | 0% | 0 | 0 | Industrial_2027_Achievable_GWh_Before Competition Groups_HVLS Fans
Industrial | Ind ¦ HVLS Fans | 2027 | Economic | GWh | Before Competition Groups | 0 | 0 | 0 | 4831.278 | 0 | 37 | Industrial_2027_Economic_GWh_Before Competition Groups_37 | HVLS Fans | 0% | 0 | 0 | Industrial_2027_Economic_GWh_Before Competition Groups_HVLS Fans
Industrial | Ind ¦ Low Energy Livestock Waterers | 2027 | Achievable | GWh | Before Competition Groups | 0 | 0 | 0 | 1269.574 | 0 | 38 | Industrial_2027_Achievable_GWh_Before Competition Groups_38 | Low Energy Livestock Waterers | 0% | 0 | 0 | Industrial_2027_Achievable_GWh_Before Competition Groups_Low Energy Livestock Waterers
Industrial | Ind ¦ Low Energy Livestock Waterers | 2027 | Economic | GWh | Before Competition Groups | 0 | 0 | 0 | 4831.278 | 0 | 38 | Industrial_2027_Economic_GWh_Before Competition Groups_38 | Low Energy Livestock Waterers | 0% | 0 | 0 | Industrial_2027_Economic_GWh_Before Competition Groups_Low Energy Livestock Waterers
Industrial | Ind ¦ Optimize Compressed Air Dryer | 2027 | Achievable | GWh | Before Competition Groups | 0 | 0 | 0 | 1269.574 | 0 | 39 | Industrial_2027_Achievable_GWh_Before Competition Groups_39 | Optimize Compressed Air Dryer | 0% | 0 | 0 | Industrial_2027_Achievable_GWh_Before Competition Groups_Optimize Compressed Air Dryer
Industrial | Ind ¦ Optimize Compressed Air Dryer | 2027 | Economic | GWh | Before Competition Groups | 0 | 0 | 0 | 4831.278 | 0 | 39 | Industrial_2027_Economic_GWh_Before Competition Groups_39 | Optimize Compressed Air Dryer | 0% | 0 | 0 | Industrial_2027_Economic_GWh_Before Competition Groups_Optimize Compressed Air Dryer
Industrial | Ind ¦ Premium Efficient Motors | 2027 | Achievable | GWh | Before Competition Groups | 0 | 0 | 0 | 1269.574 | 0 | 40 | Industrial_2027_Achievable_GWh_Before Competition Groups_40 | Premium Efficient Motors | 0% | 0 | 0 | Industrial_2027_Achievable_GWh_Before Competition Groups_Premium Efficient Motors
Industrial | Ind ¦ Premium Efficient Motors | 2027 | Economic | GWh | Before Competition Groups | 0 | 0 | 0 | 4831.278 | 0 | 40 | Industrial_2027_Economic_GWh_Before Competition Groups_40 | Premium Efficient Motors | 0% | 0 | 0 | Industrial_2027_Economic_GWh_Before Competition Groups_Premium Efficient Motors
Industrial | Ind ¦ Synchronous Belts | 2027 | Achievable | GWh | Before Competition Groups | 0 | 0 | 0 | 1269.574 | 0 | 41 | Industrial_2027_Achievable_GWh_Before Competition Groups_41 | Synchronous Belts | 0% | 0 | 0 | Industrial_2027_Achievable_GWh_Before Competition Groups_Synchronous Belts
Industrial | Ind ¦ Synchronous Belts | 2027 | Economic | GWh | Before Competition Groups | 0 | 0 | 0 | 4831.278 | 0 | 41 | Industrial_2027_Economic_GWh_Before Competition Groups_41 | Synchronous Belts | 0% | 0 | 0 | Industrial_2027_Economic_GWh_Before Competition Groups_Synchronous Belts
Industrial | Ind ¦ Pump System Optimization | 2028 | Economic | GWh | Before Competition Groups | 876.2975 | 0 | 0 | 5058.422 | 0.17324 | 1 | Industrial_2028_Economic_GWh_Before Competition Groups_1 | Pump System Optimization | 17.32% | 0 | 876.2975 | Industrial_2028_Economic_GWh_Before Competition Groups_Pump System Optimization
Industrial | Ind ¦ Pump System Optimization | 2028 | Achievable | GWh | Before Competition Groups | 267.7558 | 0 | 0 | 1648.7849 | 0.1624 | 1 | Industrial_2028_Achievable_GWh_Before Competition Groups_1 | Pump System Optimization | 16.24% | 0 | 267.7558 | Industrial_2028_Achievable_GWh_Before Competition Groups_Pump System Optimization
Industrial | Ind ¦ Pump System Optimization | 2028 | Technical | GWh | Before Competition Groups | 894.5081 | 0 | 0 | 5970.6942 | 0.14982 | 1 | Industrial_2028_Technical_GWh_Before Competition Groups_1 | Pump System Optimization | 14.98% | 0 | 894.5081 | Industrial_2028_Technical_GWh_Before Competition Groups_Pump System Optimization
Industrial | Ind ¦ Air Leak Survey and Repair | 2028 | Achievable | GWh | Before Competition Groups | 207.1899 | 0 | 0 | 1648.7849 | 0.12566 | 2 | Industrial_2028_Achievable_GWh_Before Competition Groups_2 | Air Leak Survey and Repair | 12.57% | 0 | 207.1899 | Industrial_2028_Achievable_GWh_Before Competition Groups_Air Leak Survey and Repair
Industrial | Ind ¦ Air Leak Survey and Repair | 2028 | Economic | GWh | Before Competition Groups | 585.2705 | 0 | 0 | 5058.422 | 0.1157 | 2 | Industrial_2028_Economic_GWh_Before Competition Groups_2 | Air Leak Survey and Repair | 11.57% | 0 | 585.2705 | Industrial_2028_Economic_GWh_Before Competition Groups_Air Leak Survey and Repair
Industrial | Ind ¦ Air Compressor Optimization | 2028 | Achievable | GWh | Before Competition Groups | 178.0285 | 0 | 0 | 1648.7849 | 0.10798 | 3 | Industrial_2028_Achievable_GWh_Before Competition Groups_3 | Air Compressor Optimization | 10.8% | 0 | 178.0285 | Industrial_2028_Achievable_GWh_Before Competition Groups_Air Compressor Optimization
Industrial | Ind ¦ HE Lighting | 2028 | Technical | GWh | Before Competition Groups | 619.9092 | 0 | 0 | 5970.6942 | 0.10383 | 2 | Industrial_2028_Technical_GWh_Before Competition Groups_2 | HE Lighting | 10.38% | 0 | 619.9092 | Industrial_2028_Technical_GWh_Before Competition Groups_HE Lighting
Industrial | Ind ¦ Recommissioning | 2028 | Achievable | GWh | Before Competition Groups | 161.7366 | 0 | 0 | 1648.7849 | 0.098094 | 4 | Industrial_2028_Achievable_GWh_Before Competition Groups_4 | Recommissioning | 9.809% | 0 | 161.7366 | Industrial_2028_Achievable_GWh_Before Competition Groups_Recommissioning
Industrial | Ind ¦ SEM | 2028 | Achievable | GWh | Before Competition Groups | 161.7366 | 0 | 0 | 1648.7849 | 0.098094 | 5 | Industrial_2028_Achievable_GWh_Before Competition Groups_5 | SEM | 9.809% | 0 | 161.7366 | Industrial_2028_Achievable_GWh_Before Competition Groups_SEM
Industrial | Ind ¦ Air Leak Survey and Repair | 2028 | Technical | GWh | Before Competition Groups | 585.2705 | 0 | 0 | 5970.6942 | 0.098024 | 3 | Industrial_2028_Technical_GWh_Before Competition Groups_3 | Air Leak Survey and Repair | 9.802% | 0 | 585.2705 | Industrial_2028_Technical_GWh_Before Competition Groups_Air Leak Survey and Repair
Industrial | Ind ¦ Recommissioning | 2028 | Economic | GWh | Before Competition Groups | 451.577 | 0 | 0 | 5058.422 | 0.089272 | 3 | Industrial_2028_Economic_GWh_Before Competition Groups_3 | Recommissioning | 8.927% | 0 | 451.577 | Industrial_2028_Economic_GWh_Before Competition Groups_Recommissioning
Industrial | Ind ¦ SEM | 2028 | Economic | GWh | Before Competition Groups | 451.577 | 0 | 0 | 5058.422 | 0.089272 | 4 | Industrial_2028_Economic_GWh_Before Competition Groups_4 | SEM | 8.927% | 0 | 451.577 | Industrial_2028_Economic_GWh_Before Competition Groups_SEM
Industrial | Ind ¦ Greenhouse Grow Lights | 2028 | Achievable | GWh | Before Competition Groups | 137.9717 | 0 | 0 | 1648.7849 | 0.083681 | 6 | Industrial_2028_Achievable_GWh_Before Competition Groups_6 | Greenhouse Grow Lights | 8.368% | 0 | 137.9717 | Industrial_2028_Achievable_GWh_Before Competition Groups_Greenhouse Grow Lights
Industrial | Ind ¦ Air Compressor Optimization | 2028 | Economic | GWh | Before Competition Groups | 417.2293 | 0 | 0 | 5058.422 | 0.082482 | 5 | Industrial_2028_Economic_GWh_Before Competition Groups_5 | Air Compressor Optimization | 8.248% | 0 | 417.2293 | Industrial_2028_Economic_GWh_Before Competition Groups_Air Compressor Optimization
Industrial | Ind ¦ Pump Equipment Upgrade | 2028 | Economic | GWh | Before Competition Groups | 412.0939 | 0 | 0 | 5058.422 | 0.081467 | 6 | Industrial_2028_Economic_GWh_Before Competition Groups_6 | Pump Equipment Upgrade | 8.147% | 0 | 412.0939 | Industrial_2028_Economic_GWh_Before Competition Groups_Pump Equipment Upgrade
Industrial | Ind ¦ Greenhouse Grow Lights | 2028 | Economic | GWh | Before Competition Groups | 411.4167 | 0 | 0 | 5058.422 | 0.081333 | 7 | Industrial_2028_Economic_GWh_Before Competition Groups_7 | Greenhouse Grow Lights | 8.133% | 0 | 411.4167 | Industrial_2028_Economic_GWh_Before Competition Groups_Greenhouse Grow Lights
Industrial | Ind ¦ Pump Equipment Upgrade | 2028 | Achievable | GWh | Before Competition Groups | 132.2754 | 0 | 0 | 1648.7849 | 0.080226 | 7 | Industrial_2028_Achievable_GWh_Before Competition Groups_7 | Pump Equipment Upgrade | 8.023% | 0 | 132.2754 | Industrial_2028_Achievable_GWh_Before Competition Groups_Pump Equipment Upgrade
Industrial | Ind ¦ Recommissioning | 2028 | Technical | GWh | Before Competition Groups | 451.577 | 0 | 0 | 5970.6942 | 0.075632 | 4 | Industrial_2028_Technical_GWh_Before Competition Groups_4 | Recommissioning | 7.563% | 0 | 451.577 | Industrial_2028_Technical_GWh_Before Competition Groups_Recommissioning
Industrial | Ind ¦ SEM | 2028 | Technical | GWh | Before Competition Groups | 451.577 | 0 | 0 | 5970.6942 | 0.075632 | 5 | Industrial_2028_Technical_GWh_Before Competition Groups_5 | SEM | 7.563% | 0 | 451.577 | Industrial_2028_Technical_GWh_Before Competition Groups_SEM
Industrial | Ind ¦ Efficient Compressed Air Nozzles | 2028 | Economic | GWh | Before Competition Groups | 362.4181 | 0 | 0 | 5058.422 | 0.071646 | 8 | Industrial_2028_Economic_GWh_Before Competition Groups_8 | Efficient Compressed Air Nozzles | 7.165% | 0 | 362.4181 | Industrial_2028_Economic_GWh_Before Competition Groups_Efficient Compressed Air Nozzles
Industrial | Ind ¦ Air Compressor Optimization | 2028 | Technical | GWh | Before Competition Groups | 417.2293 | 0 | 0 | 5970.6942 | 0.06988 | 6 | Industrial_2028_Technical_GWh_Before Competition Groups_6 | Air Compressor Optimization | 6.988% | 0 | 417.2293 | Industrial_2028_Technical_GWh_Before Competition Groups_Air Compressor Optimization
Industrial | Ind ¦ Pump Equipment Upgrade | 2028 | Technical | GWh | Before Competition Groups | 412.0939 | 0 | 0 | 5970.6942 | 0.069019 | 7 | Industrial_2028_Technical_GWh_Before Competition Groups_7 | Pump Equipment Upgrade | 6.902% | 0 | 412.0939 | Industrial_2028_Technical_GWh_Before Competition Groups_Pump Equipment Upgrade
Industrial | Ind ¦ Greenhouse Grow Lights | 2028 | Technical | GWh | Before Competition Groups | 411.4167 | 0 | 0 | 5970.6942 | 0.068906 | 8 | Industrial_2028_Technical_GWh_Before Competition Groups_8 | Greenhouse Grow Lights | 6.891% | 0 | 411.4167 | Industrial_2028_Technical_GWh_Before Competition Groups_Greenhouse Grow Lights
Industrial | Ind ¦ High Efficiency HVAC Fans | 2028 | Achievable | GWh | Before Competition Groups | 108.1245 | 0 | 0 | 1648.7849 | 0.065578 | 8 | Industrial_2028_Achievable_GWh_Before Competition Groups_8 | High Efficiency HVAC Fans | 6.558% | 0 | 108.1245 | Industrial_2028_Achievable_GWh_Before Competition Groups_High Efficiency HVAC Fans
Industrial | Ind ¦ Efficient Compressed Air Nozzles | 2028 | Achievable | GWh | Before Competition Groups | 100.7015 | 0 | 0 | 1648.7849 | 0.061076 | 9 | Industrial_2028_Achievable_GWh_Before Competition Groups_9 | Efficient Compressed Air Nozzles | 6.108% | 0 | 100.7015 | Industrial_2028_Achievable_GWh_Before Competition Groups_Efficient Compressed Air Nozzles
Industrial | Ind ¦ Efficient Compressed Air Nozzles | 2028 | Technical | GWh | Before Competition Groups | 362.4181 | 0 | 0 | 5970.6942 | 0.060699 | 9 | Industrial_2028_Technical_GWh_Before Competition Groups_9 | Efficient Compressed Air Nozzles | 6.07% | 0 | 362.4181 | Industrial_2028_Technical_GWh_Before Competition Groups_Efficient Compressed Air Nozzles
Industrial | Ind ¦ High Efficiency HVAC Fans | 2028 | Economic | GWh | Before Competition Groups | 284.0951 | 0 | 0 | 5058.422 | 0.056163 | 9 | Industrial_2028_Economic_GWh_Before Competition Groups_9 | High Efficiency HVAC Fans | 5.616% | 0 | 284.0951 | Industrial_2028_Economic_GWh_Before Competition Groups_High Efficiency HVAC Fans
Industrial | Ind ¦ High Efficiency HVAC Fans | 2028 | Technical | GWh | Before Competition Groups | 284.0951 | 0 | 0 | 5970.6942 | 0.047582 | 10 | Industrial_2028_Technical_GWh_Before Competition Groups_10 | High Efficiency HVAC Fans | 4.758% | 0 | 284.0951 | Industrial_2028_Technical_GWh_Before Competition Groups_High Efficiency HVAC Fans
Industrial | Ind ¦ HE Lighting | 2028 | Economic | GWh | Before Competition Groups | 192.2549 | 0 | 0 | 5058.422 | 0.038007 | 10 | Industrial_2028_Economic_GWh_Before Competition Groups_10 | HE Lighting | 3.801% | 0 | 192.2549 | Industrial_2028_Economic_GWh_Before Competition Groups_HE Lighting
Industrial | Ind ¦ Process Optimization (Elec) | 2028 | Economic | GWh | Before Competition Groups | 166.64 | 0 | 0 | 5058.422 | 0.032943 | 11 | Industrial_2028_Economic_GWh_Before Competition Groups_11 | Process Optimization (Elec) | 3.294% | 0 | 166.64 | Industrial_2028_Economic_GWh_Before Competition Groups_Process Optimization (Elec)
Industrial | Ind ¦ Process Optimization (Elec) | 2028 | Technical | GWh | Before Competition Groups | 166.64 | 0 | 0 | 5970.6942 | 0.02791 | 11 | Industrial_2028_Technical_GWh_Before Competition Groups_11 | Process Optimization (Elec) | 2.791% | 0 | 166.64 | Industrial_2028_Technical_GWh_Before Competition Groups_Process Optimization (Elec)
Industrial | Ind ¦ Premium Efficient Motors | 2028 | Technical | GWh | Before Competition Groups | 146.9769 | 0 | 0 | 5970.6942 | 0.024616 | 12 | Industrial_2028_Technical_GWh_Before Competition Groups_12 | Premium Efficient Motors | 2.462% | 0 | 146.9769 | Industrial_2028_Technical_GWh_Before Competition Groups_Premium Efficient Motors
Industrial | Ind ¦ HE Lighting | 2028 | Achievable | GWh | Before Competition Groups | 30.6553 | 0 | 0 | 1648.7849 | 0.018593 | 10 | Industrial_2028_Achievable_GWh_Before Competition Groups_10 | HE Lighting | 1.859% | 0 | 30.6553 | Industrial_2028_Achievable_GWh_Before Competition Groups_HE Lighting
Industrial | Ind ¦ Fan System Optimization | 2028 | Achievable | GWh | Before Competition Groups | 25.2881 | 0 | 0 | 1648.7849 | 0.015337 | 11 | Industrial_2028_Achievable_GWh_Before Competition Groups_11 | Fan System Optimization | 1.534% | 0 | 25.2881 | Industrial_2028_Achievable_GWh_Before Competition Groups_Fan System Optimization
Industrial | Ind ¦ Material Handling Improvements | 2028 | Achievable | GWh | Before Competition Groups | 24.202 | 0 | 0 | 1648.7849 | 0.014679 | 12 | Industrial_2028_Achievable_GWh_Before Competition Groups_12 | Material Handling Improvements | 1.468% | 0 | 24.202 | Industrial_2028_Achievable_GWh_Before Competition Groups_Material Handling Improvements
Industrial | Ind ¦ Pulp and Paper Process Improvements | 2028 | Achievable | GWh | Before Competition Groups | 20.6937 | 0 | 0 | 1648.7849 | 0.012551 | 13 | Industrial_2028_Achievable_GWh_Before Competition Groups_13 | Pulp and Paper Process Improvements | 1.255% | 0 | 20.6937 | Industrial_2028_Achievable_GWh_Before Competition Groups_Pulp and Paper Process Improvements
Industrial | Ind ¦ HE HVAC Controls | 2028 | Technical | GWh | Before Competition Groups | 74.8049 | 0 | 0 | 5970.6942 | 0.012529 | 13 | Industrial_2028_Technical_GWh_Before Competition Groups_13 | HE HVAC Controls | 1.253% | 0 | 74.8049 | Industrial_2028_Technical_GWh_Before Competition Groups_HE HVAC Controls
Industrial | Ind ¦ Pulp and Paper Process Improvements | 2028 | Economic | GWh | Before Competition Groups | 62.1073 | 0 | 0 | 5058.422 | 0.012278 | 12 | Industrial_2028_Economic_GWh_Before Competition Groups_12 | Pulp and Paper Process Improvements | 1.228% | 0 | 62.1073 | Industrial_2028_Economic_GWh_Before Competition Groups_Pulp and Paper Process Improvements
Industrial | Ind ¦ Fan System Optimization | 2028 | Economic | GWh | Before Competition Groups | 61.7358 | 0 | 0 | 5058.422 | 0.012205 | 13 | Industrial_2028_Economic_GWh_Before Competition Groups_13 | Fan System Optimization | 1.22% | 0 | 61.7358 | Industrial_2028_Economic_GWh_Before Competition Groups_Fan System Optimization
Industrial | Ind ¦ Material Handling Improvements | 2028 | Economic | GWh | Before Competition Groups | 55.5044 | 0 | 0 | 5058.422 | 0.010973 | 14 | Industrial_2028_Economic_GWh_Before Competition Groups_14 | Material Handling Improvements | 1.097% | 0 | 55.5044 | Industrial_2028_Economic_GWh_Before Competition Groups_Material Handling Improvements
Industrial | Ind ¦ Pulp and Paper Process Improvements | 2028 | Technical | GWh | Before Competition Groups | 62.1073 | 0 | 0 | 5970.6942 | 0.010402 | 14 | Industrial_2028_Technical_GWh_Before Competition Groups_14 | Pulp and Paper Process Improvements | 1.04% | 0 | 62.1073 | Industrial_2028_Technical_GWh_Before Competition Groups_Pulp and Paper Process Improvements
Industrial | Ind ¦ Fan System Optimization | 2028 | Technical | GWh | Before Competition Groups | 61.7358 | 0 | 0 | 5970.6942 | 0.01034 | 15 | Industrial_2028_Technical_GWh_Before Competition Groups_15 | Fan System Optimization | 1.034% | 0 | 61.7358 | Industrial_2028_Technical_GWh_Before Competition Groups_Fan System Optimization
Industrial | Ind ¦ Efficient Irrigation | 2028 | Economic | GWh | Before Competition Groups | 49.9102 | 0 | 0 | 5058.422 | 0.0098668 | 15 | Industrial_2028_Economic_GWh_Before Competition Groups_15 | Efficient Irrigation | 0.9867% | 0 | 49.9102 | Industrial_2028_Economic_GWh_Before Competition Groups_Efficient Irrigation
Industrial | Ind ¦ HE HVAC Units | 2028 | Technical | GWh | Before Competition Groups | 58.4703 | 0 | 0 | 5970.6942 | 0.0097929 | 16 | Industrial_2028_Technical_GWh_Before Competition Groups_16 | HE HVAC Units | 0.9793% | 0 | 58.4703 | Industrial_2028_Technical_GWh_Before Competition Groups_HE HVAC Units
Industrial | Ind ¦ Material Handling Improvements | 2028 | Technical | GWh | Before Competition Groups | 55.5044 | 0 | 0 | 5970.6942 | 0.0092961 | 17 | Industrial_2028_Technical_GWh_Before Competition Groups_17 | Material Handling Improvements | 0.9296% | 0 | 55.5044 | Industrial_2028_Technical_GWh_Before Competition Groups_Material Handling Improvements
Industrial | Ind ¦ Efficient Irrigation | 2028 | Technical | GWh | Before Competition Groups | 49.9102 | 0 | 0 | 5970.6942 | 0.0083592 | 18 | Industrial_2028_Technical_GWh_Before Competition Groups_18 | Efficient Irrigation | 0.8359% | 0 | 49.9102 | Industrial_2028_Technical_GWh_Before Competition Groups_Efficient Irrigation
Industrial | Ind ¦ Refiner Plate Improvements | 2028 | Economic | GWh | Before Competition Groups | 42.0625 | 0 | 0 | 5058.422 | 0.0083153 | 16 | Industrial_2028_Economic_GWh_Before Competition Groups_16 | Refiner Plate Improvements | 0.8315% | 0 | 42.0625 | Industrial_2028_Economic_GWh_Before Competition Groups_Refiner Plate Improvements
Industrial | Ind ¦ Process Heat Recovery | 2028 | Achievable | GWh | Before Competition Groups | 11.7432 | 0 | 0 | 1648.7849 | 0.0071224 | 14 | Industrial_2028_Achievable_GWh_Before Competition Groups_14 | Process Heat Recovery | 0.7122% | 0 | 11.7432 | Industrial_2028_Achievable_GWh_Before Competition Groups_Process Heat Recovery
Industrial | Ind ¦ VAV Conversion Project | 2028 | Achievable | GWh | Before Competition Groups | 11.6795 | 0 | 0 | 1648.7849 | 0.0070837 | 15 | Industrial_2028_Achievable_GWh_Before Competition Groups_15 | VAV Conversion Project | 0.7084% | 0 | 11.6795 | Industrial_2028_Achievable_GWh_Before Competition Groups_VAV Conversion Project
Industrial | Ind ¦ Refiner Plate Improvements | 2028 | Technical | GWh | Before Competition Groups | 42.0625 | 0 | 0 | 5970.6942 | 0.0070448 | 19 | Industrial_2028_Technical_GWh_Before Competition Groups_19 | Refiner Plate Improvements | 0.7045% | 0 | 42.0625 | Industrial_2028_Technical_GWh_Before Competition Groups_Refiner Plate Improvements
Industrial | Ind ¦ Refiner Plate Improvements | 2028 | Achievable | GWh | Before Competition Groups | 11.4891 | 0 | 0 | 1648.7849 | 0.0069682 | 16 | Industrial_2028_Achievable_GWh_Before Competition Groups_16 | Refiner Plate Improvements | 0.6968% | 0 | 11.4891 | Industrial_2028_Achievable_GWh_Before Competition Groups_Refiner Plate Improvements
Industrial | Ind ¦ Cold Storage Retrofit | 2028 | Technical | GWh | Before Competition Groups | 40.626 | 0 | 0 | 5970.6942 | 0.0068042 | 20 | Industrial_2028_Technical_GWh_Before Competition Groups_20 | Cold Storage Retrofit | 0.6804% | 0 | 40.626 | Industrial_2028_Technical_GWh_Before Competition Groups_Cold Storage Retrofit
Industrial | Ind ¦ Process Heat Recovery | 2028 | Economic | GWh | Before Competition Groups | 33.6992 | 0 | 0 | 5058.422 | 0.006662 | 17 | Industrial_2028_Economic_GWh_Before Competition Groups_17 | Process Heat Recovery | 0.6662% | 0 | 33.6992 | Industrial_2028_Economic_GWh_Before Competition Groups_Process Heat Recovery
Industrial | Ind ¦ VAV Conversion Project | 2028 | Economic | GWh | Before Competition Groups | 31.9636 | 0 | 0 | 5058.422 | 0.0063189 | 18 | Industrial_2028_Economic_GWh_Before Competition Groups_18 | VAV Conversion Project | 0.6319% | 0 | 31.9636 | Industrial_2028_Economic_GWh_Before Competition Groups_VAV Conversion Project
Industrial | Ind ¦ Process Optimization (Elec) | 2028 | Achievable | GWh | Before Competition Groups | 10.0669 | 0 | 0 | 1648.7849 | 0.0061056 | 17 | Industrial_2028_Achievable_GWh_Before Competition Groups_17 | Process Optimization (Elec) | 0.6106% | 0 | 10.0669 | Industrial_2028_Achievable_GWh_Before Competition Groups_Process Optimization (Elec)
Industrial | Ind ¦ Process Heat Recovery | 2028 | Technical | GWh | Before Competition Groups | 33.6992 | 0 | 0 | 5970.6942 | 0.0056441 | 21 | Industrial_2028_Technical_GWh_Before Competition Groups_21 | Process Heat Recovery | 0.5644% | 0 | 33.6992 | Industrial_2028_Technical_GWh_Before Competition Groups_Process Heat Recovery
Industrial | Ind ¦ VAV Conversion Project | 2028 | Technical | GWh | Before Competition Groups | 31.9636 | 0 | 0 | 5970.6942 | 0.0053534 | 22 | Industrial_2028_Technical_GWh_Before Competition Groups_22 | VAV Conversion Project | 0.5353% | 0 | 31.9636 | Industrial_2028_Technical_GWh_Before Competition Groups_VAV Conversion Project
Industrial | Ind ¦ Improved Controls - Process Cooling | 2028 | Achievable | GWh | Before Competition Groups | 8.6167 | 0 | 0 | 1648.7849 | 0.0052261 | 18 | Industrial_2028_Achievable_GWh_Before Competition Groups_18 | Improved Controls - Process Cooling | 0.5226% | 0 | 8.6167 | Industrial_2028_Achievable_GWh_Before Competition Groups_Improved Controls - Process Cooling
Industrial | Ind ¦ Improved Controls - Process Cooling | 2028 | Economic | GWh | Before Competition Groups | 23.9967 | 0 | 0 | 5058.422 | 0.0047439 | 19 | Industrial_2028_Economic_GWh_Before Competition Groups_19 | Improved Controls - Process Cooling | 0.4744% | 0 | 23.9967 | Industrial_2028_Economic_GWh_Before Competition Groups_Improved Controls - Process Cooling
Industrial | Ind ¦ Ventilation Optimization | 2028 | Technical | GWh | Before Competition Groups | 27.3847 | 0 | 0 | 5970.6942 | 0.0045865 | 23 | Industrial_2028_Technical_GWh_Before Competition Groups_23 | Ventilation Optimization | 0.4587% | 0 | 27.3847 | Industrial_2028_Technical_GWh_Before Competition Groups_Ventilation Optimization
Industrial | Ind ¦ High Efficiency Battery Charger | 2028 | Achievable | GWh | Before Competition Groups | 7.1394 | 0 | 0 | 1648.7849 | 0.0043301 | 19 | Industrial_2028_Achievable_GWh_Before Competition Groups_19 | High Efficiency Battery Charger | 0.433% | 0 | 7.1394 | Industrial_2028_Achievable_GWh_Before Competition Groups_High Efficiency Battery Charger
Industrial | Ind ¦ Improved Controls - Process Cooling | 2028 | Technical | GWh | Before Competition Groups | 23.9967 | 0 | 0 | 5970.6942 | 0.0040191 | 24 | Industrial_2028_Technical_GWh_Before Competition Groups_24 | Improved Controls - Process Cooling | 0.4019% | 0 | 23.9967 | Industrial_2028_Technical_GWh_Before Competition Groups_Improved Controls - Process Cooling
Industrial | Ind ¦ High Efficiency Battery Charger | 2028 | Economic | GWh | Before Competition Groups | 20.0614 | 0 | 0 | 5058.422 | 0.0039659 | 20 | Industrial_2028_Economic_GWh_Before Competition Groups_20 | High Efficiency Battery Charger | 0.3966% | 0 | 20.0614 | Industrial_2028_Economic_GWh_Before Competition Groups_High Efficiency Battery Charger
Industrial | Ind ¦ HVLS Fans | 2028 | Technical | GWh | Before Competition Groups | 22.0488 | 0 | 0 | 5970.6942 | 0.0036928 | 25 | Industrial_2028_Technical_GWh_Before Competition Groups_25 | HVLS Fans | 0.3693% | 0 | 22.0488 | Industrial_2028_Technical_GWh_Before Competition Groups_HVLS Fans
Industrial | Ind ¦ Process Improvements | 2028 | Achievable | GWh | Before Competition Groups | 5.9393 | 0 | 0 | 1648.7849 | 0.0036022 | 20 | Industrial_2028_Achievable_GWh_Before Competition Groups_20 | Process Improvements | 0.3602% | 0 | 5.9393 | Industrial_2028_Achievable_GWh_Before Competition Groups_Process Improvements
Industrial | Ind ¦ Synchronous Belts | 2028 | Technical | GWh | Before Competition Groups | 20.8039 | 0 | 0 | 5970.6942 | 0.0034843 | 26 | Industrial_2028_Technical_GWh_Before Competition Groups_26 | Synchronous Belts | 0.3484% | 0 | 20.8039 | Industrial_2028_Technical_GWh_Before Competition Groups_Synchronous Belts
Industrial | Ind ¦ High Efficiency Battery Charger | 2028 | Technical | GWh | Before Competition Groups | 20.0614 | 0 | 0 | 5970.6942 | 0.00336 | 27 | Industrial_2028_Technical_GWh_Before Competition Groups_27 | High Efficiency Battery Charger | 0.336% | 0 | 20.0614 | Industrial_2028_Technical_GWh_Before Competition Groups_High Efficiency Battery Charger
Industrial | Ind ¦ Process Improvements | 2028 | Economic | GWh | Before Competition Groups | 16.5661 | 0 | 0 | 5058.422 | 0.003275 | 21 | Industrial_2028_Economic_GWh_Before Competition Groups_21 | Process Improvements | 0.3275% | 0 | 16.5661 | Industrial_2028_Economic_GWh_Before Competition Groups_Process Improvements
Industrial | Ind ¦ Efficient Irrigation | 2028 | Achievable | GWh | Before Competition Groups | 4.9025 | 0 | 0 | 1648.7849 | 0.0029734 | 21 | Industrial_2028_Achievable_GWh_Before Competition Groups_21 | Efficient Irrigation | 0.2973% | 0 | 4.9025 | Industrial_2028_Achievable_GWh_Before Competition Groups_Efficient Irrigation
Industrial | Ind ¦ Low Energy Livestock Waterers | 2028 | Technical | GWh | Before Competition Groups | 17.3474 | 0 | 0 | 5970.6942 | 0.0029054 | 28 | Industrial_2028_Technical_GWh_Before Competition Groups_28 | Low Energy Livestock Waterers | 0.2905% | 0 | 17.3474 | Industrial_2028_Technical_GWh_Before Competition Groups_Low Energy Livestock Waterers
Industrial | Ind ¦ Refrigeration Compressor VFD | 2028 | Achievable | GWh | Before Competition Groups | 4.6157 | 0 | 0 | 1648.7849 | 0.0027994 | 22 | Industrial_2028_Achievable_GWh_Before Competition Groups_22 | Refrigeration Compressor VFD | 0.2799% | 0 | 4.6157 | Industrial_2028_Achievable_GWh_Before Competition Groups_Refrigeration Compressor VFD
Industrial | Ind ¦ Process Improvements | 2028 | Technical | GWh | Before Competition Groups | 16.5661 | 0 | 0 | 5970.6942 | 0.0027746 | 29 | Industrial_2028_Technical_GWh_Before Competition Groups_29 | Process Improvements | 0.2775% | 0 | 16.5661 | Industrial_2028_Technical_GWh_Before Competition Groups_Process Improvements
Industrial | Ind ¦ Ventilation Optimization | 2028 | Achievable | GWh | Before Competition Groups | 4.3616 | 0 | 0 | 1648.7849 | 0.0026453 | 23 | Industrial_2028_Achievable_GWh_Before Competition Groups_23 | Ventilation Optimization | 0.2645% | 0 | 4.3616 | Industrial_2028_Achievable_GWh_Before Competition Groups_Ventilation Optimization
Industrial | Ind ¦ Refrigeration Compressor VFD | 2028 | Economic | GWh | Before Competition Groups | 12.7258 | 0 | 0 | 5058.422 | 0.0025158 | 22 | Industrial_2028_Economic_GWh_Before Competition Groups_22 | Refrigeration Compressor VFD | 0.2516% | 0 | 12.7258 | Industrial_2028_Economic_GWh_Before Competition Groups_Refrigeration Compressor VFD
Industrial | Ind ¦ Improved Controls - Process Heating | 2028 | Achievable | GWh | Before Competition Groups | 3.748 | 0 | 0 | 1648.7849 | 0.0022732 | 24 | Industrial_2028_Achievable_GWh_Before Competition Groups_24 | Improved Controls - Process Heating | 0.2273% | 0 | 3.748 | Industrial_2028_Achievable_GWh_Before Competition Groups_Improved Controls - Process Heating
Industrial | Ind ¦ Dairy Pre-Cooler | 2028 | Technical | GWh | Before Competition Groups | 13.4213 | 0 | 0 | 5970.6942 | 0.0022479 | 30 | Industrial_2028_Technical_GWh_Before Competition Groups_30 | Dairy Pre-Cooler | 0.2248% | 0 | 13.4213 | Industrial_2028_Technical_GWh_Before Competition Groups_Dairy Pre-Cooler
Industrial | Ind ¦ Refrigeration Compressor VFD | 2028 | Technical | GWh | Before Competition Groups | 12.7258 | 0 | 0 | 5970.6942 | 0.0021314 | 31 | Industrial_2028_Technical_GWh_Before Competition Groups_31 | Refrigeration Compressor VFD | 0.2131% | 0 | 12.7258 | Industrial_2028_Technical_GWh_Before Competition Groups_Refrigeration Compressor VFD
Industrial | Ind ¦ Improved Controls - Process Heating | 2028 | Economic | GWh | Before Competition Groups | 10.3344 | 0 | 0 | 5058.422 | 0.002043 | 23 | Industrial_2028_Economic_GWh_Before Competition Groups_23 | Improved Controls - Process Heating | 0.2043% | 0 | 10.3344 | Industrial_2028_Economic_GWh_Before Competition Groups_Improved Controls - Process Heating
Industrial | Ind ¦ Chiller Optimization | 2028 | Technical | GWh | Before Competition Groups | 11.3999 | 0 | 0 | 5970.6942 | 0.0019093 | 32 | Industrial_2028_Technical_GWh_Before Competition Groups_32 | Chiller Optimization | 0.1909% | 0 | 11.3999 | Industrial_2028_Technical_GWh_Before Competition Groups_Chiller Optimization
Industrial | Ind ¦ Dairy Pre-Cooler | 2028 | Achievable | GWh | Before Competition Groups | 3.0728 | 0 | 0 | 1648.7849 | 0.0018636 | 25 | Industrial_2028_Achievable_GWh_Before Competition Groups_25 | Dairy Pre-Cooler | 0.1864% | 0 | 3.0728 | Industrial_2028_Achievable_GWh_Before Competition Groups_Dairy Pre-Cooler
Industrial | Ind ¦ Free Cooling | 2028 | Technical | GWh | Before Competition Groups | 10.4887 | 0 | 0 | 5970.6942 | 0.0017567 | 33 | Industrial_2028_Technical_GWh_Before Competition Groups_33 | Free Cooling | 0.1757% | 0 | 10.4887 | Industrial_2028_Technical_GWh_Before Competition Groups_Free Cooling
Industrial | Ind ¦ Improved Controls - Process Heating | 2028 | Technical | GWh | Before Competition Groups | 10.3344 | 0 | 0 | 5970.6942 | 0.0017308 | 34 | Industrial_2028_Technical_GWh_Before Competition Groups_34 | Improved Controls - Process Heating | 0.1731% | 0 | 10.3344 | Industrial_2028_Technical_GWh_Before Competition Groups_Improved Controls - Process Heating
Industrial | Ind ¦ Efficient Transformer | 2028 | Technical | GWh | Before Competition Groups | 10.0307 | 0 | 0 | 5970.6942 | 0.00168 | 35 | Industrial_2028_Technical_GWh_Before Competition Groups_35 | Efficient Transformer | 0.168% | 0 | 10.0307 | Industrial_2028_Technical_GWh_Before Competition Groups_Efficient Transformer
Industrial | Ind ¦ Ventilation Optimization | 2028 | Economic | GWh | Before Competition Groups | 7.8803 | 0 | 0 | 5058.422 | 0.0015579 | 24 | Industrial_2028_Economic_GWh_Before Competition Groups_24 | Ventilation Optimization | 0.1558% | 0 | 7.8803 | Industrial_2028_Economic_GWh_Before Competition Groups_Ventilation Optimization
Industrial | Ind ¦ High Efficiency Welders | 2028 | Technical | GWh | Before Competition Groups | 9.0223 | 0 | 0 | 5970.6942 | 0.0015111 | 36 | Industrial_2028_Technical_GWh_Before Competition Groups_36 | High Efficiency Welders | 0.1511% | 0 | 9.0223 | Industrial_2028_Technical_GWh_Before Competition Groups_High Efficiency Welders
Industrial | Ind ¦ Cooling Tower Optimization | 2028 | Technical | GWh | Before Competition Groups | 8.6452 | 0 | 0 | 5970.6942 | 0.0014479 | 37 | Industrial_2028_Technical_GWh_Before Competition Groups_37 | Cooling Tower Optimization | 0.1448% | 0 | 8.6452 | Industrial_2028_Technical_GWh_Before Competition Groups_Cooling Tower Optimization
Industrial | Ind ¦ Engine Block Heater Timer | 2028 | Achievable | GWh | Before Competition Groups | 2.3198 | 0 | 0 | 1648.7849 | 0.001407 | 26 | Industrial_2028_Achievable_GWh_Before Competition Groups_26 | Engine Block Heater Timer | 0.1407% | 0 | 2.3198 | Industrial_2028_Achievable_GWh_Before Competition Groups_Engine Block Heater Timer
Industrial | Ind ¦ Dairy Pre-Cooler | 2028 | Economic | GWh | Before Competition Groups | 6.7055 | 0 | 0 | 5058.422 | 0.0013256 | 25 | Industrial_2028_Economic_GWh_Before Competition Groups_25 | Dairy Pre-Cooler | 0.1326% | 0 | 6.7055 | Industrial_2028_Economic_GWh_Before Competition Groups_Dairy Pre-Cooler
Industrial | Ind ¦ Engine Block Heater Timer | 2028 | Economic | GWh | Before Competition Groups | 6.5262 | 0 | 0 | 5058.422 | 0.0012902 | 26 | Industrial_2028_Economic_GWh_Before Competition Groups_26 | Engine Block Heater Timer | 0.129% | 0 | 6.5262 | Industrial_2028_Economic_GWh_Before Competition Groups_Engine Block Heater Timer
Industrial | Ind ¦ Engine Block Heater Timer | 2028 | Technical | GWh | Before Competition Groups | 6.5262 | 0 | 0 | 5970.6942 | 0.001093 | 38 | Industrial_2028_Technical_GWh_Before Competition Groups_38 | Engine Block Heater Timer | 0.1093% | 0 | 6.5262 | Industrial_2028_Technical_GWh_Before Competition Groups_Engine Block Heater Timer
Industrial | Ind ¦ Efficient Refrigeration Compressor | 2028 | Achievable | GWh | Before Competition Groups | 1.5454 | 0 | 0 | 1648.7849 | 0.00093729 | 27 | Industrial_2028_Achievable_GWh_Before Competition Groups_27 | Efficient Refrigeration Compressor | 0.09373% | 0 | 1.5454 | Industrial_2028_Achievable_GWh_Before Competition Groups_Efficient Refrigeration Compressor
Industrial | Ind ¦ Heat Lamps/Heat Pad | 2028 | Technical | GWh | Before Competition Groups | 3.6285 | 0 | 0 | 5970.6942 | 0.00060772 | 39 | Industrial_2028_Technical_GWh_Before Competition Groups_39 | Heat Lamps/Heat Pad | 0.06077% | 0 | 3.6285 | Industrial_2028_Technical_GWh_Before Competition Groups_Heat Lamps/Heat Pad
Industrial | Ind ¦ Air Compressor Heat Recovery | 2028 | Achievable | GWh | Before Competition Groups | 0.96829 | 0 | 0 | 1648.7849 | 0.00058728 | 28 | Industrial_2028_Achievable_GWh_Before Competition Groups_28 | Air Compressor Heat Recovery | 0.05873% | 0 | 0.96829 | Industrial_2028_Achievable_GWh_Before Competition Groups_Air Compressor Heat Recovery
Industrial | Ind ¦ Air Compressor Heat Recovery | 2028 | Economic | GWh | Before Competition Groups | 2.7269 | 0 | 0 | 5058.422 | 0.00053909 | 27 | Industrial_2028_Economic_GWh_Before Competition Groups_27 | Air Compressor Heat Recovery | 0.05391% | 0 | 2.7269 | Industrial_2028_Economic_GWh_Before Competition Groups_Air Compressor Heat Recovery
Industrial | Ind ¦ Efficient Refrigeration Compressor | 2028 | Economic | GWh | Before Competition Groups | 2.7072 | 0 | 0 | 5058.422 | 0.00053519 | 28 | Industrial_2028_Economic_GWh_Before Competition Groups_28 | Efficient Refrigeration Compressor | 0.05352% | 0 | 2.7072 | Industrial_2028_Economic_GWh_Before Competition Groups_Efficient Refrigeration Compressor
Industrial | Ind ¦ Air Compressor Heat Recovery | 2028 | Technical | GWh | Before Competition Groups | 2.7269 | 0 | 0 | 5970.6942 | 0.00045672 | 40 | Industrial_2028_Technical_GWh_Before Competition Groups_40 | Air Compressor Heat Recovery | 0.04567% | 0 | 2.7269 | Industrial_2028_Technical_GWh_Before Competition Groups_Air Compressor Heat Recovery
Industrial | Ind ¦ Efficient Refrigeration Compressor | 2028 | Technical | GWh | Before Competition Groups | 2.7072 | 0 | 0 | 5970.6942 | 0.00045342 | 41 | Industrial_2028_Technical_GWh_Before Competition Groups_41 | Efficient Refrigeration Compressor | 0.04534% | 0 | 2.7072 | Industrial_2028_Technical_GWh_Before Competition Groups_Efficient Refrigeration Compressor
Industrial | Ind ¦ Creep Heat Controller | 2028 | Technical | GWh | Before Competition Groups | 2.5535 | 0 | 0 | 5970.6942 | 0.00042767 | 42 | Industrial_2028_Technical_GWh_Before Competition Groups_42 | Creep Heat Controller | 0.04277% | 0 | 2.5535 | Industrial_2028_Technical_GWh_Before Competition Groups_Creep Heat Controller
Industrial | Ind ¦ Optimize Compressed Air Dryer | 2028 | Technical | GWh | Before Competition Groups | 1.9705 | 0 | 0 | 5970.6942 | 0.00033003 | 43 | Industrial_2028_Technical_GWh_Before Competition Groups_43 | Optimize Compressed Air Dryer | 0.033% | 0 | 1.9705 | Industrial_2028_Technical_GWh_Before Competition Groups_Optimize Compressed Air Dryer
Industrial | Ind ¦ Dual and Natural Exhaust Ventilation Systems | 2028 | Technical | GWh | Before Competition Groups | 1.0607 | 0 | 0 | 5970.6942 | 0.00017766 | 44 | Industrial_2028_Technical_GWh_Before Competition Groups_44 | Dual and Natural Exhaust Ventilation Systems | 0.01777% | 0 | 1.0607 | Industrial_2028_Technical_GWh_Before Competition Groups_Dual and Natural Exhaust Ventilation Systems
Industrial | Ind ¦ Dairy Water Heater | 2028 | Achievable | GWh | Before Competition Groups | 0.21719 | 0 | 0 | 1648.7849 | 0.00013173 | 29 | Industrial_2028_Achievable_GWh_Before Competition Groups_29 | Dairy Water Heater | 0.01317% | 0 | 0.21719 | Industrial_2028_Achievable_GWh_Before Competition Groups_Dairy Water Heater
Industrial | Ind ¦ Dairy Water Heater | 2028 | Technical | GWh | Before Competition Groups | 0.64725 | 0 | 0 | 5970.6942 | 0.0001084 | 45 | Industrial_2028_Technical_GWh_Before Competition Groups_45 | Dairy Water Heater | 0.01084% | 0 | 0.64725 | Industrial_2028_Technical_GWh_Before Competition Groups_Dairy Water Heater
Industrial | Ind ¦ Dairy Water Heater | 2028 | Economic | GWh | Before Competition Groups | 0.3386 | 0 | 0 | 5058.422 | 6.6938e-05 | 29 | Industrial_2028_Economic_GWh_Before Competition Groups_29 | Dairy Water Heater | 0.006694% | 0 | 0.3386 | Industrial_2028_Economic_GWh_Before Competition Groups_Dairy Water Heater
Industrial | Ind ¦ Cooling Tower Optimization | 2028 | Achievable | GWh | Before Competition Groups | 0 | 0 | 0 | 1648.7849 | 0 | 30 | Industrial_2028_Achievable_GWh_Before Competition Groups_30 | Cooling Tower Optimization | 0% | 0 | 0 | Industrial_2028_Achievable_GWh_Before Competition Groups_Cooling Tower Optimization
Industrial | Ind ¦ Cooling Tower Optimization | 2028 | Economic | GWh | Before Competition Groups | 0 | 0 | 0 | 5058.422 | 0 | 30 | Industrial_2028_Economic_GWh_Before Competition Groups_30 | Cooling Tower Optimization | 0% | 0 | 0 | Industrial_2028_Economic_GWh_Before Competition Groups_Cooling Tower Optimization
Industrial | Ind ¦ Creep Heat Controller | 2028 | Achievable | GWh | Before Competition Groups | 0 | 0 | 0 | 1648.7849 | 0 | 31 | Industrial_2028_Achievable_GWh_Before Competition Groups_31 | Creep Heat Controller | 0% | 0 | 0 | Industrial_2028_Achievable_GWh_Before Competition Groups_Creep Heat Controller
Industrial | Ind ¦ Creep Heat Controller | 2028 | Economic | GWh | Before Competition Groups | 0 | 0 | 0 | 5058.422 | 0 | 31 | Industrial_2028_Economic_GWh_Before Competition Groups_31 | Creep Heat Controller | 0% | 0 | 0 | Industrial_2028_Economic_GWh_Before Competition Groups_Creep Heat Controller
Industrial | Ind ¦ Dual and Natural Exhaust Ventilation Systems | 2028 | Achievable | GWh | Before Competition Groups | 0 | 0 | 0 | 1648.7849 | 0 | 32 | Industrial_2028_Achievable_GWh_Before Competition Groups_32 | Dual and Natural Exhaust Ventilation Systems | 0% | 0 | 0 | Industrial_2028_Achievable_GWh_Before Competition Groups_Dual and Natural Exhaust Ventilation Systems
Industrial | Ind ¦ Dual and Natural Exhaust Ventilation Systems | 2028 | Economic | GWh | Before Competition Groups | 0 | 0 | 0 | 5058.422 | 0 | 32 | Industrial_2028_Economic_GWh_Before Competition Groups_32 | Dual and Natural Exhaust Ventilation Systems | 0% | 0 | 0 | Industrial_2028_Economic_GWh_Before Competition Groups_Dual and Natural Exhaust Ventilation Systems
Industrial | Ind ¦ Efficient Transformer | 2028 | Achievable | GWh | Before Competition Groups | 0 | 0 | 0 | 1648.7849 | 0 | 33 | Industrial_2028_Achievable_GWh_Before Competition Groups_33 | Efficient Transformer | 0% | 0 | 0 | Industrial_2028_Achievable_GWh_Before Competition Groups_Efficient Transformer
Industrial | Ind ¦ Efficient Transformer | 2028 | Economic | GWh | Before Competition Groups | 0 | 0 | 0 | 5058.422 | 0 | 33 | Industrial_2028_Economic_GWh_Before Competition Groups_33 | Efficient Transformer | 0% | 0 | 0 | Industrial_2028_Economic_GWh_Before Competition Groups_Efficient Transformer
Industrial | Ind ¦ Free Cooling | 2028 | Achievable | GWh | Before Competition Groups | 0 | 0 | 0 | 1648.7849 | 0 | 34 | Industrial_2028_Achievable_GWh_Before Competition Groups_34 | Free Cooling | 0% | 0 | 0 | Industrial_2028_Achievable_GWh_Before Competition Groups_Free Cooling
Industrial | Ind ¦ Free Cooling | 2028 | Economic | GWh | Before Competition Groups | 0 | 0 | 0 | 5058.422 | 0 | 34 | Industrial_2028_Economic_GWh_Before Competition Groups_34 | Free Cooling | 0% | 0 | 0 | Industrial_2028_Economic_GWh_Before Competition Groups_Free Cooling
Industrial | Ind ¦ Heat Lamps/Heat Pad | 2028 | Achievable | GWh | Before Competition Groups | 0 | 0 | 0 | 1648.7849 | 0 | 35 | Industrial_2028_Achievable_GWh_Before Competition Groups_35 | Heat Lamps/Heat Pad | 0% | 0 | 0 | Industrial_2028_Achievable_GWh_Before Competition Groups_Heat Lamps/Heat Pad
Industrial | Ind ¦ Heat Lamps/Heat Pad | 2028 | Economic | GWh | Before Competition Groups | 0 | 0 | 0 | 5058.422 | 0 | 35 | Industrial_2028_Economic_GWh_Before Competition Groups_35 | Heat Lamps/Heat Pad | 0% | 0 | 0 | Industrial_2028_Economic_GWh_Before Competition Groups_Heat Lamps/Heat Pad
Industrial | Ind ¦ High Efficiency Welders | 2028 | Achievable | GWh | Before Competition Groups | 0 | 0 | 0 | 1648.7849 | 0 | 36 | Industrial_2028_Achievable_GWh_Before Competition Groups_36 | High Efficiency Welders | 0% | 0 | 0 | Industrial_2028_Achievable_GWh_Before Competition Groups_High Efficiency Welders
Industrial | Ind ¦ High Efficiency Welders | 2028 | Economic | GWh | Before Competition Groups | 0 | 0 | 0 | 5058.422 | 0 | 36 | Industrial_2028_Economic_GWh_Before Competition Groups_36 | High Efficiency Welders | 0% | 0 | 0 | Industrial_2028_Economic_GWh_Before Competition Groups_High Efficiency Welders
Industrial | Ind ¦ HVLS Fans | 2028 | Achievable | GWh | Before Competition Groups | 0 | 0 | 0 | 1648.7849 | 0 | 37 | Industrial_2028_Achievable_GWh_Before Competition Groups_37 | HVLS Fans | 0% | 0 | 0 | Industrial_2028_Achievable_GWh_Before Competition Groups_HVLS Fans
Industrial | Ind ¦ HVLS Fans | 2028 | Economic | GWh | Before Competition Groups | 0 | 0 | 0 | 5058.422 | 0 | 37 | Industrial_2028_Economic_GWh_Before Competition Groups_37 | HVLS Fans | 0% | 0 | 0 | Industrial_2028_Economic_GWh_Before Competition Groups_HVLS Fans
Industrial | Ind ¦ Low Energy Livestock Waterers | 2028 | Achievable | GWh | Before Competition Groups | 0 | 0 | 0 | 1648.7849 | 0 | 38 | Industrial_2028_Achievable_GWh_Before Competition Groups_38 | Low Energy Livestock Waterers | 0% | 0 | 0 | Industrial_2028_Achievable_GWh_Before Competition Groups_Low Energy Livestock Waterers
Industrial | Ind ¦ Low Energy Livestock Waterers | 2028 | Economic | GWh | Before Competition Groups | 0 | 0 | 0 | 5058.422 | 0 | 38 | Industrial_2028_Economic_GWh_Before Competition Groups_38 | Low Energy Livestock Waterers | 0% | 0 | 0 | Industrial_2028_Economic_GWh_Before Competition Groups_Low Energy Livestock Waterers
Industrial | Ind ¦ Optimize Compressed Air Dryer | 2028 | Achievable | GWh | Before Competition Groups | 0 | 0 | 0 | 1648.7849 | 0 | 39 | Industrial_2028_Achievable_GWh_Before Competition Groups_39 | Optimize Compressed Air Dryer | 0% | 0 | 0 | Industrial_2028_Achievable_GWh_Before Competition Groups_Optimize Compressed Air Dryer
Industrial | Ind ¦ Optimize Compressed Air Dryer | 2028 | Economic | GWh | Before Competition Groups | 0 | 0 | 0 | 5058.422 | 0 | 39 | Industrial_2028_Economic_GWh_Before Competition Groups_39 | Optimize Compressed Air Dryer | 0% | 0 | 0 | Industrial_2028_Economic_GWh_Before Competition Groups_Optimize Compressed Air Dryer
Industrial | Ind ¦ Premium Efficient Motors | 2028 | Achievable | GWh | Before Competition Groups | 0 | 0 | 0 | 1648.7849 | 0 | 40 | Industrial_2028_Achievable_GWh_Before Competition Groups_40 | Premium Efficient Motors | 0% | 0 | 0 | Industrial_2028_Achievable_GWh_Before Competition Groups_Premium Efficient Motors
Industrial | Ind ¦ Premium Efficient Motors | 2028 | Economic | GWh | Before Competition Groups | 0 | 0 | 0 | 5058.422 | 0 | 40 | Industrial_2028_Economic_GWh_Before Competition Groups_40 | Premium Efficient Motors | 0% | 0 | 0 | Industrial_2028_Economic_GWh_Before Competition Groups_Premium Efficient Motors
Industrial | Ind ¦ Synchronous Belts | 2028 | Achievable | GWh | Before Competition Groups | 0 | 0 | 0 | 1648.7849 | 0 | 41 | Industrial_2028_Achievable_GWh_Before Competition Groups_41 | Synchronous Belts | 0% | 0 | 0 | Industrial_2028_Achievable_GWh_Before Competition Groups_Synchronous Belts
Industrial | Ind ¦ Synchronous Belts | 2028 | Economic | GWh | Before Competition Groups | 0 | 0 | 0 | 5058.422 | 0 | 41 | Industrial_2028_Economic_GWh_Before Competition Groups_41 | Synchronous Belts | 0% | 0 | 0 | Industrial_2028_Economic_GWh_Before Competition Groups_Synchronous Belts
Industrial | Ind ¦ Pump System Optimization | 2029 | Economic | GWh | Before Competition Groups | 923.2877 | 0 | 0 | 5634.3292 | 0.16387 | 1 | Industrial_2029_Economic_GWh_Before Competition Groups_1 | Pump System Optimization | 16.39% | 0 | 923.2877 | Industrial_2029_Economic_GWh_Before Competition Groups_Pump System Optimization
Industrial | Ind ¦ Pump System Optimization | 2029 | Achievable | GWh | Before Competition Groups | 334.9716 | 0 | 0 | 2058.5857 | 0.16272 | 1 | Industrial_2029_Achievable_GWh_Before Competition Groups_1 | Pump System Optimization | 16.27% | 0 | 334.9716 | Industrial_2029_Achievable_GWh_Before Competition Groups_Pump System Optimization
Industrial | Ind ¦ Pump System Optimization | 2029 | Technical | GWh | Before Competition Groups | 942.2753 | 0 | 0 | 6177.9697 | 0.15252 | 1 | Industrial_2029_Technical_GWh_Before Competition Groups_1 | Pump System Optimization | 15.25% | 0 | 942.2753 | Industrial_2029_Technical_GWh_Before Competition Groups_Pump System Optimization
Industrial | Ind ¦ Air Leak Survey and Repair | 2029 | Achievable | GWh | Before Competition Groups | 250.8157 | 0 | 0 | 2058.5857 | 0.12184 | 2 | Industrial_2029_Achievable_GWh_Before Competition Groups_2 | Air Leak Survey and Repair | 12.18% | 0 | 250.8157 | Industrial_2029_Achievable_GWh_Before Competition Groups_Air Leak Survey and Repair
Industrial | Ind ¦ HE Lighting | 2029 | Economic | GWh | Before Competition Groups | 597.6142 | 0 | 0 | 5634.3292 | 0.10607 | 2 | Industrial_2029_Economic_GWh_Before Competition Groups_2 | HE Lighting | 10.61% | 0 | 597.6142 | Industrial_2029_Economic_GWh_Before Competition Groups_HE Lighting
Industrial | Ind ¦ HE Lighting | 2029 | Technical | GWh | Before Competition Groups | 647.3533 | 0 | 0 | 6177.9697 | 0.10478 | 2 | Industrial_2029_Technical_GWh_Before Competition Groups_2 | HE Lighting | 10.48% | 0 | 647.3533 | Industrial_2029_Technical_GWh_Before Competition Groups_HE Lighting
Industrial | Ind ¦ Air Compressor Optimization | 2029 | Achievable | GWh | Before Competition Groups | 214.4402 | 0 | 0 | 2058.5857 | 0.10417 | 3 | Industrial_2029_Achievable_GWh_Before Competition Groups_3 | Air Compressor Optimization | 10.42% | 0 | 214.4402 | Industrial_2029_Achievable_GWh_Before Competition Groups_Air Compressor Optimization
Industrial | Ind ¦ Air Leak Survey and Repair | 2029 | Economic | GWh | Before Competition Groups | 585.1357 | 0 | 0 | 5634.3292 | 0.10385 | 3 | Industrial_2029_Economic_GWh_Before Competition Groups_3 | Air Leak Survey and Repair | 10.39% | 0 | 585.1357 | Industrial_2029_Economic_GWh_Before Competition Groups_Air Leak Survey and Repair
Industrial | Ind ¦ Recommissioning | 2029 | Achievable | GWh | Before Competition Groups | 195.5217 | 0 | 0 | 2058.5857 | 0.094979 | 4 | Industrial_2029_Achievable_GWh_Before Competition Groups_4 | Recommissioning | 9.498% | 0 | 195.5217 | Industrial_2029_Achievable_GWh_Before Competition Groups_Recommissioning
Industrial | Ind ¦ SEM | 2029 | Achievable | GWh | Before Competition Groups | 195.5217 | 0 | 0 | 2058.5857 | 0.094979 | 5 | Industrial_2029_Achievable_GWh_Before Competition Groups_5 | SEM | 9.498% | 0 | 195.5217 | Industrial_2029_Achievable_GWh_Before Competition Groups_SEM
Industrial | Ind ¦ Air Leak Survey and Repair | 2029 | Technical | GWh | Before Competition Groups | 585.1357 | 0 | 0 | 6177.9697 | 0.094713 | 3 | Industrial_2029_Technical_GWh_Before Competition Groups_3 | Air Leak Survey and Repair | 9.471% | 0 | 585.1357 | Industrial_2029_Technical_GWh_Before Competition Groups_Air Leak Survey and Repair
Industrial | Ind ¦ Greenhouse Grow Lights | 2029 | Achievable | GWh | Before Competition Groups | 180.3194 | 0 | 0 | 2058.5857 | 0.087594 | 6 | Industrial_2029_Achievable_GWh_Before Competition Groups_6 | Greenhouse Grow Lights | 8.759% | 0 | 180.3194 | Industrial_2029_Achievable_GWh_Before Competition Groups_Greenhouse Grow Lights
Industrial | Ind ¦ Pump Equipment Upgrade | 2029 | Achievable | GWh | Before Competition Groups | 167.8414 | 0 | 0 | 2058.5857 | 0.081532 | 7 | Industrial_2029_Achievable_GWh_Before Competition Groups_7 | Pump Equipment Upgrade | 8.153% | 0 | 167.8414 | Industrial_2029_Achievable_GWh_Before Competition Groups_Pump Equipment Upgrade
Industrial | Ind ¦ Recommissioning | 2029 | Economic | GWh | Before Competition Groups | 451.0228 | 0 | 0 | 5634.3292 | 0.080049 | 4 | Industrial_2029_Economic_GWh_Before Competition Groups_4 | Recommissioning | 8.005% | 0 | 451.0228 | Industrial_2029_Economic_GWh_Before Competition Groups_Recommissioning
Industrial | Ind ¦ SEM | 2029 | Economic | GWh | Before Competition Groups | 451.0228 | 0 | 0 | 5634.3292 | 0.080049 | 5 | Industrial_2029_Economic_GWh_Before Competition Groups_5 | SEM | 8.005% | 0 | 451.0228 | Industrial_2029_Economic_GWh_Before Competition Groups_SEM
Industrial | Ind ¦ Greenhouse Grow Lights | 2029 | Economic | GWh | Before Competition Groups | 446.8 | 0 | 0 | 5634.3292 | 0.0793 | 6 | Industrial_2029_Economic_GWh_Before Competition Groups_6 | Greenhouse Grow Lights | 7.93% | 0 | 446.8 | Industrial_2029_Economic_GWh_Before Competition Groups_Greenhouse Grow Lights
Industrial | Ind ¦ Air Compressor Optimization | 2029 | Economic | GWh | Before Competition Groups | 436.7923 | 0 | 0 | 5634.3292 | 0.077523 | 7 | Industrial_2029_Economic_GWh_Before Competition Groups_7 | Air Compressor Optimization | 7.752% | 0 | 436.7923 | Industrial_2029_Economic_GWh_Before Competition Groups_Air Compressor Optimization
Industrial | Ind ¦ Pump Equipment Upgrade | 2029 | Economic | GWh | Before Competition Groups | 436.1229 | 0 | 0 | 5634.3292 | 0.077405 | 8 | Industrial_2029_Economic_GWh_Before Competition Groups_8 | Pump Equipment Upgrade | 7.74% | 0 | 436.1229 | Industrial_2029_Economic_GWh_Before Competition Groups_Pump Equipment Upgrade
Industrial | Ind ¦ Recommissioning | 2029 | Technical | GWh | Before Competition Groups | 451.0228 | 0 | 0 | 6177.9697 | 0.073005 | 4 | Industrial_2029_Technical_GWh_Before Competition Groups_4 | Recommissioning | 7.301% | 0 | 451.0228 | Industrial_2029_Technical_GWh_Before Competition Groups_Recommissioning
Industrial | Ind ¦ SEM | 2029 | Technical | GWh | Before Competition Groups | 451.0228 | 0 | 0 | 6177.9697 | 0.073005 | 5 | Industrial_2029_Technical_GWh_Before Competition Groups_5 | SEM | 7.301% | 0 | 451.0228 | Industrial_2029_Technical_GWh_Before Competition Groups_SEM
Industrial | Ind ¦ Greenhouse Grow Lights | 2029 | Technical | GWh | Before Competition Groups | 446.8 | 0 | 0 | 6177.9697 | 0.072321 | 6 | Industrial_2029_Technical_GWh_Before Competition Groups_6 | Greenhouse Grow Lights | 7.232% | 0 | 446.8 | Industrial_2029_Technical_GWh_Before Competition Groups_Greenhouse Grow Lights
Industrial | Ind ¦ Air Compressor Optimization | 2029 | Technical | GWh | Before Competition Groups | 436.7923 | 0 | 0 | 6177.9697 | 0.070702 | 7 | Industrial_2029_Technical_GWh_Before Competition Groups_7 | Air Compressor Optimization | 7.07% | 0 | 436.7923 | Industrial_2029_Technical_GWh_Before Competition Groups_Air Compressor Optimization
Industrial | Ind ¦ Pump Equipment Upgrade | 2029 | Technical | GWh | Before Competition Groups | 436.1229 | 0 | 0 | 6177.9697 | 0.070593 | 8 | Industrial_2029_Technical_GWh_Before Competition Groups_8 | Pump Equipment Upgrade | 7.059% | 0 | 436.1229 | Industrial_2029_Technical_GWh_Before Competition Groups_Pump Equipment Upgrade
Industrial | Ind ¦ Efficient Compressed Air Nozzles | 2029 | Economic | GWh | Before Competition Groups | 379.5295 | 0 | 0 | 5634.3292 | 0.06736 | 9 | Industrial_2029_Economic_GWh_Before Competition Groups_9 | Efficient Compressed Air Nozzles | 6.736% | 0 | 379.5295 | Industrial_2029_Economic_GWh_Before Competition Groups_Efficient Compressed Air Nozzles
Industrial | Ind ¦ High Efficiency HVAC Fans | 2029 | Achievable | GWh | Before Competition Groups | 132.5491 | 0 | 0 | 2058.5857 | 0.064388 | 8 | Industrial_2029_Achievable_GWh_Before Competition Groups_8 | High Efficiency HVAC Fans | 6.439% | 0 | 132.5491 | Industrial_2029_Achievable_GWh_Before Competition Groups_High Efficiency HVAC Fans
Industrial | Ind ¦ Efficient Compressed Air Nozzles | 2029 | Achievable | GWh | Before Competition Groups | 126.8529 | 0 | 0 | 2058.5857 | 0.061621 | 9 | Industrial_2029_Achievable_GWh_Before Competition Groups_9 | Efficient Compressed Air Nozzles | 6.162% | 0 | 126.8529 | Industrial_2029_Achievable_GWh_Before Competition Groups_Efficient Compressed Air Nozzles
Industrial | Ind ¦ Efficient Compressed Air Nozzles | 2029 | Technical | GWh | Before Competition Groups | 379.5295 | 0 | 0 | 6177.9697 | 0.061433 | 9 | Industrial_2029_Technical_GWh_Before Competition Groups_9 | Efficient Compressed Air Nozzles | 6.143% | 0 | 379.5295 | Industrial_2029_Technical_GWh_Before Competition Groups_Efficient Compressed Air Nozzles
Industrial | Ind ¦ High Efficiency HVAC Fans | 2029 | Economic | GWh | Before Competition Groups | 300.0216 | 0 | 0 | 5634.3292 | 0.053249 | 10 | Industrial_2029_Economic_GWh_Before Competition Groups_10 | High Efficiency HVAC Fans | 5.325% | 0 | 300.0216 | Industrial_2029_Economic_GWh_Before Competition Groups_High Efficiency HVAC Fans
Industrial | Ind ¦ High Efficiency HVAC Fans | 2029 | Technical | GWh | Before Competition Groups | 300.0216 | 0 | 0 | 6177.9697 | 0.048563 | 10 | Industrial_2029_Technical_GWh_Before Competition Groups_10 | High Efficiency HVAC Fans | 4.856% | 0 | 300.0216 | Industrial_2029_Technical_GWh_Before Competition Groups_High Efficiency HVAC Fans
Industrial | Ind ¦ HE Lighting | 2029 | Achievable | GWh | Before Competition Groups | 60.9777 | 0 | 0 | 2058.5857 | 0.029621 | 10 | Industrial_2029_Achievable_GWh_Before Competition Groups_10 | HE Lighting | 2.962% | 0 | 60.9777 | Industrial_2029_Achievable_GWh_Before Competition Groups_HE Lighting
Industrial | Ind ¦ Process Optimization (Elec) | 2029 | Economic | GWh | Before Competition Groups | 166.3967 | 0 | 0 | 5634.3292 | 0.029533 | 11 | Industrial_2029_Economic_GWh_Before Competition Groups_11 | Process Optimization (Elec) | 2.953% | 0 | 166.3967 | Industrial_2029_Economic_GWh_Before Competition Groups_Process Optimization (Elec)
Industrial | Ind ¦ Process Optimization (Elec) | 2029 | Technical | GWh | Before Competition Groups | 166.3967 | 0 | 0 | 6177.9697 | 0.026934 | 11 | Industrial_2029_Technical_GWh_Before Competition Groups_11 | Process Optimization (Elec) | 2.693% | 0 | 166.3967 | Industrial_2029_Technical_GWh_Before Competition Groups_Process Optimization (Elec)
Industrial | Ind ¦ Premium Efficient Motors | 2029 | Technical | GWh | Before Competition Groups | 149.452 | 0 | 0 | 6177.9697 | 0.024191 | 12 | Industrial_2029_Technical_GWh_Before Competition Groups_12 | Premium Efficient Motors | 2.419% | 0 | 149.452 | Industrial_2029_Technical_GWh_Before Competition Groups_Premium Efficient Motors
Industrial | Ind ¦ Fan System Optimization | 2029 | Achievable | GWh | Before Competition Groups | 30.4877 | 0 | 0 | 2058.5857 | 0.01481 | 11 | Industrial_2029_Achievable_GWh_Before Competition Groups_11 | Fan System Optimization | 1.481% | 0 | 30.4877 | Industrial_2029_Achievable_GWh_Before Competition Groups_Fan System Optimization
Industrial | Ind ¦ Material Handling Improvements | 2029 | Achievable | GWh | Before Competition Groups | 28.5094 | 0 | 0 | 2058.5857 | 0.013849 | 12 | Industrial_2029_Achievable_GWh_Before Competition Groups_12 | Material Handling Improvements | 1.385% | 0 | 28.5094 | Industrial_2029_Achievable_GWh_Before Competition Groups_Material Handling Improvements
Industrial | Ind ¦ Pulp and Paper Process Improvements | 2029 | Achievable | GWh | Before Competition Groups | 25.082 | 0 | 0 | 2058.5857 | 0.012184 | 13 | Industrial_2029_Achievable_GWh_Before Competition Groups_13 | Pulp and Paper Process Improvements | 1.218% | 0 | 25.082 | Industrial_2029_Achievable_GWh_Before Competition Groups_Pulp and Paper Process Improvements
Industrial | Ind ¦ HE HVAC Controls | 2029 | Technical | GWh | Before Competition Groups | 74.7785 | 0 | 0 | 6177.9697 | 0.012104 | 13 | Industrial_2029_Technical_GWh_Before Competition Groups_13 | HE HVAC Controls | 1.21% | 0 | 74.7785 | Industrial_2029_Technical_GWh_Before Competition Groups_HE HVAC Controls
Industrial | Ind ¦ Fan System Optimization | 2029 | Economic | GWh | Before Competition Groups | 63.6023 | 0 | 0 | 5634.3292 | 0.011288 | 12 | Industrial_2029_Economic_GWh_Before Competition Groups_12 | Fan System Optimization | 1.129% | 0 | 63.6023 | Industrial_2029_Economic_GWh_Before Competition Groups_Fan System Optimization
Industrial | Ind ¦ Pulp and Paper Process Improvements | 2029 | Economic | GWh | Before Competition Groups | 62.1073 | 0 | 0 | 5634.3292 | 0.011023 | 13 | Industrial_2029_Economic_GWh_Before Competition Groups_13 | Pulp and Paper Process Improvements | 1.102% | 0 | 62.1073 | Industrial_2029_Economic_GWh_Before Competition Groups_Pulp and Paper Process Improvements
Industrial | Ind ¦ Fan System Optimization | 2029 | Technical | GWh | Before Competition Groups | 63.6023 | 0 | 0 | 6177.9697 | 0.010295 | 14 | Industrial_2029_Technical_GWh_Before Competition Groups_14 | Fan System Optimization | 1.03% | 0 | 63.6023 | Industrial_2029_Technical_GWh_Before Competition Groups_Fan System Optimization
Industrial | Ind ¦ Material Handling Improvements | 2029 | Economic | GWh | Before Competition Groups | 57.617 | 0 | 0 | 5634.3292 | 0.010226 | 14 | Industrial_2029_Economic_GWh_Before Competition Groups_14 | Material Handling Improvements | 1.023% | 0 | 57.617 | Industrial_2029_Economic_GWh_Before Competition Groups_Material Handling Improvements
Industrial | Ind ¦ Pulp and Paper Process Improvements | 2029 | Technical | GWh | Before Competition Groups | 62.1073 | 0 | 0 | 6177.9697 | 0.010053 | 15 | Industrial_2029_Technical_GWh_Before Competition Groups_15 | Pulp and Paper Process Improvements | 1.005% | 0 | 62.1073 | Industrial_2029_Technical_GWh_Before Competition Groups_Pulp and Paper Process Improvements
Industrial | Ind ¦ HE HVAC Units | 2029 | Technical | GWh | Before Competition Groups | 60.5765 | 0 | 0 | 6177.9697 | 0.0098052 | 16 | Industrial_2029_Technical_GWh_Before Competition Groups_16 | HE HVAC Units | 0.9805% | 0 | 60.5765 | Industrial_2029_Technical_GWh_Before Competition Groups_HE HVAC Units
Industrial | Ind ¦ Efficient Irrigation | 2029 | Economic | GWh | Before Competition Groups | 53.9576 | 0 | 0 | 5634.3292 | 0.0095766 | 15 | Industrial_2029_Economic_GWh_Before Competition Groups_15 | Efficient Irrigation | 0.9577% | 0 | 53.9576 | Industrial_2029_Economic_GWh_Before Competition Groups_Efficient Irrigation
Industrial | Ind ¦ Material Handling Improvements | 2029 | Technical | GWh | Before Competition Groups | 57.617 | 0 | 0 | 6177.9697 | 0.0093262 | 17 | Industrial_2029_Technical_GWh_Before Competition Groups_17 | Material Handling Improvements | 0.9326% | 0 | 57.617 | Industrial_2029_Technical_GWh_Before Competition Groups_Material Handling Improvements
Industrial | Ind ¦ Efficient Irrigation | 2029 | Technical | GWh | Before Competition Groups | 53.9576 | 0 | 0 | 6177.9697 | 0.0087339 | 18 | Industrial_2029_Technical_GWh_Before Competition Groups_18 | Efficient Irrigation | 0.8734% | 0 | 53.9576 | Industrial_2029_Technical_GWh_Before Competition Groups_Efficient Irrigation
Industrial | Ind ¦ Refiner Plate Improvements | 2029 | Economic | GWh | Before Competition Groups | 43.6834 | 0 | 0 | 5634.3292 | 0.0077531 | 16 | Industrial_2029_Economic_GWh_Before Competition Groups_16 | Refiner Plate Improvements | 0.7753% | 0 | 43.6834 | Industrial_2029_Economic_GWh_Before Competition Groups_Refiner Plate Improvements
Industrial | Ind ¦ Refiner Plate Improvements | 2029 | Technical | GWh | Before Competition Groups | 43.6834 | 0 | 0 | 6177.9697 | 0.0070708 | 19 | Industrial_2029_Technical_GWh_Before Competition Groups_19 | Refiner Plate Improvements | 0.7071% | 0 | 43.6834 | Industrial_2029_Technical_GWh_Before Competition Groups_Refiner Plate Improvements
Industrial | Ind ¦ Refiner Plate Improvements | 2029 | Achievable | GWh | Before Competition Groups | 14.3195 | 0 | 0 | 2058.5857 | 0.006956 | 14 | Industrial_2029_Achievable_GWh_Before Competition Groups_14 | Refiner Plate Improvements | 0.6956% | 0 | 14.3195 | Industrial_2029_Achievable_GWh_Before Competition Groups_Refiner Plate Improvements
Industrial | Ind ¦ Process Heat Recovery | 2029 | Achievable | GWh | Before Competition Groups | 14.1707 | 0 | 0 | 2058.5857 | 0.0068837 | 15 | Industrial_2029_Achievable_GWh_Before Competition Groups_15 | Process Heat Recovery | 0.6884% | 0 | 14.1707 | Industrial_2029_Achievable_GWh_Before Competition Groups_Process Heat Recovery
Industrial | Ind ¦ VAV Conversion Project | 2029 | Achievable | GWh | Before Competition Groups | 14.0931 | 0 | 0 | 2058.5857 | 0.006846 | 16 | Industrial_2029_Achievable_GWh_Before Competition Groups_16 | VAV Conversion Project | 0.6846% | 0 | 14.0931 | Industrial_2029_Achievable_GWh_Before Competition Groups_VAV Conversion Project
Industrial | Ind ¦ Cold Storage Retrofit | 2029 | Technical | GWh | Before Competition Groups | 40.6257 | 0 | 0 | 6177.9697 | 0.0065759 | 20 | Industrial_2029_Technical_GWh_Before Competition Groups_20 | Cold Storage Retrofit | 0.6576% | 0 | 40.6257 | Industrial_2029_Technical_GWh_Before Competition Groups_Cold Storage Retrofit
Industrial | Ind ¦ Process Heat Recovery | 2029 | Economic | GWh | Before Competition Groups | 33.5982 | 0 | 0 | 5634.3292 | 0.0059631 | 17 | Industrial_2029_Economic_GWh_Before Competition Groups_17 | Process Heat Recovery | 0.5963% | 0 | 33.5982 | Industrial_2029_Economic_GWh_Before Competition Groups_Process Heat Recovery
Industrial | Ind ¦ Process Optimization (Elec) | 2029 | Achievable | GWh | Before Competition Groups | 12.2606 | 0 | 0 | 2058.5857 | 0.0059558 | 17 | Industrial_2029_Achievable_GWh_Before Competition Groups_17 | Process Optimization (Elec) | 0.5956% | 0 | 12.2606 | Industrial_2029_Achievable_GWh_Before Competition Groups_Process Optimization (Elec)
Industrial | Ind ¦ VAV Conversion Project | 2029 | Economic | GWh | Before Competition Groups | 31.8858 | 0 | 0 | 5634.3292 | 0.0056592 | 18 | Industrial_2029_Economic_GWh_Before Competition Groups_18 | VAV Conversion Project | 0.5659% | 0 | 31.8858 | Industrial_2029_Economic_GWh_Before Competition Groups_VAV Conversion Project
Industrial | Ind ¦ Process Heat Recovery | 2029 | Technical | GWh | Before Competition Groups | 33.5982 | 0 | 0 | 6177.9697 | 0.0054384 | 21 | Industrial_2029_Technical_GWh_Before Competition Groups_21 | Process Heat Recovery | 0.5438% | 0 | 33.5982 | Industrial_2029_Technical_GWh_Before Competition Groups_Process Heat Recovery
Industrial | Ind ¦ VAV Conversion Project | 2029 | Technical | GWh | Before Competition Groups | 31.8858 | 0 | 0 | 6177.9697 | 0.0051612 | 22 | Industrial_2029_Technical_GWh_Before Competition Groups_22 | VAV Conversion Project | 0.5161% | 0 | 31.8858 | Industrial_2029_Technical_GWh_Before Competition Groups_VAV Conversion Project
Industrial | Ind ¦ Improved Controls - Process Cooling | 2029 | Achievable | GWh | Before Competition Groups | 10.4153 | 0 | 0 | 2058.5857 | 0.0050594 | 18 | Industrial_2029_Achievable_GWh_Before Competition Groups_18 | Improved Controls - Process Cooling | 0.5059% | 0 | 10.4153 | Industrial_2029_Achievable_GWh_Before Competition Groups_Improved Controls - Process Cooling
Industrial | Ind ¦ Ventilation Optimization | 2029 | Technical | GWh | Before Competition Groups | 28.439 | 0 | 0 | 6177.9697 | 0.0046033 | 23 | Industrial_2029_Technical_GWh_Before Competition Groups_23 | Ventilation Optimization | 0.4603% | 0 | 28.439 | Industrial_2029_Technical_GWh_Before Competition Groups_Ventilation Optimization
Industrial | Ind ¦ Improved Controls - Process Cooling | 2029 | Economic | GWh | Before Competition Groups | 23.9667 | 0 | 0 | 5634.3292 | 0.0042537 | 19 | Industrial_2029_Economic_GWh_Before Competition Groups_19 | Improved Controls - Process Cooling | 0.4254% | 0 | 23.9667 | Industrial_2029_Economic_GWh_Before Competition Groups_Improved Controls - Process Cooling
Industrial | Ind ¦ High Efficiency Battery Charger | 2029 | Achievable | GWh | Before Competition Groups | 8.597 | 0 | 0 | 2058.5857 | 0.0041762 | 19 | Industrial_2029_Achievable_GWh_Before Competition Groups_19 | High Efficiency Battery Charger | 0.4176% | 0 | 8.597 | Industrial_2029_Achievable_GWh_Before Competition Groups_High Efficiency Battery Charger
Industrial | Ind ¦ Efficient Irrigation | 2029 | Achievable | GWh | Before Competition Groups | 8.2415 | 0 | 0 | 2058.5857 | 0.0040035 | 20 | Industrial_2029_Achievable_GWh_Before Competition Groups_20 | Efficient Irrigation | 0.4003% | 0 | 8.2415 | Industrial_2029_Achievable_GWh_Before Competition Groups_Efficient Irrigation
Industrial | Ind ¦ Improved Controls - Process Cooling | 2029 | Technical | GWh | Before Competition Groups | 23.9667 | 0 | 0 | 6177.9697 | 0.0038794 | 24 | Industrial_2029_Technical_GWh_Before Competition Groups_24 | Improved Controls - Process Cooling | 0.3879% | 0 | 23.9667 | Industrial_2029_Technical_GWh_Before Competition Groups_Improved Controls - Process Cooling
Industrial | Ind ¦ HVLS Fans | 2029 | Technical | GWh | Before Competition Groups | 23.4392 | 0 | 0 | 6177.9697 | 0.003794 | 25 | Industrial_2029_Technical_GWh_Before Competition Groups_25 | HVLS Fans | 0.3794% | 0 | 23.4392 | Industrial_2029_Technical_GWh_Before Competition Groups_HVLS Fans
Industrial | Ind ¦ High Efficiency Battery Charger | 2029 | Economic | GWh | Before Competition Groups | 20.7025 | 0 | 0 | 5634.3292 | 0.0036744 | 20 | Industrial_2029_Economic_GWh_Before Competition Groups_20 | High Efficiency Battery Charger | 0.3674% | 0 | 20.7025 | Industrial_2029_Economic_GWh_Before Competition Groups_High Efficiency Battery Charger
Industrial | Ind ¦ Process Improvements | 2029 | Achievable | GWh | Before Competition Groups | 7.1618 | 0 | 0 | 2058.5857 | 0.003479 | 21 | Industrial_2029_Achievable_GWh_Before Competition Groups_21 | Process Improvements | 0.3479% | 0 | 7.1618 | Industrial_2029_Achievable_GWh_Before Competition Groups_Process Improvements
Industrial | Ind ¦ Synchronous Belts | 2029 | Technical | GWh | Before Competition Groups | 20.8034 | 0 | 0 | 6177.9697 | 0.0033674 | 26 | Industrial_2029_Technical_GWh_Before Competition Groups_26 | Synchronous Belts | 0.3367% | 0 | 20.8034 | Industrial_2029_Technical_GWh_Before Competition Groups_Synchronous Belts
Industrial | Ind ¦ High Efficiency Battery Charger | 2029 | Technical | GWh | Before Competition Groups | 20.7025 | 0 | 0 | 6177.9697 | 0.003351 | 27 | Industrial_2029_Technical_GWh_Before Competition Groups_27 | High Efficiency Battery Charger | 0.3351% | 0 | 20.7025 | Industrial_2029_Technical_GWh_Before Competition Groups_High Efficiency Battery Charger
Industrial | Ind ¦ Low Energy Livestock Waterers | 2029 | Technical | GWh | Before Competition Groups | 18.7838 | 0 | 0 | 6177.9697 | 0.0030405 | 28 | Industrial_2029_Technical_GWh_Before Competition Groups_28 | Low Energy Livestock Waterers | 0.304% | 0 | 18.7838 | Industrial_2029_Technical_GWh_Before Competition Groups_Low Energy Livestock Waterers
Industrial | Ind ¦ Process Improvements | 2029 | Economic | GWh | Before Competition Groups | 16.5108 | 0 | 0 | 5634.3292 | 0.0029304 | 21 | Industrial_2029_Economic_GWh_Before Competition Groups_21 | Process Improvements | 0.293% | 0 | 16.5108 | Industrial_2029_Economic_GWh_Before Competition Groups_Process Improvements
Industrial | Ind ¦ Refrigeration Compressor VFD | 2029 | Achievable | GWh | Before Competition Groups | 5.6419 | 0 | 0 | 2058.5857 | 0.0027406 | 22 | Industrial_2029_Achievable_GWh_Before Competition Groups_22 | Refrigeration Compressor VFD | 0.2741% | 0 | 5.6419 | Industrial_2029_Achievable_GWh_Before Competition Groups_Refrigeration Compressor VFD
Industrial | Ind ¦ Process Improvements | 2029 | Technical | GWh | Before Competition Groups | 16.5108 | 0 | 0 | 6177.9697 | 0.0026725 | 29 | Industrial_2029_Technical_GWh_Before Competition Groups_29 | Process Improvements | 0.2673% | 0 | 16.5108 | Industrial_2029_Technical_GWh_Before Competition Groups_Process Improvements
Industrial | Ind ¦ Ventilation Optimization | 2029 | Achievable | GWh | Before Competition Groups | 5.214 | 0 | 0 | 2058.5857 | 0.0025328 | 23 | Industrial_2029_Achievable_GWh_Before Competition Groups_23 | Ventilation Optimization | 0.2533% | 0 | 5.214 | Industrial_2029_Achievable_GWh_Before Competition Groups_Ventilation Optimization
Industrial | Ind ¦ Refrigeration Compressor VFD | 2029 | Economic | GWh | Before Competition Groups | 13.3342 | 0 | 0 | 5634.3292 | 0.0023666 | 22 | Industrial_2029_Economic_GWh_Before Competition Groups_22 | Refrigeration Compressor VFD | 0.2367% | 0 | 13.3342 | Industrial_2029_Economic_GWh_Before Competition Groups_Refrigeration Compressor VFD
Industrial | Ind ¦ Dairy Pre-Cooler | 2029 | Technical | GWh | Before Competition Groups | 14.5001 | 0 | 0 | 6177.9697 | 0.0023471 | 30 | Industrial_2029_Technical_GWh_Before Competition Groups_30 | Dairy Pre-Cooler | 0.2347% | 0 | 14.5001 | Industrial_2029_Technical_GWh_Before Competition Groups_Dairy Pre-Cooler
Industrial | Ind ¦ Improved Controls - Process Heating | 2029 | Achievable | GWh | Before Competition Groups | 4.5364 | 0 | 0 | 2058.5857 | 0.0022037 | 24 | Industrial_2029_Achievable_GWh_Before Competition Groups_24 | Improved Controls - Process Heating | 0.2204% | 0 | 4.5364 | Industrial_2029_Achievable_GWh_Before Competition Groups_Improved Controls - Process Heating
Industrial | Ind ¦ Refrigeration Compressor VFD | 2029 | Technical | GWh | Before Competition Groups | 13.3342 | 0 | 0 | 6177.9697 | 0.0021583 | 31 | Industrial_2029_Technical_GWh_Before Competition Groups_31 | Refrigeration Compressor VFD | 0.2158% | 0 | 13.3342 | Industrial_2029_Technical_GWh_Before Competition Groups_Refrigeration Compressor VFD
Industrial | Ind ¦ Dairy Pre-Cooler | 2029 | Achievable | GWh | Before Competition Groups | 3.9469 | 0 | 0 | 2058.5857 | 0.0019173 | 25 | Industrial_2029_Achievable_GWh_Before Competition Groups_25 | Dairy Pre-Cooler | 0.1917% | 0 | 3.9469 | Industrial_2029_Achievable_GWh_Before Competition Groups_Dairy Pre-Cooler
Industrial | Ind ¦ Chiller Optimization | 2029 | Technical | GWh | Before Competition Groups | 11.3998 | 0 | 0 | 6177.9697 | 0.0018452 | 32 | Industrial_2029_Technical_GWh_Before Competition Groups_32 | Chiller Optimization | 0.1845% | 0 | 11.3998 | Industrial_2029_Technical_GWh_Before Competition Groups_Chiller Optimization
Industrial | Ind ¦ Improved Controls - Process Heating | 2029 | Economic | GWh | Before Competition Groups | 10.3333 | 0 | 0 | 5634.3292 | 0.001834 | 23 | Industrial_2029_Economic_GWh_Before Competition Groups_23 | Improved Controls - Process Heating | 0.1834% | 0 | 10.3333 | Industrial_2029_Economic_GWh_Before Competition Groups_Improved Controls - Process Heating
Industrial | Ind ¦ Free Cooling | 2029 | Technical | GWh | Before Competition Groups | 10.4887 | 0 | 0 | 6177.9697 | 0.0016978 | 33 | Industrial_2029_Technical_GWh_Before Competition Groups_33 | Free Cooling | 0.1698% | 0 | 10.4887 | Industrial_2029_Technical_GWh_Before Competition Groups_Free Cooling
Industrial | Ind ¦ Efficient Transformer | 2029 | Technical | GWh | Before Competition Groups | 10.3513 | 0 | 0 | 6177.9697 | 0.0016755 | 34 | Industrial_2029_Technical_GWh_Before Competition Groups_34 | Efficient Transformer | 0.1676% | 0 | 10.3513 | Industrial_2029_Technical_GWh_Before Competition Groups_Efficient Transformer
Industrial | Ind ¦ Improved Controls - Process Heating | 2029 | Technical | GWh | Before Competition Groups | 10.3333 | 0 | 0 | 6177.9697 | 0.0016726 | 35 | Industrial_2029_Technical_GWh_Before Competition Groups_35 | Improved Controls - Process Heating | 0.1673% | 0 | 10.3333 | Industrial_2029_Technical_GWh_Before Competition Groups_Improved Controls - Process Heating
Industrial | Ind ¦ Ventilation Optimization | 2029 | Economic | GWh | Before Competition Groups | 8.9363 | 0 | 0 | 5634.3292 | 0.001586 | 24 | Industrial_2029_Economic_GWh_Before Competition Groups_24 | Ventilation Optimization | 0.1586% | 0 | 8.9363 | Industrial_2029_Economic_GWh_Before Competition Groups_Ventilation Optimization
Industrial | Ind ¦ High Efficiency Welders | 2029 | Technical | GWh | Before Competition Groups | 9.4506 | 0 | 0 | 6177.9697 | 0.0015297 | 36 | Industrial_2029_Technical_GWh_Before Competition Groups_36 | High Efficiency Welders | 0.153% | 0 | 9.4506 | Industrial_2029_Technical_GWh_Before Competition Groups_High Efficiency Welders
Industrial | Ind ¦ Cooling Tower Optimization | 2029 | Technical | GWh | Before Competition Groups | 8.6449 | 0 | 0 | 6177.9697 | 0.0013993 | 37 | Industrial_2029_Technical_GWh_Before Competition Groups_37 | Cooling Tower Optimization | 0.1399% | 0 | 8.6449 | Industrial_2029_Technical_GWh_Before Competition Groups_Cooling Tower Optimization
Industrial | Ind ¦ Dairy Pre-Cooler | 2029 | Economic | GWh | Before Competition Groups | 7.7843 | 0 | 0 | 5634.3292 | 0.0013816 | 25 | Industrial_2029_Economic_GWh_Before Competition Groups_25 | Dairy Pre-Cooler | 0.1382% | 0 | 7.7843 | Industrial_2029_Economic_GWh_Before Competition Groups_Dairy Pre-Cooler
Industrial | Ind ¦ Engine Block Heater Timer | 2029 | Achievable | GWh | Before Competition Groups | 2.7978 | 0 | 0 | 2058.5857 | 0.0013591 | 26 | Industrial_2029_Achievable_GWh_Before Competition Groups_26 | Engine Block Heater Timer | 0.1359% | 0 | 2.7978 | Industrial_2029_Achievable_GWh_Before Competition Groups_Engine Block Heater Timer
Industrial | Ind ¦ Engine Block Heater Timer | 2029 | Economic | GWh | Before Competition Groups | 6.5049 | 0 | 0 | 5634.3292 | 0.0011545 | 26 | Industrial_2029_Economic_GWh_Before Competition Groups_26 | Engine Block Heater Timer | 0.1155% | 0 | 6.5049 | Industrial_2029_Economic_GWh_Before Competition Groups_Engine Block Heater Timer
Industrial | Ind ¦ Engine Block Heater Timer | 2029 | Technical | GWh | Before Competition Groups | 6.5049 | 0 | 0 | 6177.9697 | 0.0010529 | 38 | Industrial_2029_Technical_GWh_Before Competition Groups_38 | Engine Block Heater Timer | 0.1053% | 0 | 6.5049 | Industrial_2029_Technical_GWh_Before Competition Groups_Engine Block Heater Timer
Industrial | Ind ¦ Efficient Refrigeration Compressor | 2029 | Achievable | GWh | Before Competition Groups | 1.8582 | 0 | 0 | 2058.5857 | 0.00090265 | 27 | Industrial_2029_Achievable_GWh_Before Competition Groups_27 | Efficient Refrigeration Compressor | 0.09026% | 0 | 1.8582 | Industrial_2029_Achievable_GWh_Before Competition Groups_Efficient Refrigeration Compressor
Industrial | Ind ¦ Heat Lamps/Heat Pad | 2029 | Technical | GWh | Before Competition Groups | 3.9214 | 0 | 0 | 6177.9697 | 0.00063474 | 39 | Industrial_2029_Technical_GWh_Before Competition Groups_39 | Heat Lamps/Heat Pad | 0.06347% | 0 | 3.9214 | Industrial_2029_Technical_GWh_Before Competition Groups_Heat Lamps/Heat Pad
Industrial | Ind ¦ Air Compressor Heat Recovery | 2029 | Achievable | GWh | Before Competition Groups | 1.1725 | 0 | 0 | 2058.5857 | 0.00056959 | 28 | Industrial_2029_Achievable_GWh_Before Competition Groups_28 | Air Compressor Heat Recovery | 0.05696% | 0 | 1.1725 | Industrial_2029_Achievable_GWh_Before Competition Groups_Air Compressor Heat Recovery
Industrial | Ind ¦ Efficient Refrigeration Compressor | 2029 | Economic | GWh | Before Competition Groups | 2.9338 | 0 | 0 | 5634.3292 | 0.00052069 | 27 | Industrial_2029_Economic_GWh_Before Competition Groups_27 | Efficient Refrigeration Compressor | 0.05207% | 0 | 2.9338 | Industrial_2029_Economic_GWh_Before Competition Groups_Efficient Refrigeration Compressor
Industrial | Ind ¦ Air Compressor Heat Recovery | 2029 | Economic | GWh | Before Competition Groups | 2.7268 | 0 | 0 | 5634.3292 | 0.00048396 | 28 | Industrial_2029_Economic_GWh_Before Competition Groups_28 | Air Compressor Heat Recovery | 0.0484% | 0 | 2.7268 | Industrial_2029_Economic_GWh_Before Competition Groups_Air Compressor Heat Recovery
Industrial | Ind ¦ Efficient Refrigeration Compressor | 2029 | Technical | GWh | Before Competition Groups | 2.9338 | 0 | 0 | 6177.9697 | 0.00047487 | 40 | Industrial_2029_Technical_GWh_Before Competition Groups_40 | Efficient Refrigeration Compressor | 0.04749% | 0 | 2.9338 | Industrial_2029_Technical_GWh_Before Competition Groups_Efficient Refrigeration Compressor
Industrial | Ind ¦ Air Compressor Heat Recovery | 2029 | Technical | GWh | Before Competition Groups | 2.7268 | 0 | 0 | 6177.9697 | 0.00044137 | 41 | Industrial_2029_Technical_GWh_Before Competition Groups_41 | Air Compressor Heat Recovery | 0.04414% | 0 | 2.7268 | Industrial_2029_Technical_GWh_Before Competition Groups_Air Compressor Heat Recovery
Industrial | Ind ¦ Creep Heat Controller | 2029 | Technical | GWh | Before Competition Groups | 2.5535 | 0 | 0 | 6177.9697 | 0.00041332 | 42 | Industrial_2029_Technical_GWh_Before Competition Groups_42 | Creep Heat Controller | 0.04133% | 0 | 2.5535 | Industrial_2029_Technical_GWh_Before Competition Groups_Creep Heat Controller
Industrial | Ind ¦ Optimize Compressed Air Dryer | 2029 | Technical | GWh | Before Competition Groups | 1.9705 | 0 | 0 | 6177.9697 | 0.00031895 | 43 | Industrial_2029_Technical_GWh_Before Competition Groups_43 | Optimize Compressed Air Dryer | 0.03189% | 0 | 1.9705 | Industrial_2029_Technical_GWh_Before Competition Groups_Optimize Compressed Air Dryer
Industrial | Ind ¦ Dual and Natural Exhaust Ventilation Systems | 2029 | Technical | GWh | Before Competition Groups | 1.1467 | 0 | 0 | 6177.9697 | 0.00018562 | 44 | Industrial_2029_Technical_GWh_Before Competition Groups_44 | Dual and Natural Exhaust Ventilation Systems | 0.01856% | 0 | 1.1467 | Industrial_2029_Technical_GWh_Before Competition Groups_Dual and Natural Exhaust Ventilation Systems
Industrial | Ind ¦ Dairy Water Heater | 2029 | Achievable | GWh | Before Competition Groups | 0.26821 | 0 | 0 | 2058.5857 | 0.00013029 | 29 | Industrial_2029_Achievable_GWh_Before Competition Groups_29 | Dairy Water Heater | 0.01303% | 0 | 0.26821 | Industrial_2029_Achievable_GWh_Before Competition Groups_Dairy Water Heater
Industrial | Ind ¦ Dairy Water Heater | 2029 | Technical | GWh | Before Competition Groups | 0.70687 | 0 | 0 | 6177.9697 | 0.00011442 | 45 | Industrial_2029_Technical_GWh_Before Competition Groups_45 | Dairy Water Heater | 0.01144% | 0 | 0.70687 | Industrial_2029_Technical_GWh_Before Competition Groups_Dairy Water Heater
Industrial | Ind ¦ Dairy Water Heater | 2029 | Economic | GWh | Before Competition Groups | 0.39823 | 0 | 0 | 5634.3292 | 7.0679e-05 | 29 | Industrial_2029_Economic_GWh_Before Competition Groups_29 | Dairy Water Heater | 0.007068% | 0 | 0.39823 | Industrial_2029_Economic_GWh_Before Competition Groups_Dairy Water Heater
Industrial | Ind ¦ Cooling Tower Optimization | 2029 | Achievable | GWh | Before Competition Groups | 0 | 0 | 0 | 2058.5857 | 0 | 30 | Industrial_2029_Achievable_GWh_Before Competition Groups_30 | Cooling Tower Optimization | 0% | 0 | 0 | Industrial_2029_Achievable_GWh_Before Competition Groups_Cooling Tower Optimization
Industrial | Ind ¦ Cooling Tower Optimization | 2029 | Economic | GWh | Before Competition Groups | 0 | 0 | 0 | 5634.3292 | 0 | 30 | Industrial_2029_Economic_GWh_Before Competition Groups_30 | Cooling Tower Optimization | 0% | 0 | 0 | Industrial_2029_Economic_GWh_Before Competition Groups_Cooling Tower Optimization
Industrial | Ind ¦ Creep Heat Controller | 2029 | Achievable | GWh | Before Competition Groups | 0 | 0 | 0 | 2058.5857 | 0 | 31 | Industrial_2029_Achievable_GWh_Before Competition Groups_31 | Creep Heat Controller | 0% | 0 | 0 | Industrial_2029_Achievable_GWh_Before Competition Groups_Creep Heat Controller
Industrial | Ind ¦ Creep Heat Controller | 2029 | Economic | GWh | Before Competition Groups | 0 | 0 | 0 | 5634.3292 | 0 | 31 | Industrial_2029_Economic_GWh_Before Competition Groups_31 | Creep Heat Controller | 0% | 0 | 0 | Industrial_2029_Economic_GWh_Before Competition Groups_Creep Heat Controller
Industrial | Ind ¦ Dual and Natural Exhaust Ventilation Systems | 2029 | Achievable | GWh | Before Competition Groups | 0 | 0 | 0 | 2058.5857 | 0 | 32 | Industrial_2029_Achievable_GWh_Before Competition Groups_32 | Dual and Natural Exhaust Ventilation Systems | 0% | 0 | 0 | Industrial_2029_Achievable_GWh_Before Competition Groups_Dual and Natural Exhaust Ventilation Systems
Industrial | Ind ¦ Dual and Natural Exhaust Ventilation Systems | 2029 | Economic | GWh | Before Competition Groups | 0 | 0 | 0 | 5634.3292 | 0 | 32 | Industrial_2029_Economic_GWh_Before Competition Groups_32 | Dual and Natural Exhaust Ventilation Systems | 0% | 0 | 0 | Industrial_2029_Economic_GWh_Before Competition Groups_Dual and Natural Exhaust Ventilation Systems
Industrial | Ind ¦ Efficient Transformer | 2029 | Achievable | GWh | Before Competition Groups | 0 | 0 | 0 | 2058.5857 | 0 | 33 | Industrial_2029_Achievable_GWh_Before Competition Groups_33 | Efficient Transformer | 0% | 0 | 0 | Industrial_2029_Achievable_GWh_Before Competition Groups_Efficient Transformer
Industrial | Ind ¦ Efficient Transformer | 2029 | Economic | GWh | Before Competition Groups | 0 | 0 | 0 | 5634.3292 | 0 | 33 | Industrial_2029_Economic_GWh_Before Competition Groups_33 | Efficient Transformer | 0% | 0 | 0 | Industrial_2029_Economic_GWh_Before Competition Groups_Efficient Transformer
Industrial | Ind ¦ Free Cooling | 2029 | Achievable | GWh | Before Competition Groups | 0 | 0 | 0 | 2058.5857 | 0 | 34 | Industrial_2029_Achievable_GWh_Before Competition Groups_34 | Free Cooling | 0% | 0 | 0 | Industrial_2029_Achievable_GWh_Before Competition Groups_Free Cooling
Industrial | Ind ¦ Free Cooling | 2029 | Economic | GWh | Before Competition Groups | 0 | 0 | 0 | 5634.3292 | 0 | 34 | Industrial_2029_Economic_GWh_Before Competition Groups_34 | Free Cooling | 0% | 0 | 0 | Industrial_2029_Economic_GWh_Before Competition Groups_Free Cooling
Industrial | Ind ¦ Heat Lamps/Heat Pad | 2029 | Achievable | GWh | Before Competition Groups | 0 | 0 | 0 | 2058.5857 | 0 | 35 | Industrial_2029_Achievable_GWh_Before Competition Groups_35 | Heat Lamps/Heat Pad | 0% | 0 | 0 | Industrial_2029_Achievable_GWh_Before Competition Groups_Heat Lamps/Heat Pad
Industrial | Ind ¦ Heat Lamps/Heat Pad | 2029 | Economic | GWh | Before Competition Groups | 0 | 0 | 0 | 5634.3292 | 0 | 35 | Industrial_2029_Economic_GWh_Before Competition Groups_35 | Heat Lamps/Heat Pad | 0% | 0 | 0 | Industrial_2029_Economic_GWh_Before Competition Groups_Heat Lamps/Heat Pad
Industrial | Ind ¦ High Efficiency Welders | 2029 | Achievable | GWh | Before Competition Groups | 0 | 0 | 0 | 2058.5857 | 0 | 36 | Industrial_2029_Achievable_GWh_Before Competition Groups_36 | High Efficiency Welders | 0% | 0 | 0 | Industrial_2029_Achievable_GWh_Before Competition Groups_High Efficiency Welders
Industrial | Ind ¦ High Efficiency Welders | 2029 | Economic | GWh | Before Competition Groups | 0 | 0 | 0 | 5634.3292 | 0 | 36 | Industrial_2029_Economic_GWh_Before Competition Groups_36 | High Efficiency Welders | 0% | 0 | 0 | Industrial_2029_Economic_GWh_Before Competition Groups_High Efficiency Welders
Industrial | Ind ¦ HVLS Fans | 2029 | Achievable | GWh | Before Competition Groups | 0 | 0 | 0 | 2058.5857 | 0 | 37 | Industrial_2029_Achievable_GWh_Before Competition Groups_37 | HVLS Fans | 0% | 0 | 0 | Industrial_2029_Achievable_GWh_Before Competition Groups_HVLS Fans
Industrial | Ind ¦ HVLS Fans | 2029 | Economic | GWh | Before Competition Groups | 0 | 0 | 0 | 5634.3292 | 0 | 37 | Industrial_2029_Economic_GWh_Before Competition Groups_37 | HVLS Fans | 0% | 0 | 0 | Industrial_2029_Economic_GWh_Before Competition Groups_HVLS Fans
Industrial | Ind ¦ Low Energy Livestock Waterers | 2029 | Achievable | GWh | Before Competition Groups | 0 | 0 | 0 | 2058.5857 | 0 | 38 | Industrial_2029_Achievable_GWh_Before Competition Groups_38 | Low Energy Livestock Waterers | 0% | 0 | 0 | Industrial_2029_Achievable_GWh_Before Competition Groups_Low Energy Livestock Waterers
Industrial | Ind ¦ Low Energy Livestock Waterers | 2029 | Economic | GWh | Before Competition Groups | 0 | 0 | 0 | 5634.3292 | 0 | 38 | Industrial_2029_Economic_GWh_Before Competition Groups_38 | Low Energy Livestock Waterers | 0% | 0 | 0 | Industrial_2029_Economic_GWh_Before Competition Groups_Low Energy Livestock Waterers
Industrial | Ind ¦ Optimize Compressed Air Dryer | 2029 | Achievable | GWh | Before Competition Groups | 0 | 0 | 0 | 2058.5857 | 0 | 39 | Industrial_2029_Achievable_GWh_Before Competition Groups_39 | Optimize Compressed Air Dryer | 0% | 0 | 0 | Industrial_2029_Achievable_GWh_Before Competition Groups_Optimize Compressed Air Dryer
Industrial | Ind ¦ Optimize Compressed Air Dryer | 2029 | Economic | GWh | Before Competition Groups | 0 | 0 | 0 | 5634.3292 | 0 | 39 | Industrial_2029_Economic_GWh_Before Competition Groups_39 | Optimize Compressed Air Dryer | 0% | 0 | 0 | Industrial_2029_Economic_GWh_Before Competition Groups_Optimize Compressed Air Dryer
Industrial | Ind ¦ Premium Efficient Motors | 2029 | Achievable | GWh | Before Competition Groups | 0 | 0 | 0 | 2058.5857 | 0 | 40 | Industrial_2029_Achievable_GWh_Before Competition Groups_40 | Premium Efficient Motors | 0% | 0 | 0 | Industrial_2029_Achievable_GWh_Before Competition Groups_Premium Efficient Motors
Industrial | Ind ¦ Premium Efficient Motors | 2029 | Economic | GWh | Before Competition Groups | 0 | 0 | 0 | 5634.3292 | 0 | 40 | Industrial_2029_Economic_GWh_Before Competition Groups_40 | Premium Efficient Motors | 0% | 0 | 0 | Industrial_2029_Economic_GWh_Before Competition Groups_Premium Efficient Motors
Industrial | Ind ¦ Synchronous Belts | 2029 | Achievable | GWh | Before Competition Groups | 0 | 0 | 0 | 2058.5857 | 0 | 41 | Industrial_2029_Achievable_GWh_Before Competition Groups_41 | Synchronous Belts | 0% | 0 | 0 | Industrial_2029_Achievable_GWh_Before Competition Groups_Synchronous Belts
Industrial | Ind ¦ Synchronous Belts | 2029 | Economic | GWh | Before Competition Groups | 0 | 0 | 0 | 5634.3292 | 0 | 41 | Industrial_2029_Economic_GWh_Before Competition Groups_41 | Synchronous Belts | 0% | 0 | 0 | Industrial_2029_Economic_GWh_Before Competition Groups_Synchronous Belts
Industrial | Ind ¦ Pump System Optimization | 2030 | Economic | GWh | Before Competition Groups | 969.8583 | 0 | 0 | 5841.4613 | 0.16603 | 1 | Industrial_2030_Economic_GWh_Before Competition Groups_1 | Pump System Optimization | 16.6% | 0 | 969.8583 | Industrial_2030_Economic_GWh_Before Competition Groups_Pump System Optimization
Industrial | Ind ¦ Pump System Optimization | 2030 | Achievable | GWh | Before Competition Groups | 406.3161 | 0 | 0 | 2488.3714 | 0.16329 | 1 | Industrial_2030_Achievable_GWh_Before Competition Groups_1 | Pump System Optimization | 16.33% | 0 | 406.3161 | Industrial_2030_Achievable_GWh_Before Competition Groups_Pump System Optimization
Industrial | Ind ¦ Pump System Optimization | 2030 | Technical | GWh | Before Competition Groups | 989.6692 | 0 | 0 | 6383.4053 | 0.15504 | 1 | Industrial_2030_Technical_GWh_Before Competition Groups_1 | Pump System Optimization | 15.5% | 0 | 989.6692 | Industrial_2030_Technical_GWh_Before Competition Groups_Pump System Optimization
Industrial | Ind ¦ Air Leak Survey and Repair | 2030 | Achievable | GWh | Before Competition Groups | 294.3954 | 0 | 0 | 2488.3714 | 0.11831 | 2 | Industrial_2030_Achievable_GWh_Before Competition Groups_2 | Air Leak Survey and Repair | 11.83% | 0 | 294.3954 | Industrial_2030_Achievable_GWh_Before Competition Groups_Air Leak Survey and Repair
Industrial | Ind ¦ HE Lighting | 2030 | Economic | GWh | Before Competition Groups | 624.3079 | 0 | 0 | 5841.4613 | 0.10688 | 2 | Industrial_2030_Economic_GWh_Before Competition Groups_2 | HE Lighting | 10.69% | 0 | 624.3079 | Industrial_2030_Economic_GWh_Before Competition Groups_HE Lighting
Industrial | Ind ¦ HE Lighting | 2030 | Technical | GWh | Before Competition Groups | 674.0471 | 0 | 0 | 6383.4053 | 0.10559 | 2 | Industrial_2030_Technical_GWh_Before Competition Groups_2 | HE Lighting | 10.56% | 0 | 674.0471 | Industrial_2030_Technical_GWh_Before Competition Groups_HE Lighting
Industrial | Ind ¦ Air Compressor Optimization | 2030 | Achievable | GWh | Before Competition Groups | 251.1586 | 0 | 0 | 2488.3714 | 0.10093 | 3 | Industrial_2030_Achievable_GWh_Before Competition Groups_3 | Air Compressor Optimization | 10.09% | 0 | 251.1586 | Industrial_2030_Achievable_GWh_Before Competition Groups_Air Compressor Optimization
Industrial | Ind ¦ Air Leak Survey and Repair | 2030 | Economic | GWh | Before Competition Groups | 584.9631 | 0 | 0 | 5841.4613 | 0.10014 | 3 | Industrial_2030_Economic_GWh_Before Competition Groups_3 | Air Leak Survey and Repair | 10.01% | 0 | 584.9631 | Industrial_2030_Economic_GWh_Before Competition Groups_Air Leak Survey and Repair
Industrial | Ind ¦ Recommissioning | 2030 | Achievable | GWh | Before Competition Groups | 229.0567 | 0 | 0 | 2488.3714 | 0.092051 | 4 | Industrial_2030_Achievable_GWh_Before Competition Groups_4 | Recommissioning | 9.205% | 0 | 229.0567 | Industrial_2030_Achievable_GWh_Before Competition Groups_Recommissioning
Industrial | Ind ¦ SEM | 2030 | Achievable | GWh | Before Competition Groups | 229.0567 | 0 | 0 | 2488.3714 | 0.092051 | 5 | Industrial_2030_Achievable_GWh_Before Competition Groups_5 | SEM | 9.205% | 0 | 229.0567 | Industrial_2030_Achievable_GWh_Before Competition Groups_SEM
Industrial | Ind ¦ Air Leak Survey and Repair | 2030 | Technical | GWh | Before Competition Groups | 584.9631 | 0 | 0 | 6383.4053 | 0.091638 | 3 | Industrial_2030_Technical_GWh_Before Competition Groups_3 | Air Leak Survey and Repair | 9.164% | 0 | 584.9631 | Industrial_2030_Technical_GWh_Before Competition Groups_Air Leak Survey and Repair
Industrial | Ind ¦ Greenhouse Grow Lights | 2030 | Achievable | GWh | Before Competition Groups | 227.0051 | 0 | 0 | 2488.3714 | 0.091226 | 6 | Industrial_2030_Achievable_GWh_Before Competition Groups_6 | Greenhouse Grow Lights | 9.123% | 0 | 227.0051 | Industrial_2030_Achievable_GWh_Before Competition Groups_Greenhouse Grow Lights
Industrial | Ind ¦ Greenhouse Grow Lights | 2030 | Economic | GWh | Before Competition Groups | 483.4292 | 0 | 0 | 5841.4613 | 0.082758 | 4 | Industrial_2030_Economic_GWh_Before Competition Groups_4 | Greenhouse Grow Lights | 8.276% | 0 | 483.4292 | Industrial_2030_Economic_GWh_Before Competition Groups_Greenhouse Grow Lights
Industrial | Ind ¦ Pump Equipment Upgrade | 2030 | Achievable | GWh | Before Competition Groups | 205.6815 | 0 | 0 | 2488.3714 | 0.082657 | 7 | Industrial_2030_Achievable_GWh_Before Competition Groups_7 | Pump Equipment Upgrade | 8.266% | 0 | 205.6815 | Industrial_2030_Achievable_GWh_Before Competition Groups_Pump Equipment Upgrade
Industrial | Ind ¦ Pump Equipment Upgrade | 2030 | Economic | GWh | Before Competition Groups | 460.2459 | 0 | 0 | 5841.4613 | 0.07879 | 5 | Industrial_2030_Economic_GWh_Before Competition Groups_5 | Pump Equipment Upgrade | 7.879% | 0 | 460.2459 | Industrial_2030_Economic_GWh_Before Competition Groups_Pump Equipment Upgrade
Industrial | Ind ¦ Air Compressor Optimization | 2030 | Economic | GWh | Before Competition Groups | 455.9178 | 0 | 0 | 5841.4613 | 0.078049 | 6 | Industrial_2030_Economic_GWh_Before Competition Groups_6 | Air Compressor Optimization | 7.805% | 0 | 455.9178 | Industrial_2030_Economic_GWh_Before Competition Groups_Air Compressor Optimization
Industrial | Ind ¦ Recommissioning | 2030 | Economic | GWh | Before Competition Groups | 450.3675 | 0 | 0 | 5841.4613 | 0.077098 | 7 | Industrial_2030_Economic_GWh_Before Competition Groups_7 | Recommissioning | 7.71% | 0 | 450.3675 | Industrial_2030_Economic_GWh_Before Competition Groups_Recommissioning
Industrial | Ind ¦ SEM | 2030 | Economic | GWh | Before Competition Groups | 450.3675 | 0 | 0 | 5841.4613 | 0.077098 | 8 | Industrial_2030_Economic_GWh_Before Competition Groups_8 | SEM | 7.71% | 0 | 450.3675 | Industrial_2030_Economic_GWh_Before Competition Groups_SEM
Industrial | Ind ¦ Greenhouse Grow Lights | 2030 | Technical | GWh | Before Competition Groups | 483.4292 | 0 | 0 | 6383.4053 | 0.075732 | 4 | Industrial_2030_Technical_GWh_Before Competition Groups_4 | Greenhouse Grow Lights | 7.573% | 0 | 483.4292 | Industrial_2030_Technical_GWh_Before Competition Groups_Greenhouse Grow Lights
Industrial | Ind ¦ Pump Equipment Upgrade | 2030 | Technical | GWh | Before Competition Groups | 460.2459 | 0 | 0 | 6383.4053 | 0.0721 | 5 | Industrial_2030_Technical_GWh_Before Competition Groups_5 | Pump Equipment Upgrade | 7.21% | 0 | 460.2459 | Industrial_2030_Technical_GWh_Before Competition Groups_Pump Equipment Upgrade
Industrial | Ind ¦ Air Compressor Optimization | 2030 | Technical | GWh | Before Competition Groups | 455.9178 | 0 | 0 | 6383.4053 | 0.071422 | 6 | Industrial_2030_Technical_GWh_Before Competition Groups_6 | Air Compressor Optimization | 7.142% | 0 | 455.9178 | Industrial_2030_Technical_GWh_Before Competition Groups_Air Compressor Optimization
Industrial | Ind ¦ Recommissioning | 2030 | Technical | GWh | Before Competition Groups | 450.3675 | 0 | 0 | 6383.4053 | 0.070553 | 7 | Industrial_2030_Technical_GWh_Before Competition Groups_7 | Recommissioning | 7.055% | 0 | 450.3675 | Industrial_2030_Technical_GWh_Before Competition Groups_Recommissioning
Industrial | Ind ¦ SEM | 2030 | Technical | GWh | Before Competition Groups | 450.3675 | 0 | 0 | 6383.4053 | 0.070553 | 8 | Industrial_2030_Technical_GWh_Before Competition Groups_8 | SEM | 7.055% | 0 | 450.3675 | Industrial_2030_Technical_GWh_Before Competition Groups_SEM
Industrial | Ind ¦ Efficient Compressed Air Nozzles | 2030 | Economic | GWh | Before Competition Groups | 395.6598 | 0 | 0 | 5841.4613 | 0.067733 | 9 | Industrial_2030_Economic_GWh_Before Competition Groups_9 | Efficient Compressed Air Nozzles | 6.773% | 0 | 395.6598 | Industrial_2030_Economic_GWh_Before Competition Groups_Efficient Compressed Air Nozzles
Industrial | Ind ¦ High Efficiency HVAC Fans | 2030 | Achievable | GWh | Before Competition Groups | 157.9353 | 0 | 0 | 2488.3714 | 0.063469 | 8 | Industrial_2030_Achievable_GWh_Before Competition Groups_8 | High Efficiency HVAC Fans | 6.347% | 0 | 157.9353 | Industrial_2030_Achievable_GWh_Before Competition Groups_High Efficiency HVAC Fans
Industrial | Ind ¦ Efficient Compressed Air Nozzles | 2030 | Achievable | GWh | Before Competition Groups | 154.7423 | 0 | 0 | 2488.3714 | 0.062186 | 9 | Industrial_2030_Achievable_GWh_Before Competition Groups_9 | Efficient Compressed Air Nozzles | 6.219% | 0 | 154.7423 | Industrial_2030_Achievable_GWh_Before Competition Groups_Efficient Compressed Air Nozzles
Industrial | Ind ¦ Efficient Compressed Air Nozzles | 2030 | Technical | GWh | Before Competition Groups | 395.6598 | 0 | 0 | 6383.4053 | 0.061983 | 9 | Industrial_2030_Technical_GWh_Before Competition Groups_9 | Efficient Compressed Air Nozzles | 6.198% | 0 | 395.6598 | Industrial_2030_Technical_GWh_Before Competition Groups_Efficient Compressed Air Nozzles
Industrial | Ind ¦ High Efficiency HVAC Fans | 2030 | Economic | GWh | Before Competition Groups | 315.9388 | 0 | 0 | 5841.4613 | 0.054086 | 10 | Industrial_2030_Economic_GWh_Before Competition Groups_10 | High Efficiency HVAC Fans | 5.409% | 0 | 315.9388 | Industrial_2030_Economic_GWh_Before Competition Groups_High Efficiency HVAC Fans
Industrial | Ind ¦ High Efficiency HVAC Fans | 2030 | Technical | GWh | Before Competition Groups | 315.9388 | 0 | 0 | 6383.4053 | 0.049494 | 10 | Industrial_2030_Technical_GWh_Before Competition Groups_10 | High Efficiency HVAC Fans | 4.949% | 0 | 315.9388 | Industrial_2030_Technical_GWh_Before Competition Groups_High Efficiency HVAC Fans
Industrial | Ind ¦ HE Lighting | 2030 | Achievable | GWh | Before Competition Groups | 96.4557 | 0 | 0 | 2488.3714 | 0.038763 | 10 | Industrial_2030_Achievable_GWh_Before Competition Groups_10 | HE Lighting | 3.876% | 0 | 96.4557 | Industrial_2030_Achievable_GWh_Before Competition Groups_HE Lighting
Industrial | Ind ¦ Process Optimization (Elec) | 2030 | Economic | GWh | Before Competition Groups | 166.1198 | 0 | 0 | 5841.4613 | 0.028438 | 11 | Industrial_2030_Economic_GWh_Before Competition Groups_11 | Process Optimization (Elec) | 2.844% | 0 | 166.1198 | Industrial_2030_Economic_GWh_Before Competition Groups_Process Optimization (Elec)
Industrial | Ind ¦ Process Optimization (Elec) | 2030 | Technical | GWh | Before Competition Groups | 166.1198 | 0 | 0 | 6383.4053 | 0.026024 | 11 | Industrial_2030_Technical_GWh_Before Competition Groups_11 | Process Optimization (Elec) | 2.602% | 0 | 166.1198 | Industrial_2030_Technical_GWh_Before Competition Groups_Process Optimization (Elec)
Industrial | Ind ¦ Premium Efficient Motors | 2030 | Technical | GWh | Before Competition Groups | 151.6789 | 0 | 0 | 6383.4053 | 0.023761 | 12 | Industrial_2030_Technical_GWh_Before Competition Groups_12 | Premium Efficient Motors | 2.376% | 0 | 151.6789 | Industrial_2030_Technical_GWh_Before Competition Groups_Premium Efficient Motors
Industrial | Ind ¦ Fan System Optimization | 2030 | Achievable | GWh | Before Competition Groups | 35.6894 | 0 | 0 | 2488.3714 | 0.014342 | 11 | Industrial_2030_Achievable_GWh_Before Competition Groups_11 | Fan System Optimization | 1.434% | 0 | 35.6894 | Industrial_2030_Achievable_GWh_Before Competition Groups_Fan System Optimization
Industrial | Ind ¦ Material Handling Improvements | 2030 | Achievable | GWh | Before Competition Groups | 32.7312 | 0 | 0 | 2488.3714 | 0.013154 | 12 | Industrial_2030_Achievable_GWh_Before Competition Groups_12 | Material Handling Improvements | 1.315% | 0 | 32.7312 | Industrial_2030_Achievable_GWh_Before Competition Groups_Material Handling Improvements
Industrial | Ind ¦ Pulp and Paper Process Improvements | 2030 | Achievable | GWh | Before Competition Groups | 29.5137 | 0 | 0 | 2488.3714 | 0.011861 | 13 | Industrial_2030_Achievable_GWh_Before Competition Groups_13 | Pulp and Paper Process Improvements | 1.186% | 0 | 29.5137 | Industrial_2030_Achievable_GWh_Before Competition Groups_Pulp and Paper Process Improvements
Industrial | Ind ¦ HE HVAC Controls | 2030 | Technical | GWh | Before Competition Groups | 74.7569 | 0 | 0 | 6383.4053 | 0.011711 | 13 | Industrial_2030_Technical_GWh_Before Competition Groups_13 | HE HVAC Controls | 1.171% | 0 | 74.7569 | Industrial_2030_Technical_GWh_Before Competition Groups_HE HVAC Controls
Industrial | Ind ¦ Fan System Optimization | 2030 | Economic | GWh | Before Competition Groups | 65.386 | 0 | 0 | 5841.4613 | 0.011193 | 12 | Industrial_2030_Economic_GWh_Before Competition Groups_12 | Fan System Optimization | 1.119% | 0 | 65.386 | Industrial_2030_Economic_GWh_Before Competition Groups_Fan System Optimization
Industrial | Ind ¦ Pulp and Paper Process Improvements | 2030 | Economic | GWh | Before Competition Groups | 62.1073 | 0 | 0 | 5841.4613 | 0.010632 | 13 | Industrial_2030_Economic_GWh_Before Competition Groups_13 | Pulp and Paper Process Improvements | 1.063% | 0 | 62.1073 | Industrial_2030_Economic_GWh_Before Competition Groups_Pulp and Paper Process Improvements
Industrial | Ind ¦ Fan System Optimization | 2030 | Technical | GWh | Before Competition Groups | 65.386 | 0 | 0 | 6383.4053 | 0.010243 | 14 | Industrial_2030_Technical_GWh_Before Competition Groups_14 | Fan System Optimization | 1.024% | 0 | 65.386 | Industrial_2030_Technical_GWh_Before Competition Groups_Fan System Optimization
Industrial | Ind ¦ Material Handling Improvements | 2030 | Economic | GWh | Before Competition Groups | 59.5587 | 0 | 0 | 5841.4613 | 0.010196 | 14 | Industrial_2030_Economic_GWh_Before Competition Groups_14 | Material Handling Improvements | 1.02% | 0 | 59.5587 | Industrial_2030_Economic_GWh_Before Competition Groups_Material Handling Improvements
Industrial | Ind ¦ Efficient Irrigation | 2030 | Economic | GWh | Before Competition Groups | 58.1103 | 0 | 0 | 5841.4613 | 0.0099479 | 15 | Industrial_2030_Economic_GWh_Before Competition Groups_15 | Efficient Irrigation | 0.9948% | 0 | 58.1103 | Industrial_2030_Economic_GWh_Before Competition Groups_Efficient Irrigation
Industrial | Ind ¦ HE HVAC Units | 2030 | Technical | GWh | Before Competition Groups | 62.6983 | 0 | 0 | 6383.4053 | 0.0098221 | 15 | Industrial_2030_Technical_GWh_Before Competition Groups_15 | HE HVAC Units | 0.9822% | 0 | 62.6983 | Industrial_2030_Technical_GWh_Before Competition Groups_HE HVAC Units
Industrial | Ind ¦ Pulp and Paper Process Improvements | 2030 | Technical | GWh | Before Competition Groups | 62.1073 | 0 | 0 | 6383.4053 | 0.0097295 | 16 | Industrial_2030_Technical_GWh_Before Competition Groups_16 | Pulp and Paper Process Improvements | 0.9729% | 0 | 62.1073 | Industrial_2030_Technical_GWh_Before Competition Groups_Pulp and Paper Process Improvements
Industrial | Ind ¦ Material Handling Improvements | 2030 | Technical | GWh | Before Competition Groups | 59.5587 | 0 | 0 | 6383.4053 | 0.0093302 | 17 | Industrial_2030_Technical_GWh_Before Competition Groups_17 | Material Handling Improvements | 0.933% | 0 | 59.5587 | Industrial_2030_Technical_GWh_Before Competition Groups_Material Handling Improvements
Industrial | Ind ¦ Efficient Irrigation | 2030 | Technical | GWh | Before Competition Groups | 58.1103 | 0 | 0 | 6383.4053 | 0.0091033 | 18 | Industrial_2030_Technical_GWh_Before Competition Groups_18 | Efficient Irrigation | 0.9103% | 0 | 58.1103 | Industrial_2030_Technical_GWh_Before Competition Groups_Efficient Irrigation
Industrial | Ind ¦ Refiner Plate Improvements | 2030 | Economic | GWh | Before Competition Groups | 45.4426 | 0 | 0 | 5841.4613 | 0.0077793 | 16 | Industrial_2030_Economic_GWh_Before Competition Groups_16 | Refiner Plate Improvements | 0.7779% | 0 | 45.4426 | Industrial_2030_Economic_GWh_Before Competition Groups_Refiner Plate Improvements
Industrial | Ind ¦ Refiner Plate Improvements | 2030 | Technical | GWh | Before Competition Groups | 45.4426 | 0 | 0 | 6383.4053 | 0.0071189 | 19 | Industrial_2030_Technical_GWh_Before Competition Groups_19 | Refiner Plate Improvements | 0.7119% | 0 | 45.4426 | Industrial_2030_Technical_GWh_Before Competition Groups_Refiner Plate Improvements
Industrial | Ind ¦ Refiner Plate Improvements | 2030 | Achievable | GWh | Before Competition Groups | 17.3891 | 0 | 0 | 2488.3714 | 0.0069882 | 14 | Industrial_2030_Achievable_GWh_Before Competition Groups_14 | Refiner Plate Improvements | 0.6988% | 0 | 17.3891 | Industrial_2030_Achievable_GWh_Before Competition Groups_Refiner Plate Improvements
Industrial | Ind ¦ Process Heat Recovery | 2030 | Achievable | GWh | Before Competition Groups | 16.571 | 0 | 0 | 2488.3714 | 0.0066594 | 15 | Industrial_2030_Achievable_GWh_Before Competition Groups_15 | Process Heat Recovery | 0.6659% | 0 | 16.571 | Industrial_2030_Achievable_GWh_Before Competition Groups_Process Heat Recovery
Industrial | Ind ¦ VAV Conversion Project | 2030 | Achievable | GWh | Before Competition Groups | 16.4664 | 0 | 0 | 2488.3714 | 0.0066173 | 16 | Industrial_2030_Achievable_GWh_Before Competition Groups_16 | VAV Conversion Project | 0.6617% | 0 | 16.4664 | Industrial_2030_Achievable_GWh_Before Competition Groups_VAV Conversion Project
Industrial | Ind ¦ Cold Storage Retrofit | 2030 | Technical | GWh | Before Competition Groups | 40.6193 | 0 | 0 | 6383.4053 | 0.0063633 | 20 | Industrial_2030_Technical_GWh_Before Competition Groups_20 | Cold Storage Retrofit | 0.6363% | 0 | 40.6193 | Industrial_2030_Technical_GWh_Before Competition Groups_Cold Storage Retrofit
Industrial | Ind ¦ Process Optimization (Elec) | 2030 | Achievable | GWh | Before Competition Groups | 14.6129 | 0 | 0 | 2488.3714 | 0.0058725 | 17 | Industrial_2030_Achievable_GWh_Before Competition Groups_17 | Process Optimization (Elec) | 0.5872% | 0 | 14.6129 | Industrial_2030_Achievable_GWh_Before Competition Groups_Process Optimization (Elec)
Industrial | Ind ¦ Process Heat Recovery | 2030 | Economic | GWh | Before Competition Groups | 33.4798 | 0 | 0 | 5841.4613 | 0.0057314 | 17 | Industrial_2030_Economic_GWh_Before Competition Groups_17 | Process Heat Recovery | 0.5731% | 0 | 33.4798 | Industrial_2030_Economic_GWh_Before Competition Groups_Process Heat Recovery
Industrial | Ind ¦ VAV Conversion Project | 2030 | Economic | GWh | Before Competition Groups | 31.79 | 0 | 0 | 5841.4613 | 0.0054421 | 18 | Industrial_2030_Economic_GWh_Before Competition Groups_18 | VAV Conversion Project | 0.5442% | 0 | 31.79 | Industrial_2030_Economic_GWh_Before Competition Groups_VAV Conversion Project
Industrial | Ind ¦ Process Heat Recovery | 2030 | Technical | GWh | Before Competition Groups | 33.4798 | 0 | 0 | 6383.4053 | 0.0052448 | 21 | Industrial_2030_Technical_GWh_Before Competition Groups_21 | Process Heat Recovery | 0.5245% | 0 | 33.4798 | Industrial_2030_Technical_GWh_Before Competition Groups_Process Heat Recovery
Industrial | Ind ¦ VAV Conversion Project | 2030 | Technical | GWh | Before Competition Groups | 31.79 | 0 | 0 | 6383.4053 | 0.0049801 | 22 | Industrial_2030_Technical_GWh_Before Competition Groups_22 | VAV Conversion Project | 0.498% | 0 | 31.79 | Industrial_2030_Technical_GWh_Before Competition Groups_VAV Conversion Project
Industrial | Ind ¦ Efficient Irrigation | 2030 | Achievable | GWh | Before Competition Groups | 12.3054 | 0 | 0 | 2488.3714 | 0.0049452 | 18 | Industrial_2030_Achievable_GWh_Before Competition Groups_18 | Efficient Irrigation | 0.4945% | 0 | 12.3054 | Industrial_2030_Achievable_GWh_Before Competition Groups_Efficient Irrigation
Industrial | Ind ¦ Improved Controls - Process Cooling | 2030 | Achievable | GWh | Before Competition Groups | 12.1999 | 0 | 0 | 2488.3714 | 0.0049028 | 19 | Industrial_2030_Achievable_GWh_Before Competition Groups_19 | Improved Controls - Process Cooling | 0.4903% | 0 | 12.1999 | Industrial_2030_Achievable_GWh_Before Competition Groups_Improved Controls - Process Cooling
Industrial | Ind ¦ Ventilation Optimization | 2030 | Technical | GWh | Before Competition Groups | 29.4617 | 0 | 0 | 6383.4053 | 0.0046154 | 23 | Industrial_2030_Technical_GWh_Before Competition Groups_23 | Ventilation Optimization | 0.4615% | 0 | 29.4617 | Industrial_2030_Technical_GWh_Before Competition Groups_Ventilation Optimization
Industrial | Ind ¦ Improved Controls - Process Cooling | 2030 | Economic | GWh | Before Competition Groups | 23.9294 | 0 | 0 | 5841.4613 | 0.0040965 | 19 | Industrial_2030_Economic_GWh_Before Competition Groups_19 | Improved Controls - Process Cooling | 0.4096% | 0 | 23.9294 | Industrial_2030_Economic_GWh_Before Competition Groups_Improved Controls - Process Cooling
Industrial | Ind ¦ High Efficiency Battery Charger | 2030 | Achievable | GWh | Before Competition Groups | 10.0732 | 0 | 0 | 2488.3714 | 0.0040481 | 20 | Industrial_2030_Achievable_GWh_Before Competition Groups_20 | High Efficiency Battery Charger | 0.4048% | 0 | 10.0732 | Industrial_2030_Achievable_GWh_Before Competition Groups_High Efficiency Battery Charger
Industrial | Ind ¦ HVLS Fans | 2030 | Technical | GWh | Before Competition Groups | 24.8179 | 0 | 0 | 6383.4053 | 0.0038879 | 24 | Industrial_2030_Technical_GWh_Before Competition Groups_24 | HVLS Fans | 0.3888% | 0 | 24.8179 | Industrial_2030_Technical_GWh_Before Competition Groups_HVLS Fans
Industrial | Ind ¦ Improved Controls - Process Cooling | 2030 | Technical | GWh | Before Competition Groups | 23.9294 | 0 | 0 | 6383.4053 | 0.0037487 | 25 | Industrial_2030_Technical_GWh_Before Competition Groups_25 | Improved Controls - Process Cooling | 0.3749% | 0 | 23.9294 | Industrial_2030_Technical_GWh_Before Competition Groups_Improved Controls - Process Cooling
Industrial | Ind ¦ High Efficiency Battery Charger | 2030 | Economic | GWh | Before Competition Groups | 21.3294 | 0 | 0 | 5841.4613 | 0.0036514 | 20 | Industrial_2030_Economic_GWh_Before Competition Groups_20 | High Efficiency Battery Charger | 0.3651% | 0 | 21.3294 | Industrial_2030_Economic_GWh_Before Competition Groups_High Efficiency Battery Charger
Industrial | Ind ¦ Process Improvements | 2030 | Achievable | GWh | Before Competition Groups | 8.3633 | 0 | 0 | 2488.3714 | 0.003361 | 21 | Industrial_2030_Achievable_GWh_Before Competition Groups_21 | Process Improvements | 0.3361% | 0 | 8.3633 | Industrial_2030_Achievable_GWh_Before Competition Groups_Process Improvements
Industrial | Ind ¦ High Efficiency Battery Charger | 2030 | Technical | GWh | Before Competition Groups | 21.3294 | 0 | 0 | 6383.4053 | 0.0033414 | 26 | Industrial_2030_Technical_GWh_Before Competition Groups_26 | High Efficiency Battery Charger | 0.3341% | 0 | 21.3294 | Industrial_2030_Technical_GWh_Before Competition Groups_High Efficiency Battery Charger
Industrial | Ind ¦ Synchronous Belts | 2030 | Technical | GWh | Before Competition Groups | 20.8032 | 0 | 0 | 6383.4053 | 0.0032589 | 27 | Industrial_2030_Technical_GWh_Before Competition Groups_27 | Synchronous Belts | 0.3259% | 0 | 20.8032 | Industrial_2030_Technical_GWh_Before Competition Groups_Synchronous Belts
Industrial | Ind ¦ Low Energy Livestock Waterers | 2030 | Technical | GWh | Before Competition Groups | 20.2421 | 0 | 0 | 6383.4053 | 0.0031711 | 28 | Industrial_2030_Technical_GWh_Before Competition Groups_28 | Low Energy Livestock Waterers | 0.3171% | 0 | 20.2421 | Industrial_2030_Technical_GWh_Before Competition Groups_Low Energy Livestock Waterers
Industrial | Ind ¦ Process Improvements | 2030 | Economic | GWh | Before Competition Groups | 16.4459 | 0 | 0 | 5841.4613 | 0.0028154 | 21 | Industrial_2030_Economic_GWh_Before Competition Groups_21 | Process Improvements | 0.2815% | 0 | 16.4459 | Industrial_2030_Economic_GWh_Before Competition Groups_Process Improvements
Industrial | Ind ¦ Refrigeration Compressor VFD | 2030 | Achievable | GWh | Before Competition Groups | 6.6901 | 0 | 0 | 2488.3714 | 0.0026886 | 22 | Industrial_2030_Achievable_GWh_Before Competition Groups_22 | Refrigeration Compressor VFD | 0.2689% | 0 | 6.6901 | Industrial_2030_Achievable_GWh_Before Competition Groups_Refrigeration Compressor VFD
Industrial | Ind ¦ Process Improvements | 2030 | Technical | GWh | Before Competition Groups | 16.4459 | 0 | 0 | 6383.4053 | 0.0025764 | 29 | Industrial_2030_Technical_GWh_Before Competition Groups_29 | Process Improvements | 0.2576% | 0 | 16.4459 | Industrial_2030_Technical_GWh_Before Competition Groups_Process Improvements
Industrial | Ind ¦ Ventilation Optimization | 2030 | Achievable | GWh | Before Competition Groups | 6.0814 | 0 | 0 | 2488.3714 | 0.0024439 | 23 | Industrial_2030_Achievable_GWh_Before Competition Groups_23 | Ventilation Optimization | 0.2444% | 0 | 6.0814 | Industrial_2030_Achievable_GWh_Before Competition Groups_Ventilation Optimization
Industrial | Ind ¦ Dairy Pre-Cooler | 2030 | Technical | GWh | Before Competition Groups | 15.5893 | 0 | 0 | 6383.4053 | 0.0024422 | 30 | Industrial_2030_Technical_GWh_Before Competition Groups_30 | Dairy Pre-Cooler | 0.2442% | 0 | 15.5893 | Industrial_2030_Technical_GWh_Before Competition Groups_Dairy Pre-Cooler
Industrial | Ind ¦ Refrigeration Compressor VFD | 2030 | Economic | GWh | Before Competition Groups | 13.9095 | 0 | 0 | 5841.4613 | 0.0023812 | 22 | Industrial_2030_Economic_GWh_Before Competition Groups_22 | Refrigeration Compressor VFD | 0.2381% | 0 | 13.9095 | Industrial_2030_Economic_GWh_Before Competition Groups_Refrigeration Compressor VFD
Industrial | Ind ¦ Refrigeration Compressor VFD | 2030 | Technical | GWh | Before Competition Groups | 13.9095 | 0 | 0 | 6383.4053 | 0.002179 | 31 | Industrial_2030_Technical_GWh_Before Competition Groups_31 | Refrigeration Compressor VFD | 0.2179% | 0 | 13.9095 | Industrial_2030_Technical_GWh_Before Competition Groups_Refrigeration Compressor VFD
Industrial | Ind ¦ Improved Controls - Process Heating | 2030 | Achievable | GWh | Before Competition Groups | 5.3215 | 0 | 0 | 2488.3714 | 0.0021385 | 24 | Industrial_2030_Achievable_GWh_Before Competition Groups_24 | Improved Controls - Process Heating | 0.2139% | 0 | 5.3215 | Industrial_2030_Achievable_GWh_Before Competition Groups_Improved Controls - Process Heating
Industrial | Ind ¦ Dairy Pre-Cooler | 2030 | Achievable | GWh | Before Competition Groups | 4.9144 | 0 | 0 | 2488.3714 | 0.0019749 | 25 | Industrial_2030_Achievable_GWh_Before Competition Groups_25 | Dairy Pre-Cooler | 0.1975% | 0 | 4.9144 | Industrial_2030_Achievable_GWh_Before Competition Groups_Dairy Pre-Cooler
Industrial | Ind ¦ Free Cooling | 2030 | Economic | GWh | Before Competition Groups | 10.4859 | 0 | 0 | 5841.4613 | 0.0017951 | 23 | Industrial_2030_Economic_GWh_Before Competition Groups_23 | Free Cooling | 0.1795% | 0 | 10.4859 | Industrial_2030_Economic_GWh_Before Competition Groups_Free Cooling
Industrial | Ind ¦ Chiller Optimization | 2030 | Technical | GWh | Before Competition Groups | 11.3996 | 0 | 0 | 6383.4053 | 0.0017858 | 32 | Industrial_2030_Technical_GWh_Before Competition Groups_32 | Chiller Optimization | 0.1786% | 0 | 11.3996 | Industrial_2030_Technical_GWh_Before Competition Groups_Chiller Optimization
Industrial | Ind ¦ Improved Controls - Process Heating | 2030 | Economic | GWh | Before Competition Groups | 10.3329 | 0 | 0 | 5841.4613 | 0.0017689 | 24 | Industrial_2030_Economic_GWh_Before Competition Groups_24 | Improved Controls - Process Heating | 0.1769% | 0 | 10.3329 | Industrial_2030_Economic_GWh_Before Competition Groups_Improved Controls - Process Heating
Industrial | Ind ¦ Ventilation Optimization | 2030 | Economic | GWh | Before Competition Groups | 9.9592 | 0 | 0 | 5841.4613 | 0.0017049 | 25 | Industrial_2030_Economic_GWh_Before Competition Groups_25 | Ventilation Optimization | 0.1705% | 0 | 9.9592 | Industrial_2030_Economic_GWh_Before Competition Groups_Ventilation Optimization
Industrial | Ind ¦ Efficient Transformer | 2030 | Technical | GWh | Before Competition Groups | 10.6647 | 0 | 0 | 6383.4053 | 0.0016707 | 33 | Industrial_2030_Technical_GWh_Before Competition Groups_33 | Efficient Transformer | 0.1671% | 0 | 10.6647 | Industrial_2030_Technical_GWh_Before Competition Groups_Efficient Transformer
Industrial | Ind ¦ Free Cooling | 2030 | Technical | GWh | Before Competition Groups | 10.4859 | 0 | 0 | 6383.4053 | 0.0016427 | 34 | Industrial_2030_Technical_GWh_Before Competition Groups_34 | Free Cooling | 0.1643% | 0 | 10.4859 | Industrial_2030_Technical_GWh_Before Competition Groups_Free Cooling
Industrial | Ind ¦ Improved Controls - Process Heating | 2030 | Technical | GWh | Before Competition Groups | 10.3329 | 0 | 0 | 6383.4053 | 0.0016187 | 35 | Industrial_2030_Technical_GWh_Before Competition Groups_35 | Improved Controls - Process Heating | 0.1619% | 0 | 10.3329 | Industrial_2030_Technical_GWh_Before Competition Groups_Improved Controls - Process Heating
Industrial | Ind ¦ High Efficiency Welders | 2030 | Technical | GWh | Before Competition Groups | 9.8781 | 0 | 0 | 6383.4053 | 0.0015475 | 36 | Industrial_2030_Technical_GWh_Before Competition Groups_36 | High Efficiency Welders | 0.1547% | 0 | 9.8781 | Industrial_2030_Technical_GWh_Before Competition Groups_High Efficiency Welders
Industrial | Ind ¦ Dairy Pre-Cooler | 2030 | Economic | GWh | Before Competition Groups | 8.8759 | 0 | 0 | 5841.4613 | 0.0015195 | 26 | Industrial_2030_Economic_GWh_Before Competition Groups_26 | Dairy Pre-Cooler | 0.1519% | 0 | 8.8759 | Industrial_2030_Economic_GWh_Before Competition Groups_Dairy Pre-Cooler
Industrial | Ind ¦ Cooling Tower Optimization | 2030 | Technical | GWh | Before Competition Groups | 8.6449 | 0 | 0 | 6383.4053 | 0.0013543 | 37 | Industrial_2030_Technical_GWh_Before Competition Groups_37 | Cooling Tower Optimization | 0.1354% | 0 | 8.6449 | Industrial_2030_Technical_GWh_Before Competition Groups_Cooling Tower Optimization
Industrial | Ind ¦ Engine Block Heater Timer | 2030 | Achievable | GWh | Before Competition Groups | 3.2683 | 0 | 0 | 2488.3714 | 0.0013134 | 26 | Industrial_2030_Achievable_GWh_Before Competition Groups_26 | Engine Block Heater Timer | 0.1313% | 0 | 3.2683 | Industrial_2030_Achievable_GWh_Before Competition Groups_Engine Block Heater Timer
Industrial | Ind ¦ Engine Block Heater Timer | 2030 | Economic | GWh | Before Competition Groups | 6.4797 | 0 | 0 | 5841.4613 | 0.0011093 | 27 | Industrial_2030_Economic_GWh_Before Competition Groups_27 | Engine Block Heater Timer | 0.1109% | 0 | 6.4797 | Industrial_2030_Economic_GWh_Before Competition Groups_Engine Block Heater Timer
Industrial | Ind ¦ Engine Block Heater Timer | 2030 | Technical | GWh | Before Competition Groups | 6.4797 | 0 | 0 | 6383.4053 | 0.0010151 | 38 | Industrial_2030_Technical_GWh_Before Competition Groups_38 | Engine Block Heater Timer | 0.1015% | 0 | 6.4797 | Industrial_2030_Technical_GWh_Before Competition Groups_Engine Block Heater Timer
Industrial | Ind ¦ Efficient Refrigeration Compressor | 2030 | Achievable | GWh | Before Competition Groups | 2.1788 | 0 | 0 | 2488.3714 | 0.0008756 | 27 | Industrial_2030_Achievable_GWh_Before Competition Groups_27 | Efficient Refrigeration Compressor | 0.08756% | 0 | 2.1788 | Industrial_2030_Achievable_GWh_Before Competition Groups_Efficient Refrigeration Compressor
Industrial | Ind ¦ Heat Lamps/Heat Pad | 2030 | Technical | GWh | Before Competition Groups | 4.2159 | 0 | 0 | 6383.4053 | 0.00066045 | 39 | Industrial_2030_Technical_GWh_Before Competition Groups_39 | Heat Lamps/Heat Pad | 0.06604% | 0 | 4.2159 | Industrial_2030_Technical_GWh_Before Competition Groups_Heat Lamps/Heat Pad
Industrial | Ind ¦ Air Compressor Heat Recovery | 2030 | Achievable | GWh | Before Competition Groups | 1.3767 | 0 | 0 | 2488.3714 | 0.00055326 | 28 | Industrial_2030_Achievable_GWh_Before Competition Groups_28 | Air Compressor Heat Recovery | 0.05533% | 0 | 1.3767 | Industrial_2030_Achievable_GWh_Before Competition Groups_Air Compressor Heat Recovery
Industrial | Ind ¦ Efficient Refrigeration Compressor | 2030 | Economic | GWh | Before Competition Groups | 3.1673 | 0 | 0 | 5841.4613 | 0.00054221 | 28 | Industrial_2030_Economic_GWh_Before Competition Groups_28 | Efficient Refrigeration Compressor | 0.05422% | 0 | 3.1673 | Industrial_2030_Economic_GWh_Before Competition Groups_Efficient Refrigeration Compressor
Industrial | Ind ¦ Efficient Refrigeration Compressor | 2030 | Technical | GWh | Before Competition Groups | 3.1673 | 0 | 0 | 6383.4053 | 0.00049618 | 40 | Industrial_2030_Technical_GWh_Before Competition Groups_40 | Efficient Refrigeration Compressor | 0.04962% | 0 | 3.1673 | Industrial_2030_Technical_GWh_Before Competition Groups_Efficient Refrigeration Compressor
Industrial | Ind ¦ Air Compressor Heat Recovery | 2030 | Economic | GWh | Before Competition Groups | 2.7268 | 0 | 0 | 5841.4613 | 0.00046679 | 29 | Industrial_2030_Economic_GWh_Before Competition Groups_29 | Air Compressor Heat Recovery | 0.04668% | 0 | 2.7268 | Industrial_2030_Economic_GWh_Before Competition Groups_Air Compressor Heat Recovery
Industrial | Ind ¦ Air Compressor Heat Recovery | 2030 | Technical | GWh | Before Competition Groups | 2.7268 | 0 | 0 | 6383.4053 | 0.00042716 | 41 | Industrial_2030_Technical_GWh_Before Competition Groups_41 | Air Compressor Heat Recovery | 0.04272% | 0 | 2.7268 | Industrial_2030_Technical_GWh_Before Competition Groups_Air Compressor Heat Recovery
Industrial | Ind ¦ Creep Heat Controller | 2030 | Technical | GWh | Before Competition Groups | 2.5528 | 0 | 0 | 6383.4053 | 0.00039991 | 42 | Industrial_2030_Technical_GWh_Before Competition Groups_42 | Creep Heat Controller | 0.03999% | 0 | 2.5528 | Industrial_2030_Technical_GWh_Before Competition Groups_Creep Heat Controller
Industrial | Ind ¦ Optimize Compressed Air Dryer | 2030 | Technical | GWh | Before Competition Groups | 1.9704 | 0 | 0 | 6383.4053 | 0.00030868 | 43 | Industrial_2030_Technical_GWh_Before Competition Groups_43 | Optimize Compressed Air Dryer | 0.03087% | 0 | 1.9704 | Industrial_2030_Technical_GWh_Before Competition Groups_Optimize Compressed Air Dryer
Industrial | Ind ¦ Free Cooling | 2030 | Achievable | GWh | Before Competition Groups | 0.48293 | 0 | 0 | 2488.3714 | 0.00019408 | 29 | Industrial_2030_Achievable_GWh_Before Competition Groups_29 | Free Cooling | 0.01941% | 0 | 0.48293 | Industrial_2030_Achievable_GWh_Before Competition Groups_Free Cooling
Industrial | Ind ¦ Dual and Natural Exhaust Ventilation Systems | 2030 | Technical | GWh | Before Competition Groups | 1.235 | 0 | 0 | 6383.4053 | 0.00019347 | 44 | Industrial_2030_Technical_GWh_Before Competition Groups_44 | Dual and Natural Exhaust Ventilation Systems | 0.01935% | 0 | 1.235 | Industrial_2030_Technical_GWh_Before Competition Groups_Dual and Natural Exhaust Ventilation Systems
Industrial | Ind ¦ Dairy Water Heater | 2030 | Achievable | GWh | Before Competition Groups | 0.33822 | 0 | 0 | 2488.3714 | 0.00013592 | 30 | Industrial_2030_Achievable_GWh_Before Competition Groups_30 | Dairy Water Heater | 0.01359% | 0 | 0.33822 | Industrial_2030_Achievable_GWh_Before Competition Groups_Dairy Water Heater
Industrial | Ind ¦ Dairy Water Heater | 2030 | Economic | GWh | Before Competition Groups | 0.76895 | 0 | 0 | 5841.4613 | 0.00013164 | 30 | Industrial_2030_Economic_GWh_Before Competition Groups_30 | Dairy Water Heater | 0.01316% | 0 | 0.76895 | Industrial_2030_Economic_GWh_Before Competition Groups_Dairy Water Heater
Industrial | Ind ¦ Dairy Water Heater | 2030 | Technical | GWh | Before Competition Groups | 0.76895 | 0 | 0 | 6383.4053 | 0.00012046 | 45 | Industrial_2030_Technical_GWh_Before Competition Groups_45 | Dairy Water Heater | 0.01205% | 0 | 0.76895 | Industrial_2030_Technical_GWh_Before Competition Groups_Dairy Water Heater
Industrial | Ind ¦ Cooling Tower Optimization | 2030 | Achievable | GWh | Before Competition Groups | 0 | 0 | 0 | 2488.3714 | 0 | 31 | Industrial_2030_Achievable_GWh_Before Competition Groups_31 | Cooling Tower Optimization | 0% | 0 | 0 | Industrial_2030_Achievable_GWh_Before Competition Groups_Cooling Tower Optimization
Industrial | Ind ¦ Cooling Tower Optimization | 2030 | Economic | GWh | Before Competition Groups | 0 | 0 | 0 | 5841.4613 | 0 | 31 | Industrial_2030_Economic_GWh_Before Competition Groups_31 | Cooling Tower Optimization | 0% | 0 | 0 | Industrial_2030_Economic_GWh_Before Competition Groups_Cooling Tower Optimization
Industrial | Ind ¦ Creep Heat Controller | 2030 | Achievable | GWh | Before Competition Groups | 0 | 0 | 0 | 2488.3714 | 0 | 32 | Industrial_2030_Achievable_GWh_Before Competition Groups_32 | Creep Heat Controller | 0% | 0 | 0 | Industrial_2030_Achievable_GWh_Before Competition Groups_Creep Heat Controller
Industrial | Ind ¦ Creep Heat Controller | 2030 | Economic | GWh | Before Competition Groups | 0 | 0 | 0 | 5841.4613 | 0 | 32 | Industrial_2030_Economic_GWh_Before Competition Groups_32 | Creep Heat Controller | 0% | 0 | 0 | Industrial_2030_Economic_GWh_Before Competition Groups_Creep Heat Controller
Industrial | Ind ¦ Dual and Natural Exhaust Ventilation Systems | 2030 | Achievable | GWh | Before Competition Groups | 0 | 0 | 0 | 2488.3714 | 0 | 33 | Industrial_2030_Achievable_GWh_Before Competition Groups_33 | Dual and Natural Exhaust Ventilation Systems | 0% | 0 | 0 | Industrial_2030_Achievable_GWh_Before Competition Groups_Dual and Natural Exhaust Ventilation Systems
Industrial | Ind ¦ Dual and Natural Exhaust Ventilation Systems | 2030 | Economic | GWh | Before Competition Groups | 0 | 0 | 0 | 5841.4613 | 0 | 33 | Industrial_2030_Economic_GWh_Before Competition Groups_33 | Dual and Natural Exhaust Ventilation Systems | 0% | 0 | 0 | Industrial_2030_Economic_GWh_Before Competition Groups_Dual and Natural Exhaust Ventilation Systems
Industrial | Ind ¦ Efficient Transformer | 2030 | Achievable | GWh | Before Competition Groups | 0 | 0 | 0 | 2488.3714 | 0 | 34 | Industrial_2030_Achievable_GWh_Before Competition Groups_34 | Efficient Transformer | 0% | 0 | 0 | Industrial_2030_Achievable_GWh_Before Competition Groups_Efficient Transformer
Industrial | Ind ¦ Efficient Transformer | 2030 | Economic | GWh | Before Competition Groups | 0 | 0 | 0 | 5841.4613 | 0 | 34 | Industrial_2030_Economic_GWh_Before Competition Groups_34 | Efficient Transformer | 0% | 0 | 0 | Industrial_2030_Economic_GWh_Before Competition Groups_Efficient Transformer
Industrial | Ind ¦ Heat Lamps/Heat Pad | 2030 | Achievable | GWh | Before Competition Groups | 0 | 0 | 0 | 2488.3714 | 0 | 35 | Industrial_2030_Achievable_GWh_Before Competition Groups_35 | Heat Lamps/Heat Pad | 0% | 0 | 0 | Industrial_2030_Achievable_GWh_Before Competition Groups_Heat Lamps/Heat Pad
Industrial | Ind ¦ Heat Lamps/Heat Pad | 2030 | Economic | GWh | Before Competition Groups | 0 | 0 | 0 | 5841.4613 | 0 | 35 | Industrial_2030_Economic_GWh_Before Competition Groups_35 | Heat Lamps/Heat Pad | 0% | 0 | 0 | Industrial_2030_Economic_GWh_Before Competition Groups_Heat Lamps/Heat Pad
Industrial | Ind ¦ High Efficiency Welders | 2030 | Achievable | GWh | Before Competition Groups | 0 | 0 | 0 | 2488.3714 | 0 | 36 | Industrial_2030_Achievable_GWh_Before Competition Groups_36 | High Efficiency Welders | 0% | 0 | 0 | Industrial_2030_Achievable_GWh_Before Competition Groups_High Efficiency Welders
Industrial | Ind ¦ High Efficiency Welders | 2030 | Economic | GWh | Before Competition Groups | 0 | 0 | 0 | 5841.4613 | 0 | 36 | Industrial_2030_Economic_GWh_Before Competition Groups_36 | High Efficiency Welders | 0% | 0 | 0 | Industrial_2030_Economic_GWh_Before Competition Groups_High Efficiency Welders
Industrial | Ind ¦ HVLS Fans | 2030 | Achievable | GWh | Before Competition Groups | 0 | 0 | 0 | 2488.3714 | 0 | 37 | Industrial_2030_Achievable_GWh_Before Competition Groups_37 | HVLS Fans | 0% | 0 | 0 | Industrial_2030_Achievable_GWh_Before Competition Groups_HVLS Fans
Industrial | Ind ¦ HVLS Fans | 2030 | Economic | GWh | Before Competition Groups | 0 | 0 | 0 | 5841.4613 | 0 | 37 | Industrial_2030_Economic_GWh_Before Competition Groups_37 | HVLS Fans | 0% | 0 | 0 | Industrial_2030_Economic_GWh_Before Competition Groups_HVLS Fans
Industrial | Ind ¦ Low Energy Livestock Waterers | 2030 | Achievable | GWh | Before Competition Groups | 0 | 0 | 0 | 2488.3714 | 0 | 38 | Industrial_2030_Achievable_GWh_Before Competition Groups_38 | Low Energy Livestock Waterers | 0% | 0 | 0 | Industrial_2030_Achievable_GWh_Before Competition Groups_Low Energy Livestock Waterers
Industrial | Ind ¦ Low Energy Livestock Waterers | 2030 | Economic | GWh | Before Competition Groups | 0 | 0 | 0 | 5841.4613 | 0 | 38 | Industrial_2030_Economic_GWh_Before Competition Groups_38 | Low Energy Livestock Waterers | 0% | 0 | 0 | Industrial_2030_Economic_GWh_Before Competition Groups_Low Energy Livestock Waterers
Industrial | Ind ¦ Optimize Compressed Air Dryer | 2030 | Achievable | GWh | Before Competition Groups | 0 | 0 | 0 | 2488.3714 | 0 | 39 | Industrial_2030_Achievable_GWh_Before Competition Groups_39 | Optimize Compressed Air Dryer | 0% | 0 | 0 | Industrial_2030_Achievable_GWh_Before Competition Groups_Optimize Compressed Air Dryer
Industrial | Ind ¦ Optimize Compressed Air Dryer | 2030 | Economic | GWh | Before Competition Groups | 0 | 0 | 0 | 5841.4613 | 0 | 39 | Industrial_2030_Economic_GWh_Before Competition Groups_39 | Optimize Compressed Air Dryer | 0% | 0 | 0 | Industrial_2030_Economic_GWh_Before Competition Groups_Optimize Compressed Air Dryer
Industrial | Ind ¦ Premium Efficient Motors | 2030 | Achievable | GWh | Before Competition Groups | 0 | 0 | 0 | 2488.3714 | 0 | 40 | Industrial_2030_Achievable_GWh_Before Competition Groups_40 | Premium Efficient Motors | 0% | 0 | 0 | Industrial_2030_Achievable_GWh_Before Competition Groups_Premium Efficient Motors
Industrial | Ind ¦ Premium Efficient Motors | 2030 | Economic | GWh | Before Competition Groups | 0 | 0 | 0 | 5841.4613 | 0 | 40 | Industrial_2030_Economic_GWh_Before Competition Groups_40 | Premium Efficient Motors | 0% | 0 | 0 | Industrial_2030_Economic_GWh_Before Competition Groups_Premium Efficient Motors
Industrial | Ind ¦ Synchronous Belts | 2030 | Achievable | GWh | Before Competition Groups | 0 | 0 | 0 | 2488.3714 | 0 | 41 | Industrial_2030_Achievable_GWh_Before Competition Groups_41 | Synchronous Belts | 0% | 0 | 0 | Industrial_2030_Achievable_GWh_Before Competition Groups_Synchronous Belts
Industrial | Ind ¦ Synchronous Belts | 2030 | Economic | GWh | Before Competition Groups | 0 | 0 | 0 | 5841.4613 | 0 | 41 | Industrial_2030_Economic_GWh_Before Competition Groups_41 | Synchronous Belts | 0% | 0 | 0 | Industrial_2030_Economic_GWh_Before Competition Groups_Synchronous Belts
Industrial | Ind ¦ Pump System Optimization | 2031 | Economic | GWh | Before Competition Groups | 1010.289 | 0 | 0 | 6016.1679 | 0.16793 | 1 | Industrial_2031_Economic_GWh_Before Competition Groups_1 | Pump System Optimization | 16.79% | 0 | 1010.289 | Industrial_2031_Economic_GWh_Before Competition Groups_Pump System Optimization
Industrial | Ind ¦ Pump System Optimization | 2031 | Achievable | GWh | Before Competition Groups | 477.2374 | 0 | 0 | 2915.3044 | 0.1637 | 1 | Industrial_2031_Achievable_GWh_Before Competition Groups_1 | Pump System Optimization | 16.37% | 0 | 477.2374 | Industrial_2031_Achievable_GWh_Before Competition Groups_Pump System Optimization
Industrial | Ind ¦ Pump System Optimization | 2031 | Technical | GWh | Before Competition Groups | 1030.7433 | 0 | 0 | 6546.9248 | 0.15744 | 1 | Industrial_2031_Technical_GWh_Before Competition Groups_1 | Pump System Optimization | 15.74% | 0 | 1030.7433 | Industrial_2031_Technical_GWh_Before Competition Groups_Pump System Optimization
Industrial | Ind ¦ Air Leak Survey and Repair | 2031 | Achievable | GWh | Before Competition Groups | 336.5437 | 0 | 0 | 2915.3044 | 0.11544 | 2 | Industrial_2031_Achievable_GWh_Before Competition Groups_2 | Air Leak Survey and Repair | 11.54% | 0 | 336.5437 | Industrial_2031_Achievable_GWh_Before Competition Groups_Air Leak Survey and Repair
Industrial | Ind ¦ HE Lighting | 2031 | Economic | GWh | Before Competition Groups | 644.296 | 0 | 0 | 6016.1679 | 0.10709 | 2 | Industrial_2031_Economic_GWh_Before Competition Groups_2 | HE Lighting | 10.71% | 0 | 644.296 | Industrial_2031_Economic_GWh_Before Competition Groups_HE Lighting
Industrial | Ind ¦ HE Lighting | 2031 | Technical | GWh | Before Competition Groups | 694.0352 | 0 | 0 | 6546.9248 | 0.10601 | 2 | Industrial_2031_Technical_GWh_Before Competition Groups_2 | HE Lighting | 10.6% | 0 | 694.0352 | Industrial_2031_Technical_GWh_Before Competition Groups_HE Lighting
Industrial | Ind ¦ Air Compressor Optimization | 2031 | Achievable | GWh | Before Competition Groups | 286.2692 | 0 | 0 | 2915.3044 | 0.098195 | 3 | Industrial_2031_Achievable_GWh_Before Competition Groups_3 | Air Compressor Optimization | 9.82% | 0 | 286.2692 | Industrial_2031_Achievable_GWh_Before Competition Groups_Air Compressor Optimization
Industrial | Ind ¦ Air Leak Survey and Repair | 2031 | Economic | GWh | Before Competition Groups | 584.2393 | 0 | 0 | 6016.1679 | 0.097112 | 3 | Industrial_2031_Economic_GWh_Before Competition Groups_3 | Air Leak Survey and Repair | 9.711% | 0 | 584.2393 | Industrial_2031_Economic_GWh_Before Competition Groups_Air Leak Survey and Repair
Industrial | Ind ¦ Greenhouse Grow Lights | 2031 | Achievable | GWh | Before Competition Groups | 272.8755 | 0 | 0 | 2915.3044 | 0.093601 | 4 | Industrial_2031_Achievable_GWh_Before Competition Groups_4 | Greenhouse Grow Lights | 9.36% | 0 | 272.8755 | Industrial_2031_Achievable_GWh_Before Competition Groups_Greenhouse Grow Lights
Industrial | Ind ¦ Recommissioning | 2031 | Achievable | GWh | Before Competition Groups | 261.2137 | 0 | 0 | 2915.3044 | 0.089601 | 5 | Industrial_2031_Achievable_GWh_Before Competition Groups_5 | Recommissioning | 8.96% | 0 | 261.2137 | Industrial_2031_Achievable_GWh_Before Competition Groups_Recommissioning
Industrial | Ind ¦ SEM | 2031 | Achievable | GWh | Before Competition Groups | 261.2137 | 0 | 0 | 2915.3044 | 0.089601 | 6 | Industrial_2031_Achievable_GWh_Before Competition Groups_6 | SEM | 8.96% | 0 | 261.2137 | Industrial_2031_Achievable_GWh_Before Competition Groups_SEM
Industrial | Ind ¦ Air Leak Survey and Repair | 2031 | Technical | GWh | Before Competition Groups | 584.2393 | 0 | 0 | 6546.9248 | 0.089239 | 3 | Industrial_2031_Technical_GWh_Before Competition Groups_3 | Air Leak Survey and Repair | 8.924% | 0 | 584.2393 | Industrial_2031_Technical_GWh_Before Competition Groups_Air Leak Survey and Repair
Industrial | Ind ¦ Greenhouse Grow Lights | 2031 | Economic | GWh | Before Competition Groups | 515.4758 | 0 | 0 | 6016.1679 | 0.085682 | 4 | Industrial_2031_Economic_GWh_Before Competition Groups_4 | Greenhouse Grow Lights | 8.568% | 0 | 515.4758 | Industrial_2031_Economic_GWh_Before Competition Groups_Greenhouse Grow Lights
Industrial | Ind ¦ Pump Equipment Upgrade | 2031 | Achievable | GWh | Before Competition Groups | 243.142 | 0 | 0 | 2915.3044 | 0.083402 | 7 | Industrial_2031_Achievable_GWh_Before Competition Groups_7 | Pump Equipment Upgrade | 8.34% | 0 | 243.142 | Industrial_2031_Achievable_GWh_Before Competition Groups_Pump Equipment Upgrade
Industrial | Ind ¦ Pump Equipment Upgrade | 2031 | Economic | GWh | Before Competition Groups | 481.5683 | 0 | 0 | 6016.1679 | 0.080046 | 5 | Industrial_2031_Economic_GWh_Before Competition Groups_5 | Pump Equipment Upgrade | 8.005% | 0 | 481.5683 | Industrial_2031_Economic_GWh_Before Competition Groups_Pump Equipment Upgrade
Industrial | Ind ¦ Greenhouse Grow Lights | 2031 | Technical | GWh | Before Competition Groups | 515.4758 | 0 | 0 | 6546.9248 | 0.078736 | 4 | Industrial_2031_Technical_GWh_Before Competition Groups_4 | Greenhouse Grow Lights | 7.874% | 0 | 515.4758 | Industrial_2031_Technical_GWh_Before Competition Groups_Greenhouse Grow Lights
Industrial | Ind ¦ Air Compressor Optimization | 2031 | Economic | GWh | Before Competition Groups | 472.2661 | 0 | 0 | 6016.1679 | 0.078499 | 6 | Industrial_2031_Economic_GWh_Before Competition Groups_6 | Air Compressor Optimization | 7.85% | 0 | 472.2661 | Industrial_2031_Economic_GWh_Before Competition Groups_Air Compressor Optimization
Industrial | Ind ¦ Recommissioning | 2031 | Economic | GWh | Before Competition Groups | 447.3664 | 0 | 0 | 6016.1679 | 0.074361 | 7 | Industrial_2031_Economic_GWh_Before Competition Groups_7 | Recommissioning | 7.436% | 0 | 447.3664 | Industrial_2031_Economic_GWh_Before Competition Groups_Recommissioning
Industrial | Ind ¦ SEM | 2031 | Economic | GWh | Before Competition Groups | 447.3664 | 0 | 0 | 6016.1679 | 0.074361 | 8 | Industrial_2031_Economic_GWh_Before Competition Groups_8 | SEM | 7.436% | 0 | 447.3664 | Industrial_2031_Economic_GWh_Before Competition Groups_SEM
Industrial | Ind ¦ Pump Equipment Upgrade | 2031 | Technical | GWh | Before Competition Groups | 481.5683 | 0 | 0 | 6546.9248 | 0.073556 | 5 | Industrial_2031_Technical_GWh_Before Competition Groups_5 | Pump Equipment Upgrade | 7.356% | 0 | 481.5683 | Industrial_2031_Technical_GWh_Before Competition Groups_Pump Equipment Upgrade
Industrial | Ind ¦ Air Compressor Optimization | 2031 | Technical | GWh | Before Competition Groups | 472.2661 | 0 | 0 | 6546.9248 | 0.072136 | 6 | Industrial_2031_Technical_GWh_Before Competition Groups_6 | Air Compressor Optimization | 7.214% | 0 | 472.2661 | Industrial_2031_Technical_GWh_Before Competition Groups_Air Compressor Optimization
Industrial | Ind ¦ Recommissioning | 2031 | Technical | GWh | Before Competition Groups | 447.3664 | 0 | 0 | 6546.9248 | 0.068332 | 7 | Industrial_2031_Technical_GWh_Before Competition Groups_7 | Recommissioning | 6.833% | 0 | 447.3664 | Industrial_2031_Technical_GWh_Before Competition Groups_Recommissioning
Industrial | Ind ¦ SEM | 2031 | Technical | GWh | Before Competition Groups | 447.3664 | 0 | 0 | 6546.9248 | 0.068332 | 8 | Industrial_2031_Technical_GWh_Before Competition Groups_8 | SEM | 6.833% | 0 | 447.3664 | Industrial_2031_Technical_GWh_Before Competition Groups_SEM
Industrial | Ind ¦ Efficient Compressed Air Nozzles | 2031 | Economic | GWh | Before Competition Groups | 409.7572 | 0 | 0 | 6016.1679 | 0.068109 | 9 | Industrial_2031_Economic_GWh_Before Competition Groups_9 | Efficient Compressed Air Nozzles | 6.811% | 0 | 409.7572 | Industrial_2031_Economic_GWh_Before Competition Groups_Efficient Compressed Air Nozzles
Industrial | Ind ¦ Efficient Compressed Air Nozzles | 2031 | Achievable | GWh | Before Competition Groups | 183.1622 | 0 | 0 | 2915.3044 | 0.062828 | 8 | Industrial_2031_Achievable_GWh_Before Competition Groups_8 | Efficient Compressed Air Nozzles | 6.283% | 0 | 183.1622 | Industrial_2031_Achievable_GWh_Before Competition Groups_Efficient Compressed Air Nozzles
Industrial | Ind ¦ Efficient Compressed Air Nozzles | 2031 | Technical | GWh | Before Competition Groups | 409.7572 | 0 | 0 | 6546.9248 | 0.062588 | 9 | Industrial_2031_Technical_GWh_Before Competition Groups_9 | Efficient Compressed Air Nozzles | 6.259% | 0 | 409.7572 | Industrial_2031_Technical_GWh_Before Competition Groups_Efficient Compressed Air Nozzles
Industrial | Ind ¦ High Efficiency HVAC Fans | 2031 | Achievable | GWh | Before Competition Groups | 182.2735 | 0 | 0 | 2915.3044 | 0.062523 | 9 | Industrial_2031_Achievable_GWh_Before Competition Groups_9 | High Efficiency HVAC Fans | 6.252% | 0 | 182.2735 | Industrial_2031_Achievable_GWh_Before Competition Groups_High Efficiency HVAC Fans
Industrial | Ind ¦ High Efficiency HVAC Fans | 2031 | Economic | GWh | Before Competition Groups | 328.3302 | 0 | 0 | 6016.1679 | 0.054575 | 10 | Industrial_2031_Economic_GWh_Before Competition Groups_10 | High Efficiency HVAC Fans | 5.457% | 0 | 328.3302 | Industrial_2031_Economic_GWh_Before Competition Groups_High Efficiency HVAC Fans
Industrial | Ind ¦ High Efficiency HVAC Fans | 2031 | Technical | GWh | Before Competition Groups | 328.3302 | 0 | 0 | 6546.9248 | 0.05015 | 10 | Industrial_2031_Technical_GWh_Before Competition Groups_10 | High Efficiency HVAC Fans | 5.015% | 0 | 328.3302 | Industrial_2031_Technical_GWh_Before Competition Groups_High Efficiency HVAC Fans
Industrial | Ind ¦ HE Lighting | 2031 | Achievable | GWh | Before Competition Groups | 135.6381 | 0 | 0 | 2915.3044 | 0.046526 | 10 | Industrial_2031_Achievable_GWh_Before Competition Groups_10 | HE Lighting | 4.653% | 0 | 135.6381 | Industrial_2031_Achievable_GWh_Before Competition Groups_HE Lighting
Industrial | Ind ¦ Process Optimization (Elec) | 2031 | Economic | GWh | Before Competition Groups | 164.8314 | 0 | 0 | 6016.1679 | 0.027398 | 11 | Industrial_2031_Economic_GWh_Before Competition Groups_11 | Process Optimization (Elec) | 2.74% | 0 | 164.8314 | Industrial_2031_Economic_GWh_Before Competition Groups_Process Optimization (Elec)
Industrial | Ind ¦ Process Optimization (Elec) | 2031 | Technical | GWh | Before Competition Groups | 164.8314 | 0 | 0 | 6546.9248 | 0.025177 | 11 | Industrial_2031_Technical_GWh_Before Competition Groups_11 | Process Optimization (Elec) | 2.518% | 0 | 164.8314 | Industrial_2031_Technical_GWh_Before Competition Groups_Process Optimization (Elec)
Industrial | Ind ¦ Premium Efficient Motors | 2031 | Technical | GWh | Before Competition Groups | 151.3355 | 0 | 0 | 6546.9248 | 0.023116 | 12 | Industrial_2031_Technical_GWh_Before Competition Groups_12 | Premium Efficient Motors | 2.312% | 0 | 151.3355 | Industrial_2031_Technical_GWh_Before Competition Groups_Premium Efficient Motors
Industrial | Ind ¦ Fan System Optimization | 2031 | Achievable | GWh | Before Competition Groups | 40.6728 | 0 | 0 | 2915.3044 | 0.013951 | 11 | Industrial_2031_Achievable_GWh_Before Competition Groups_11 | Fan System Optimization | 1.395% | 0 | 40.6728 | Industrial_2031_Achievable_GWh_Before Competition Groups_Fan System Optimization
Industrial | Ind ¦ Material Handling Improvements | 2031 | Achievable | GWh | Before Competition Groups | 36.7169 | 0 | 0 | 2915.3044 | 0.012595 | 12 | Industrial_2031_Achievable_GWh_Before Competition Groups_12 | Material Handling Improvements | 1.259% | 0 | 36.7169 | Industrial_2031_Achievable_GWh_Before Competition Groups_Material Handling Improvements
Industrial | Ind ¦ Pulp and Paper Process Improvements | 2031 | Achievable | GWh | Before Competition Groups | 33.867 | 0 | 0 | 2915.3044 | 0.011617 | 13 | Industrial_2031_Achievable_GWh_Before Competition Groups_13 | Pulp and Paper Process Improvements | 1.162% | 0 | 33.867 | Industrial_2031_Achievable_GWh_Before Competition Groups_Pulp and Paper Process Improvements
Industrial | Ind ¦ HE HVAC Controls | 2031 | Technical | GWh | Before Competition Groups | 74.6628 | 0 | 0 | 6546.9248 | 0.011404 | 13 | Industrial_2031_Technical_GWh_Before Competition Groups_13 | HE HVAC Controls | 1.14% | 0 | 74.6628 | Industrial_2031_Technical_GWh_Before Competition Groups_HE HVAC Controls
Industrial | Ind ¦ Fan System Optimization | 2031 | Economic | GWh | Before Competition Groups | 66.9931 | 0 | 0 | 6016.1679 | 0.011136 | 12 | Industrial_2031_Economic_GWh_Before Competition Groups_12 | Fan System Optimization | 1.114% | 0 | 66.9931 | Industrial_2031_Economic_GWh_Before Competition Groups_Fan System Optimization
Industrial | Ind ¦ Pulp and Paper Process Improvements | 2031 | Economic | GWh | Before Competition Groups | 62.1073 | 0 | 0 | 6016.1679 | 0.010323 | 13 | Industrial_2031_Economic_GWh_Before Competition Groups_13 | Pulp and Paper Process Improvements | 1.032% | 0 | 62.1073 | Industrial_2031_Economic_GWh_Before Competition Groups_Pulp and Paper Process Improvements
Industrial | Ind ¦ Efficient Irrigation | 2031 | Economic | GWh | Before Competition Groups | 61.7534 | 0 | 0 | 6016.1679 | 0.010265 | 14 | Industrial_2031_Economic_GWh_Before Competition Groups_14 | Efficient Irrigation | 1.026% | 0 | 61.7534 | Industrial_2031_Economic_GWh_Before Competition Groups_Efficient Irrigation
Industrial | Ind ¦ Fan System Optimization | 2031 | Technical | GWh | Before Competition Groups | 66.9931 | 0 | 0 | 6546.9248 | 0.010233 | 14 | Industrial_2031_Technical_GWh_Before Competition Groups_14 | Fan System Optimization | 1.023% | 0 | 66.9931 | Industrial_2031_Technical_GWh_Before Competition Groups_Fan System Optimization
Industrial | Ind ¦ Material Handling Improvements | 2031 | Economic | GWh | Before Competition Groups | 61.0025 | 0 | 0 | 6016.1679 | 0.01014 | 15 | Industrial_2031_Economic_GWh_Before Competition Groups_15 | Material Handling Improvements | 1.014% | 0 | 61.0025 | Industrial_2031_Economic_GWh_Before Competition Groups_Material Handling Improvements
Industrial | Ind ¦ HE HVAC Units | 2031 | Technical | GWh | Before Competition Groups | 64.601 | 0 | 0 | 6546.9248 | 0.0098674 | 15 | Industrial_2031_Technical_GWh_Before Competition Groups_15 | HE HVAC Units | 0.9867% | 0 | 64.601 | Industrial_2031_Technical_GWh_Before Competition Groups_HE HVAC Units
Industrial | Ind ¦ Pulp and Paper Process Improvements | 2031 | Technical | GWh | Before Competition Groups | 62.1073 | 0 | 0 | 6546.9248 | 0.0094865 | 16 | Industrial_2031_Technical_GWh_Before Competition Groups_16 | Pulp and Paper Process Improvements | 0.9486% | 0 | 62.1073 | Industrial_2031_Technical_GWh_Before Competition Groups_Pulp and Paper Process Improvements
Industrial | Ind ¦ Efficient Irrigation | 2031 | Technical | GWh | Before Competition Groups | 61.7534 | 0 | 0 | 6546.9248 | 0.0094324 | 17 | Industrial_2031_Technical_GWh_Before Competition Groups_17 | Efficient Irrigation | 0.9432% | 0 | 61.7534 | Industrial_2031_Technical_GWh_Before Competition Groups_Efficient Irrigation
Industrial | Ind ¦ Material Handling Improvements | 2031 | Technical | GWh | Before Competition Groups | 61.0025 | 0 | 0 | 6546.9248 | 0.0093177 | 18 | Industrial_2031_Technical_GWh_Before Competition Groups_18 | Material Handling Improvements | 0.9318% | 0 | 61.0025 | Industrial_2031_Technical_GWh_Before Competition Groups_Material Handling Improvements
Industrial | Ind ¦ Refiner Plate Improvements | 2031 | Economic | GWh | Before Competition Groups | 46.7749 | 0 | 0 | 6016.1679 | 0.0077749 | 16 | Industrial_2031_Economic_GWh_Before Competition Groups_16 | Refiner Plate Improvements | 0.7775% | 0 | 46.7749 | Industrial_2031_Economic_GWh_Before Competition Groups_Refiner Plate Improvements
Industrial | Ind ¦ Refiner Plate Improvements | 2031 | Technical | GWh | Before Competition Groups | 46.7749 | 0 | 0 | 6546.9248 | 0.0071446 | 19 | Industrial_2031_Technical_GWh_Before Competition Groups_19 | Refiner Plate Improvements | 0.7145% | 0 | 46.7749 | Industrial_2031_Technical_GWh_Before Competition Groups_Refiner Plate Improvements
Industrial | Ind ¦ Refiner Plate Improvements | 2031 | Achievable | GWh | Before Competition Groups | 20.4088 | 0 | 0 | 2915.3044 | 0.0070006 | 14 | Industrial_2031_Achievable_GWh_Before Competition Groups_14 | Refiner Plate Improvements | 0.7001% | 0 | 20.4088 | Industrial_2031_Achievable_GWh_Before Competition Groups_Refiner Plate Improvements
Industrial | Ind ¦ Process Heat Recovery | 2031 | Achievable | GWh | Before Competition Groups | 18.8588 | 0 | 0 | 2915.3044 | 0.0064689 | 15 | Industrial_2031_Achievable_GWh_Before Competition Groups_15 | Process Heat Recovery | 0.6469% | 0 | 18.8588 | Industrial_2031_Achievable_GWh_Before Competition Groups_Process Heat Recovery
Industrial | Ind ¦ VAV Conversion Project | 2031 | Achievable | GWh | Before Competition Groups | 18.7127 | 0 | 0 | 2915.3044 | 0.0064188 | 16 | Industrial_2031_Achievable_GWh_Before Competition Groups_16 | VAV Conversion Project | 0.6419% | 0 | 18.7127 | Industrial_2031_Achievable_GWh_Before Competition Groups_VAV Conversion Project
Industrial | Ind ¦ Cold Storage Retrofit | 2031 | Technical | GWh | Before Competition Groups | 40.6135 | 0 | 0 | 6546.9248 | 0.0062034 | 20 | Industrial_2031_Technical_GWh_Before Competition Groups_20 | Cold Storage Retrofit | 0.6203% | 0 | 40.6135 | Industrial_2031_Technical_GWh_Before Competition Groups_Cold Storage Retrofit
Industrial | Ind ¦ Process Optimization (Elec) | 2031 | Achievable | GWh | Before Competition Groups | 17.1217 | 0 | 0 | 2915.3044 | 0.005873 | 17 | Industrial_2031_Achievable_GWh_Before Competition Groups_17 | Process Optimization (Elec) | 0.5873% | 0 | 17.1217 | Industrial_2031_Achievable_GWh_Before Competition Groups_Process Optimization (Elec)
Industrial | Ind ¦ Efficient Irrigation | 2031 | Achievable | GWh | Before Competition Groups | 16.7793 | 0 | 0 | 2915.3044 | 0.0057556 | 18 | Industrial_2031_Achievable_GWh_Before Competition Groups_18 | Efficient Irrigation | 0.5756% | 0 | 16.7793 | Industrial_2031_Achievable_GWh_Before Competition Groups_Efficient Irrigation
Industrial | Ind ¦ Process Heat Recovery | 2031 | Economic | GWh | Before Competition Groups | 32.9234 | 0 | 0 | 6016.1679 | 0.0054725 | 17 | Industrial_2031_Economic_GWh_Before Competition Groups_17 | Process Heat Recovery | 0.5472% | 0 | 32.9234 | Industrial_2031_Economic_GWh_Before Competition Groups_Process Heat Recovery
Industrial | Ind ¦ VAV Conversion Project | 2031 | Economic | GWh | Before Competition Groups | 31.3383 | 0 | 0 | 6016.1679 | 0.005209 | 18 | Industrial_2031_Economic_GWh_Before Competition Groups_18 | VAV Conversion Project | 0.5209% | 0 | 31.3383 | Industrial_2031_Economic_GWh_Before Competition Groups_VAV Conversion Project
Industrial | Ind ¦ Process Heat Recovery | 2031 | Technical | GWh | Before Competition Groups | 32.9234 | 0 | 0 | 6546.9248 | 0.0050288 | 21 | Industrial_2031_Technical_GWh_Before Competition Groups_21 | Process Heat Recovery | 0.5029% | 0 | 32.9234 | Industrial_2031_Technical_GWh_Before Competition Groups_Process Heat Recovery
Industrial | Ind ¦ VAV Conversion Project | 2031 | Technical | GWh | Before Competition Groups | 31.3383 | 0 | 0 | 6546.9248 | 0.0047867 | 22 | Industrial_2031_Technical_GWh_Before Competition Groups_22 | VAV Conversion Project | 0.4787% | 0 | 31.3383 | Industrial_2031_Technical_GWh_Before Competition Groups_VAV Conversion Project
Industrial | Ind ¦ Improved Controls - Process Cooling | 2031 | Achievable | GWh | Before Competition Groups | 13.9105 | 0 | 0 | 2915.3044 | 0.0047715 | 19 | Industrial_2031_Achievable_GWh_Before Competition Groups_19 | Improved Controls - Process Cooling | 0.4772% | 0 | 13.9105 | Industrial_2031_Achievable_GWh_Before Competition Groups_Improved Controls - Process Cooling
Industrial | Ind ¦ Ventilation Optimization | 2031 | Technical | GWh | Before Competition Groups | 30.4099 | 0 | 0 | 6546.9248 | 0.0046449 | 23 | Industrial_2031_Technical_GWh_Before Competition Groups_23 | Ventilation Optimization | 0.4645% | 0 | 30.4099 | Industrial_2031_Technical_GWh_Before Competition Groups_Ventilation Optimization
Industrial | Ind ¦ HVLS Fans | 2031 | Technical | GWh | Before Competition Groups | 26.0215 | 0 | 0 | 6546.9248 | 0.0039746 | 24 | Industrial_2031_Technical_GWh_Before Competition Groups_24 | HVLS Fans | 0.3975% | 0 | 26.0215 | Industrial_2031_Technical_GWh_Before Competition Groups_HVLS Fans
Industrial | Ind ¦ Improved Controls - Process Cooling | 2031 | Economic | GWh | Before Competition Groups | 23.7604 | 0 | 0 | 6016.1679 | 0.0039494 | 19 | Industrial_2031_Economic_GWh_Before Competition Groups_19 | Improved Controls - Process Cooling | 0.3949% | 0 | 23.7604 | Industrial_2031_Economic_GWh_Before Competition Groups_Improved Controls - Process Cooling
Industrial | Ind ¦ High Efficiency Battery Charger | 2031 | Achievable | GWh | Before Competition Groups | 11.4933 | 0 | 0 | 2915.3044 | 0.0039424 | 20 | Industrial_2031_Achievable_GWh_Before Competition Groups_20 | High Efficiency Battery Charger | 0.3942% | 0 | 11.4933 | Industrial_2031_Achievable_GWh_Before Competition Groups_High Efficiency Battery Charger
Industrial | Ind ¦ Improved Controls - Process Cooling | 2031 | Technical | GWh | Before Competition Groups | 23.7604 | 0 | 0 | 6546.9248 | 0.0036292 | 25 | Industrial_2031_Technical_GWh_Before Competition Groups_25 | Improved Controls - Process Cooling | 0.3629% | 0 | 23.7604 | Industrial_2031_Technical_GWh_Before Competition Groups_Improved Controls - Process Cooling
Industrial | Ind ¦ High Efficiency Battery Charger | 2031 | Economic | GWh | Before Competition Groups | 21.7226 | 0 | 0 | 6016.1679 | 0.0036107 | 20 | Industrial_2031_Economic_GWh_Before Competition Groups_20 | High Efficiency Battery Charger | 0.3611% | 0 | 21.7226 | Industrial_2031_Economic_GWh_Before Competition Groups_High Efficiency Battery Charger
Industrial | Ind ¦ High Efficiency Battery Charger | 2031 | Technical | GWh | Before Competition Groups | 21.7226 | 0 | 0 | 6546.9248 | 0.003318 | 26 | Industrial_2031_Technical_GWh_Before Competition Groups_26 | High Efficiency Battery Charger | 0.3318% | 0 | 21.7226 | Industrial_2031_Technical_GWh_Before Competition Groups_High Efficiency Battery Charger
Industrial | Ind ¦ Low Energy Livestock Waterers | 2031 | Technical | GWh | Before Competition Groups | 21.5092 | 0 | 0 | 6546.9248 | 0.0032854 | 27 | Industrial_2031_Technical_GWh_Before Competition Groups_27 | Low Energy Livestock Waterers | 0.3285% | 0 | 21.5092 | Industrial_2031_Technical_GWh_Before Competition Groups_Low Energy Livestock Waterers
Industrial | Ind ¦ Process Improvements | 2031 | Achievable | GWh | Before Competition Groups | 9.5001 | 0 | 0 | 2915.3044 | 0.0032587 | 21 | Industrial_2031_Achievable_GWh_Before Competition Groups_21 | Process Improvements | 0.3259% | 0 | 9.5001 | Industrial_2031_Achievable_GWh_Before Competition Groups_Process Improvements
Industrial | Ind ¦ Synchronous Belts | 2031 | Technical | GWh | Before Competition Groups | 20.8029 | 0 | 0 | 6546.9248 | 0.0031775 | 28 | Industrial_2031_Technical_GWh_Before Competition Groups_28 | Synchronous Belts | 0.3178% | 0 | 20.8029 | Industrial_2031_Technical_GWh_Before Competition Groups_Synchronous Belts
Industrial | Ind ¦ Dairy Pre-Cooler | 2031 | Economic | GWh | Before Competition Groups | 16.5367 | 0 | 0 | 6016.1679 | 0.0027487 | 21 | Industrial_2031_Economic_GWh_Before Competition Groups_21 | Dairy Pre-Cooler | 0.2749% | 0 | 16.5367 | Industrial_2031_Economic_GWh_Before Competition Groups_Dairy Pre-Cooler
Industrial | Ind ¦ Process Improvements | 2031 | Economic | GWh | Before Competition Groups | 16.1411 | 0 | 0 | 6016.1679 | 0.002683 | 22 | Industrial_2031_Economic_GWh_Before Competition Groups_22 | Process Improvements | 0.2683% | 0 | 16.1411 | Industrial_2031_Economic_GWh_Before Competition Groups_Process Improvements
Industrial | Ind ¦ Refrigeration Compressor VFD | 2031 | Achievable | GWh | Before Competition Groups | 7.7391 | 0 | 0 | 2915.3044 | 0.0026546 | 22 | Industrial_2031_Achievable_GWh_Before Competition Groups_22 | Refrigeration Compressor VFD | 0.2655% | 0 | 7.7391 | Industrial_2031_Achievable_GWh_Before Competition Groups_Refrigeration Compressor VFD
Industrial | Ind ¦ Dairy Pre-Cooler | 2031 | Technical | GWh | Before Competition Groups | 16.5367 | 0 | 0 | 6546.9248 | 0.0025259 | 29 | Industrial_2031_Technical_GWh_Before Competition Groups_29 | Dairy Pre-Cooler | 0.2526% | 0 | 16.5367 | Industrial_2031_Technical_GWh_Before Competition Groups_Dairy Pre-Cooler
Industrial | Ind ¦ Process Improvements | 2031 | Technical | GWh | Before Competition Groups | 16.1411 | 0 | 0 | 6546.9248 | 0.0024654 | 30 | Industrial_2031_Technical_GWh_Before Competition Groups_30 | Process Improvements | 0.2465% | 0 | 16.1411 | Industrial_2031_Technical_GWh_Before Competition Groups_Process Improvements
Industrial | Ind ¦ Refrigeration Compressor VFD | 2031 | Economic | GWh | Before Competition Groups | 14.4072 | 0 | 0 | 6016.1679 | 0.0023947 | 23 | Industrial_2031_Economic_GWh_Before Competition Groups_23 | Refrigeration Compressor VFD | 0.2395% | 0 | 14.4072 | Industrial_2031_Economic_GWh_Before Competition Groups_Refrigeration Compressor VFD
Industrial | Ind ¦ Ventilation Optimization | 2031 | Achievable | GWh | Before Competition Groups | 6.9197 | 0 | 0 | 2915.3044 | 0.0023736 | 23 | Industrial_2031_Achievable_GWh_Before Competition Groups_23 | Ventilation Optimization | 0.2374% | 0 | 6.9197 | Industrial_2031_Achievable_GWh_Before Competition Groups_Ventilation Optimization
Industrial | Ind ¦ Refrigeration Compressor VFD | 2031 | Technical | GWh | Before Competition Groups | 14.4072 | 0 | 0 | 6546.9248 | 0.0022006 | 31 | Industrial_2031_Technical_GWh_Before Competition Groups_31 | Refrigeration Compressor VFD | 0.2201% | 0 | 14.4072 | Industrial_2031_Technical_GWh_Before Competition Groups_Refrigeration Compressor VFD
Industrial | Ind ¦ Dairy Pre-Cooler | 2031 | Achievable | GWh | Before Competition Groups | 6.1778 | 0 | 0 | 2915.3044 | 0.0021191 | 24 | Industrial_2031_Achievable_GWh_Before Competition Groups_24 | Dairy Pre-Cooler | 0.2119% | 0 | 6.1778 | Industrial_2031_Achievable_GWh_Before Competition Groups_Dairy Pre-Cooler
Industrial | Ind ¦ Improved Controls - Process Heating | 2031 | Achievable | GWh | Before Competition Groups | 6.0781 | 0 | 0 | 2915.3044 | 0.0020849 | 25 | Industrial_2031_Achievable_GWh_Before Competition Groups_25 | Improved Controls - Process Heating | 0.2085% | 0 | 6.0781 | Industrial_2031_Achievable_GWh_Before Competition Groups_Improved Controls - Process Heating
Industrial | Ind ¦ Ventilation Optimization | 2031 | Economic | GWh | Before Competition Groups | 10.9079 | 0 | 0 | 6016.1679 | 0.0018131 | 24 | Industrial_2031_Economic_GWh_Before Competition Groups_24 | Ventilation Optimization | 0.1813% | 0 | 10.9079 | Industrial_2031_Economic_GWh_Before Competition Groups_Ventilation Optimization
Industrial | Ind ¦ Free Cooling | 2031 | Economic | GWh | Before Competition Groups | 10.4833 | 0 | 0 | 6016.1679 | 0.0017425 | 25 | Industrial_2031_Economic_GWh_Before Competition Groups_25 | Free Cooling | 0.1743% | 0 | 10.4833 | Industrial_2031_Economic_GWh_Before Competition Groups_Free Cooling
Industrial | Ind ¦ Chiller Optimization | 2031 | Technical | GWh | Before Competition Groups | 11.3994 | 0 | 0 | 6546.9248 | 0.0017412 | 32 | Industrial_2031_Technical_GWh_Before Competition Groups_32 | Chiller Optimization | 0.1741% | 0 | 11.3994 | Industrial_2031_Technical_GWh_Before Competition Groups_Chiller Optimization
Industrial | Ind ¦ Improved Controls - Process Heating | 2031 | Economic | GWh | Before Competition Groups | 10.3324 | 0 | 0 | 6016.1679 | 0.0017174 | 26 | Industrial_2031_Economic_GWh_Before Competition Groups_26 | Improved Controls - Process Heating | 0.1717% | 0 | 10.3324 | Industrial_2031_Economic_GWh_Before Competition Groups_Improved Controls - Process Heating
Industrial | Ind ¦ Efficient Transformer | 2031 | Technical | GWh | Before Competition Groups | 10.8613 | 0 | 0 | 6546.9248 | 0.001659 | 33 | Industrial_2031_Technical_GWh_Before Competition Groups_33 | Efficient Transformer | 0.1659% | 0 | 10.8613 | Industrial_2031_Technical_GWh_Before Competition Groups_Efficient Transformer
Industrial | Ind ¦ Free Cooling | 2031 | Technical | GWh | Before Competition Groups | 10.4833 | 0 | 0 | 6546.9248 | 0.0016013 | 34 | Industrial_2031_Technical_GWh_Before Competition Groups_34 | Free Cooling | 0.1601% | 0 | 10.4833 | Industrial_2031_Technical_GWh_Before Competition Groups_Free Cooling
Industrial | Ind ¦ Improved Controls - Process Heating | 2031 | Technical | GWh | Before Competition Groups | 10.3324 | 0 | 0 | 6546.9248 | 0.0015782 | 35 | Industrial_2031_Technical_GWh_Before Competition Groups_35 | Improved Controls - Process Heating | 0.1578% | 0 | 10.3324 | Industrial_2031_Technical_GWh_Before Competition Groups_Improved Controls - Process Heating
Industrial | Ind ¦ High Efficiency Welders | 2031 | Technical | GWh | Before Competition Groups | 10.224 | 0 | 0 | 6546.9248 | 0.0015616 | 36 | Industrial_2031_Technical_GWh_Before Competition Groups_36 | High Efficiency Welders | 0.1562% | 0 | 10.224 | Industrial_2031_Technical_GWh_Before Competition Groups_High Efficiency Welders
Industrial | Ind ¦ Cooling Tower Optimization | 2031 | Economic | GWh | Before Competition Groups | 8.6448 | 0 | 0 | 6016.1679 | 0.0014369 | 27 | Industrial_2031_Economic_GWh_Before Competition Groups_27 | Cooling Tower Optimization | 0.1437% | 0 | 8.6448 | Industrial_2031_Economic_GWh_Before Competition Groups_Cooling Tower Optimization
Industrial | Ind ¦ Cooling Tower Optimization | 2031 | Technical | GWh | Before Competition Groups | 8.6448 | 0 | 0 | 6546.9248 | 0.0013204 | 37 | Industrial_2031_Technical_GWh_Before Competition Groups_37 | Cooling Tower Optimization | 0.132% | 0 | 8.6448 | Industrial_2031_Technical_GWh_Before Competition Groups_Cooling Tower Optimization
Industrial | Ind ¦ Engine Block Heater Timer | 2031 | Achievable | GWh | Before Competition Groups | 3.7144 | 0 | 0 | 2915.3044 | 0.0012741 | 26 | Industrial_2031_Achievable_GWh_Before Competition Groups_26 | Engine Block Heater Timer | 0.1274% | 0 | 3.7144 | Industrial_2031_Achievable_GWh_Before Competition Groups_Engine Block Heater Timer
Industrial | Ind ¦ Engine Block Heater Timer | 2031 | Economic | GWh | Before Competition Groups | 6.3618 | 0 | 0 | 6016.1679 | 0.0010574 | 28 | Industrial_2031_Economic_GWh_Before Competition Groups_28 | Engine Block Heater Timer | 0.1057% | 0 | 6.3618 | Industrial_2031_Economic_GWh_Before Competition Groups_Engine Block Heater Timer
Industrial | Ind ¦ Engine Block Heater Timer | 2031 | Technical | GWh | Before Competition Groups | 6.3618 | 0 | 0 | 6546.9248 | 0.00097172 | 38 | Industrial_2031_Technical_GWh_Before Competition Groups_38 | Engine Block Heater Timer | 0.09717% | 0 | 6.3618 | Industrial_2031_Technical_GWh_Before Competition Groups_Engine Block Heater Timer
Industrial | Ind ¦ Efficient Refrigeration Compressor | 2031 | Achievable | GWh | Before Competition Groups | 2.4721 | 0 | 0 | 2915.3044 | 0.00084797 | 27 | Industrial_2031_Achievable_GWh_Before Competition Groups_27 | Efficient Refrigeration Compressor | 0.0848% | 0 | 2.4721 | Industrial_2031_Achievable_GWh_Before Competition Groups_Efficient Refrigeration Compressor
Industrial | Ind ¦ Heat Lamps/Heat Pad | 2031 | Technical | GWh | Before Competition Groups | 4.4646 | 0 | 0 | 6546.9248 | 0.00068194 | 39 | Industrial_2031_Technical_GWh_Before Competition Groups_39 | Heat Lamps/Heat Pad | 0.06819% | 0 | 4.4646 | Industrial_2031_Technical_GWh_Before Competition Groups_Heat Lamps/Heat Pad
Industrial | Ind ¦ Efficient Refrigeration Compressor | 2031 | Economic | GWh | Before Competition Groups | 3.3719 | 0 | 0 | 6016.1679 | 0.00056047 | 29 | Industrial_2031_Economic_GWh_Before Competition Groups_29 | Efficient Refrigeration Compressor | 0.05605% | 0 | 3.3719 | Industrial_2031_Economic_GWh_Before Competition Groups_Efficient Refrigeration Compressor
Industrial | Ind ¦ Air Compressor Heat Recovery | 2031 | Achievable | GWh | Before Competition Groups | 1.5745 | 0 | 0 | 2915.3044 | 0.00054009 | 28 | Industrial_2031_Achievable_GWh_Before Competition Groups_28 | Air Compressor Heat Recovery | 0.05401% | 0 | 1.5745 | Industrial_2031_Achievable_GWh_Before Competition Groups_Air Compressor Heat Recovery
Industrial | Ind ¦ Efficient Refrigeration Compressor | 2031 | Technical | GWh | Before Competition Groups | 3.3719 | 0 | 0 | 6546.9248 | 0.00051503 | 40 | Industrial_2031_Technical_GWh_Before Competition Groups_40 | Efficient Refrigeration Compressor | 0.0515% | 0 | 3.3719 | Industrial_2031_Technical_GWh_Before Competition Groups_Efficient Refrigeration Compressor
Industrial | Ind ¦ Air Compressor Heat Recovery | 2031 | Economic | GWh | Before Competition Groups | 2.7267 | 0 | 0 | 6016.1679 | 0.00045323 | 30 | Industrial_2031_Economic_GWh_Before Competition Groups_30 | Air Compressor Heat Recovery | 0.04532% | 0 | 2.7267 | Industrial_2031_Economic_GWh_Before Competition Groups_Air Compressor Heat Recovery
Industrial | Ind ¦ Air Compressor Heat Recovery | 2031 | Technical | GWh | Before Competition Groups | 2.7267 | 0 | 0 | 6546.9248 | 0.00041649 | 41 | Industrial_2031_Technical_GWh_Before Competition Groups_41 | Air Compressor Heat Recovery | 0.04165% | 0 | 2.7267 | Industrial_2031_Technical_GWh_Before Competition Groups_Air Compressor Heat Recovery
Industrial | Ind ¦ Low Energy Livestock Waterers | 2031 | Achievable | GWh | Before Competition Groups | 1.1784 | 0 | 0 | 2915.3044 | 0.00040423 | 29 | Industrial_2031_Achievable_GWh_Before Competition Groups_29 | Low Energy Livestock Waterers | 0.04042% | 0 | 1.1784 | Industrial_2031_Achievable_GWh_Before Competition Groups_Low Energy Livestock Waterers
Industrial | Ind ¦ Creep Heat Controller | 2031 | Technical | GWh | Before Competition Groups | 2.5521 | 0 | 0 | 6546.9248 | 0.00038982 | 42 | Industrial_2031_Technical_GWh_Before Competition Groups_42 | Creep Heat Controller | 0.03898% | 0 | 2.5521 | Industrial_2031_Technical_GWh_Before Competition Groups_Creep Heat Controller
Industrial | Ind ¦ Free Cooling | 2031 | Achievable | GWh | Before Competition Groups | 1.0434 | 0 | 0 | 2915.3044 | 0.00035791 | 30 | Industrial_2031_Achievable_GWh_Before Competition Groups_30 | Free Cooling | 0.03579% | 0 | 1.0434 | Industrial_2031_Achievable_GWh_Before Competition Groups_Free Cooling
Industrial | Ind ¦ Optimize Compressed Air Dryer | 2031 | Technical | GWh | Before Competition Groups | 1.9704 | 0 | 0 | 6546.9248 | 0.00030097 | 43 | Industrial_2031_Technical_GWh_Before Competition Groups_43 | Optimize Compressed Air Dryer | 0.0301% | 0 | 1.9704 | Industrial_2031_Technical_GWh_Before Competition Groups_Optimize Compressed Air Dryer
Industrial | Ind ¦ Low Energy Livestock Waterers | 2031 | Economic | GWh | Before Competition Groups | 1.2692 | 0 | 0 | 6016.1679 | 0.00021097 | 31 | Industrial_2031_Economic_GWh_Before Competition Groups_31 | Low Energy Livestock Waterers | 0.0211% | 0 | 1.2692 | Industrial_2031_Economic_GWh_Before Competition Groups_Low Energy Livestock Waterers
Industrial | Ind ¦ Dual and Natural Exhaust Ventilation Systems | 2031 | Technical | GWh | Before Competition Groups | 1.3124 | 0 | 0 | 6546.9248 | 0.00020047 | 44 | Industrial_2031_Technical_GWh_Before Competition Groups_44 | Dual and Natural Exhaust Ventilation Systems | 0.02005% | 0 | 1.3124 | Industrial_2031_Technical_GWh_Before Competition Groups_Dual and Natural Exhaust Ventilation Systems
Industrial | Ind ¦ Dairy Water Heater | 2031 | Achievable | GWh | Before Competition Groups | 0.40585 | 0 | 0 | 2915.3044 | 0.00013921 | 31 | Industrial_2031_Achievable_GWh_Before Competition Groups_31 | Dairy Water Heater | 0.01392% | 0 | 0.40585 | Industrial_2031_Achievable_GWh_Before Competition Groups_Dairy Water Heater
Industrial | Ind ¦ Dairy Water Heater | 2031 | Economic | GWh | Before Competition Groups | 0.82301 | 0 | 0 | 6016.1679 | 0.0001368 | 32 | Industrial_2031_Economic_GWh_Before Competition Groups_32 | Dairy Water Heater | 0.01368% | 0 | 0.82301 | Industrial_2031_Economic_GWh_Before Competition Groups_Dairy Water Heater
Industrial | Ind ¦ Cooling Tower Optimization | 2031 | Achievable | GWh | Before Competition Groups | 0.39027 | 0 | 0 | 2915.3044 | 0.00013387 | 32 | Industrial_2031_Achievable_GWh_Before Competition Groups_32 | Cooling Tower Optimization | 0.01339% | 0 | 0.39027 | Industrial_2031_Achievable_GWh_Before Competition Groups_Cooling Tower Optimization
Industrial | Ind ¦ Dairy Water Heater | 2031 | Technical | GWh | Before Competition Groups | 0.82301 | 0 | 0 | 6546.9248 | 0.00012571 | 45 | Industrial_2031_Technical_GWh_Before Competition Groups_45 | Dairy Water Heater | 0.01257% | 0 | 0.82301 | Industrial_2031_Technical_GWh_Before Competition Groups_Dairy Water Heater
Industrial | Ind ¦ Creep Heat Controller | 2031 | Achievable | GWh | Before Competition Groups | 0 | 0 | 0 | 2915.3044 | 0 | 33 | Industrial_2031_Achievable_GWh_Before Competition Groups_33 | Creep Heat Controller | 0% | 0 | 0 | Industrial_2031_Achievable_GWh_Before Competition Groups_Creep Heat Controller
Industrial | Ind ¦ Creep Heat Controller | 2031 | Economic | GWh | Before Competition Groups | 0 | 0 | 0 | 6016.1679 | 0 | 33 | Industrial_2031_Economic_GWh_Before Competition Groups_33 | Creep Heat Controller | 0% | 0 | 0 | Industrial_2031_Economic_GWh_Before Competition Groups_Creep Heat Controller
Industrial | Ind ¦ Dual and Natural Exhaust Ventilation Systems | 2031 | Achievable | GWh | Before Competition Groups | 0 | 0 | 0 | 2915.3044 | 0 | 34 | Industrial_2031_Achievable_GWh_Before Competition Groups_34 | Dual and Natural Exhaust Ventilation Systems | 0% | 0 | 0 | Industrial_2031_Achievable_GWh_Before Competition Groups_Dual and Natural Exhaust Ventilation Systems
Industrial | Ind ¦ Dual and Natural Exhaust Ventilation Systems | 2031 | Economic | GWh | Before Competition Groups | 0 | 0 | 0 | 6016.1679 | 0 | 34 | Industrial_2031_Economic_GWh_Before Competition Groups_34 | Dual and Natural Exhaust Ventilation Systems | 0% | 0 | 0 | Industrial_2031_Economic_GWh_Before Competition Groups_Dual and Natural Exhaust Ventilation Systems
Industrial | Ind ¦ Efficient Transformer | 2031 | Achievable | GWh | Before Competition Groups | 0 | 0 | 0 | 2915.3044 | 0 | 35 | Industrial_2031_Achievable_GWh_Before Competition Groups_35 | Efficient Transformer | 0% | 0 | 0 | Industrial_2031_Achievable_GWh_Before Competition Groups_Efficient Transformer
Industrial | Ind ¦ Efficient Transformer | 2031 | Economic | GWh | Before Competition Groups | 0 | 0 | 0 | 6016.1679 | 0 | 35 | Industrial_2031_Economic_GWh_Before Competition Groups_35 | Efficient Transformer | 0% | 0 | 0 | Industrial_2031_Economic_GWh_Before Competition Groups_Efficient Transformer
Industrial | Ind ¦ Heat Lamps/Heat Pad | 2031 | Achievable | GWh | Before Competition Groups | 0 | 0 | 0 | 2915.3044 | 0 | 36 | Industrial_2031_Achievable_GWh_Before Competition Groups_36 | Heat Lamps/Heat Pad | 0% | 0 | 0 | Industrial_2031_Achievable_GWh_Before Competition Groups_Heat Lamps/Heat Pad
Industrial | Ind ¦ Heat Lamps/Heat Pad | 2031 | Economic | GWh | Before Competition Groups | 0 | 0 | 0 | 6016.1679 | 0 | 36 | Industrial_2031_Economic_GWh_Before Competition Groups_36 | Heat Lamps/Heat Pad | 0% | 0 | 0 | Industrial_2031_Economic_GWh_Before Competition Groups_Heat Lamps/Heat Pad
Industrial | Ind ¦ High Efficiency Welders | 2031 | Achievable | GWh | Before Competition Groups | 0 | 0 | 0 | 2915.3044 | 0 | 37 | Industrial_2031_Achievable_GWh_Before Competition Groups_37 | High Efficiency Welders | 0% | 0 | 0 | Industrial_2031_Achievable_GWh_Before Competition Groups_High Efficiency Welders
Industrial | Ind ¦ High Efficiency Welders | 2031 | Economic | GWh | Before Competition Groups | 0 | 0 | 0 | 6016.1679 | 0 | 37 | Industrial_2031_Economic_GWh_Before Competition Groups_37 | High Efficiency Welders | 0% | 0 | 0 | Industrial_2031_Economic_GWh_Before Competition Groups_High Efficiency Welders
Industrial | Ind ¦ HVLS Fans | 2031 | Achievable | GWh | Before Competition Groups | 0 | 0 | 0 | 2915.3044 | 0 | 38 | Industrial_2031_Achievable_GWh_Before Competition Groups_38 | HVLS Fans | 0% | 0 | 0 | Industrial_2031_Achievable_GWh_Before Competition Groups_HVLS Fans
Industrial | Ind ¦ HVLS Fans | 2031 | Economic | GWh | Before Competition Groups | 0 | 0 | 0 | 6016.1679 | 0 | 38 | Industrial_2031_Economic_GWh_Before Competition Groups_38 | HVLS Fans | 0% | 0 | 0 | Industrial_2031_Economic_GWh_Before Competition Groups_HVLS Fans
Industrial | Ind ¦ Optimize Compressed Air Dryer | 2031 | Achievable | GWh | Before Competition Groups | 0 | 0 | 0 | 2915.3044 | 0 | 39 | Industrial_2031_Achievable_GWh_Before Competition Groups_39 | Optimize Compressed Air Dryer | 0% | 0 | 0 | Industrial_2031_Achievable_GWh_Before Competition Groups_Optimize Compressed Air Dryer
Industrial | Ind ¦ Optimize Compressed Air Dryer | 2031 | Economic | GWh | Before Competition Groups | 0 | 0 | 0 | 6016.1679 | 0 | 39 | Industrial_2031_Economic_GWh_Before Competition Groups_39 | Optimize Compressed Air Dryer | 0% | 0 | 0 | Industrial_2031_Economic_GWh_Before Competition Groups_Optimize Compressed Air Dryer
Industrial | Ind ¦ Premium Efficient Motors | 2031 | Achievable | GWh | Before Competition Groups | 0 | 0 | 0 | 2915.3044 | 0 | 40 | Industrial_2031_Achievable_GWh_Before Competition Groups_40 | Premium Efficient Motors | 0% | 0 | 0 | Industrial_2031_Achievable_GWh_Before Competition Groups_Premium Efficient Motors
Industrial | Ind ¦ Premium Efficient Motors | 2031 | Economic | GWh | Before Competition Groups | 0 | 0 | 0 | 6016.1679 | 0 | 40 | Industrial_2031_Economic_GWh_Before Competition Groups_40 | Premium Efficient Motors | 0% | 0 | 0 | Industrial_2031_Economic_GWh_Before Competition Groups_Premium Efficient Motors
Industrial | Ind ¦ Synchronous Belts | 2031 | Achievable | GWh | Before Competition Groups | 0 | 0 | 0 | 2915.3044 | 0 | 41 | Industrial_2031_Achievable_GWh_Before Competition Groups_41 | Synchronous Belts | 0% | 0 | 0 | Industrial_2031_Achievable_GWh_Before Competition Groups_Synchronous Belts
Industrial | Ind ¦ Synchronous Belts | 2031 | Economic | GWh | Before Competition Groups | 0 | 0 | 0 | 6016.1679 | 0 | 41 | Industrial_2031_Economic_GWh_Before Competition Groups_41 | Synchronous Belts | 0% | 0 | 0 | Industrial_2031_Economic_GWh_Before Competition Groups_Synchronous Belts
Industrial | Ind ¦ Pump System Optimization | 2032 | Economic | GWh | Before Competition Groups | 1051.8877 | 0 | 0 | 6173.3293 | 0.17039 | 1 | Industrial_2032_Economic_GWh_Before Competition Groups_1 | Pump System Optimization | 17.04% | 0 | 1051.8877 | Industrial_2032_Economic_GWh_Before Competition Groups_Pump System Optimization
Industrial | Ind ¦ Pump System Optimization | 2032 | Achievable | GWh | Before Competition Groups | 552.6627 | 0 | 0 | 3351.9224 | 0.16488 | 1 | Industrial_2032_Achievable_GWh_Before Competition Groups_1 | Pump System Optimization | 16.49% | 0 | 552.6627 | Industrial_2032_Achievable_GWh_Before Competition Groups_Pump System Optimization
Industrial | Ind ¦ Pump System Optimization | 2032 | Technical | GWh | Before Competition Groups | 1072.4555 | 0 | 0 | 6706.471 | 0.15991 | 1 | Industrial_2032_Technical_GWh_Before Competition Groups_1 | Pump System Optimization | 15.99% | 0 | 1072.4555 | Industrial_2032_Technical_GWh_Before Competition Groups_Pump System Optimization
Industrial | Ind ¦ Air Leak Survey and Repair | 2032 | Achievable | GWh | Before Competition Groups | 376.1347 | 0 | 0 | 3351.9224 | 0.11221 | 2 | Industrial_2032_Achievable_GWh_Before Competition Groups_2 | Air Leak Survey and Repair | 11.22% | 0 | 376.1347 | Industrial_2032_Achievable_GWh_Before Competition Groups_Air Leak Survey and Repair
Industrial | Ind ¦ HE Lighting | 2032 | Economic | GWh | Before Competition Groups | 662.3746 | 0 | 0 | 6173.3293 | 0.1073 | 2 | Industrial_2032_Economic_GWh_Before Competition Groups_2 | HE Lighting | 10.73% | 0 | 662.3746 | Industrial_2032_Economic_GWh_Before Competition Groups_HE Lighting
Industrial | Ind ¦ HE Lighting | 2032 | Technical | GWh | Before Competition Groups | 712.1138 | 0 | 0 | 6706.471 | 0.10618 | 2 | Industrial_2032_Technical_GWh_Before Competition Groups_2 | HE Lighting | 10.62% | 0 | 712.1138 | Industrial_2032_Technical_GWh_Before Competition Groups_HE Lighting
Industrial | Ind ¦ Greenhouse Grow Lights | 2032 | Achievable | GWh | Before Competition Groups | 323.2139 | 0 | 0 | 3351.9224 | 0.096426 | 3 | Industrial_2032_Achievable_GWh_Before Competition Groups_3 | Greenhouse Grow Lights | 9.643% | 0 | 323.2139 | Industrial_2032_Achievable_GWh_Before Competition Groups_Greenhouse Grow Lights
Industrial | Ind ¦ Air Compressor Optimization | 2032 | Achievable | GWh | Before Competition Groups | 320.3438 | 0 | 0 | 3351.9224 | 0.09557 | 4 | Industrial_2032_Achievable_GWh_Before Competition Groups_4 | Air Compressor Optimization | 9.557% | 0 | 320.3438 | Industrial_2032_Achievable_GWh_Before Competition Groups_Air Compressor Optimization
Industrial | Ind ¦ Air Leak Survey and Repair | 2032 | Economic | GWh | Before Competition Groups | 582.7556 | 0 | 0 | 6173.3293 | 0.094399 | 3 | Industrial_2032_Economic_GWh_Before Competition Groups_3 | Air Leak Survey and Repair | 9.44% | 0 | 582.7556 | Industrial_2032_Economic_GWh_Before Competition Groups_Air Leak Survey and Repair
Industrial | Ind ¦ Greenhouse Grow Lights | 2032 | Economic | GWh | Before Competition Groups | 551.9046 | 0 | 0 | 6173.3293 | 0.089401 | 4 | Industrial_2032_Economic_GWh_Before Competition Groups_4 | Greenhouse Grow Lights | 8.94% | 0 | 551.9046 | Industrial_2032_Economic_GWh_Before Competition Groups_Greenhouse Grow Lights
Industrial | Ind ¦ Recommissioning | 2032 | Achievable | GWh | Before Competition Groups | 291.3343 | 0 | 0 | 3351.9224 | 0.086916 | 5 | Industrial_2032_Achievable_GWh_Before Competition Groups_5 | Recommissioning | 8.692% | 0 | 291.3343 | Industrial_2032_Achievable_GWh_Before Competition Groups_Recommissioning
Industrial | Ind ¦ SEM | 2032 | Achievable | GWh | Before Competition Groups | 291.3343 | 0 | 0 | 3351.9224 | 0.086916 | 6 | Industrial_2032_Achievable_GWh_Before Competition Groups_6 | SEM | 8.692% | 0 | 291.3343 | Industrial_2032_Achievable_GWh_Before Competition Groups_SEM
Industrial | Ind ¦ Air Leak Survey and Repair | 2032 | Technical | GWh | Before Competition Groups | 582.7556 | 0 | 0 | 6706.471 | 0.086895 | 3 | Industrial_2032_Technical_GWh_Before Competition Groups_3 | Air Leak Survey and Repair | 8.689% | 0 | 582.7556 | Industrial_2032_Technical_GWh_Before Competition Groups_Air Leak Survey and Repair
Industrial | Ind ¦ Pump Equipment Upgrade | 2032 | Achievable | GWh | Before Competition Groups | 282.7523 | 0 | 0 | 3351.9224 | 0.084355 | 7 | Industrial_2032_Achievable_GWh_Before Competition Groups_7 | Pump Equipment Upgrade | 8.436% | 0 | 282.7523 | Industrial_2032_Achievable_GWh_Before Competition Groups_Pump Equipment Upgrade
Industrial | Ind ¦ Greenhouse Grow Lights | 2032 | Technical | GWh | Before Competition Groups | 551.9046 | 0 | 0 | 6706.471 | 0.082294 | 4 | Industrial_2032_Technical_GWh_Before Competition Groups_4 | Greenhouse Grow Lights | 8.229% | 0 | 551.9046 | Industrial_2032_Technical_GWh_Before Competition Groups_Greenhouse Grow Lights
Industrial | Ind ¦ Pump Equipment Upgrade | 2032 | Economic | GWh | Before Competition Groups | 503.7586 | 0 | 0 | 6173.3293 | 0.081602 | 5 | Industrial_2032_Economic_GWh_Before Competition Groups_5 | Pump Equipment Upgrade | 8.16% | 0 | 503.7586 | Industrial_2032_Economic_GWh_Before Competition Groups_Pump Equipment Upgrade
Industrial | Ind ¦ Air Compressor Optimization | 2032 | Economic | GWh | Before Competition Groups | 487.7886 | 0 | 0 | 6173.3293 | 0.079015 | 6 | Industrial_2032_Economic_GWh_Before Competition Groups_6 | Air Compressor Optimization | 7.902% | 0 | 487.7886 | Industrial_2032_Economic_GWh_Before Competition Groups_Air Compressor Optimization
Industrial | Ind ¦ Pump Equipment Upgrade | 2032 | Technical | GWh | Before Competition Groups | 503.7586 | 0 | 0 | 6706.471 | 0.075115 | 5 | Industrial_2032_Technical_GWh_Before Competition Groups_5 | Pump Equipment Upgrade | 7.512% | 0 | 503.7586 | Industrial_2032_Technical_GWh_Before Competition Groups_Pump Equipment Upgrade
Industrial | Ind ¦ Air Compressor Optimization | 2032 | Technical | GWh | Before Competition Groups | 487.7886 | 0 | 0 | 6706.471 | 0.072734 | 6 | Industrial_2032_Technical_GWh_Before Competition Groups_6 | Air Compressor Optimization | 7.273% | 0 | 487.7886 | Industrial_2032_Technical_GWh_Before Competition Groups_Air Compressor Optimization
Industrial | Ind ¦ Recommissioning | 2032 | Economic | GWh | Before Competition Groups | 443.0504 | 0 | 0 | 6173.3293 | 0.071768 | 7 | Industrial_2032_Economic_GWh_Before Competition Groups_7 | Recommissioning | 7.177% | 0 | 443.0504 | Industrial_2032_Economic_GWh_Before Competition Groups_Recommissioning
Industrial | Ind ¦ SEM | 2032 | Economic | GWh | Before Competition Groups | 443.0504 | 0 | 0 | 6173.3293 | 0.071768 | 8 | Industrial_2032_Economic_GWh_Before Competition Groups_8 | SEM | 7.177% | 0 | 443.0504 | Industrial_2032_Economic_GWh_Before Competition Groups_SEM
Industrial | Ind ¦ Efficient Compressed Air Nozzles | 2032 | Economic | GWh | Before Competition Groups | 422.4592 | 0 | 0 | 6173.3293 | 0.068433 | 9 | Industrial_2032_Economic_GWh_Before Competition Groups_9 | Efficient Compressed Air Nozzles | 6.843% | 0 | 422.4592 | Industrial_2032_Economic_GWh_Before Competition Groups_Efficient Compressed Air Nozzles
Industrial | Ind ¦ Recommissioning | 2032 | Technical | GWh | Before Competition Groups | 443.0504 | 0 | 0 | 6706.471 | 0.066063 | 7 | Industrial_2032_Technical_GWh_Before Competition Groups_7 | Recommissioning | 6.606% | 0 | 443.0504 | Industrial_2032_Technical_GWh_Before Competition Groups_Recommissioning
Industrial | Ind ¦ SEM | 2032 | Technical | GWh | Before Competition Groups | 443.0504 | 0 | 0 | 6706.471 | 0.066063 | 8 | Industrial_2032_Technical_GWh_Before Competition Groups_8 | SEM | 6.606% | 0 | 443.0504 | Industrial_2032_Technical_GWh_Before Competition Groups_SEM
Industrial | Ind ¦ Efficient Compressed Air Nozzles | 2032 | Achievable | GWh | Before Competition Groups | 211.6187 | 0 | 0 | 3351.9224 | 0.063134 | 8 | Industrial_2032_Achievable_GWh_Before Competition Groups_8 | Efficient Compressed Air Nozzles | 6.313% | 0 | 211.6187 | Industrial_2032_Achievable_GWh_Before Competition Groups_Efficient Compressed Air Nozzles
Industrial | Ind ¦ Efficient Compressed Air Nozzles | 2032 | Technical | GWh | Before Competition Groups | 422.4592 | 0 | 0 | 6706.471 | 0.062993 | 9 | Industrial_2032_Technical_GWh_Before Competition Groups_9 | Efficient Compressed Air Nozzles | 6.299% | 0 | 422.4592 | Industrial_2032_Technical_GWh_Before Competition Groups_Efficient Compressed Air Nozzles
Industrial | Ind ¦ High Efficiency HVAC Fans | 2032 | Achievable | GWh | Before Competition Groups | 207.1825 | 0 | 0 | 3351.9224 | 0.06181 | 9 | Industrial_2032_Achievable_GWh_Before Competition Groups_9 | High Efficiency HVAC Fans | 6.181% | 0 | 207.1825 | Industrial_2032_Achievable_GWh_Before Competition Groups_High Efficiency HVAC Fans
Industrial | Ind ¦ High Efficiency HVAC Fans | 2032 | Economic | GWh | Before Competition Groups | 340.7639 | 0 | 0 | 6173.3293 | 0.055199 | 10 | Industrial_2032_Economic_GWh_Before Competition Groups_10 | High Efficiency HVAC Fans | 5.52% | 0 | 340.7639 | Industrial_2032_Economic_GWh_Before Competition Groups_High Efficiency HVAC Fans
Industrial | Ind ¦ HE Lighting | 2032 | Achievable | GWh | Before Competition Groups | 179.6899 | 0 | 0 | 3351.9224 | 0.053608 | 10 | Industrial_2032_Achievable_GWh_Before Competition Groups_10 | HE Lighting | 5.361% | 0 | 179.6899 | Industrial_2032_Achievable_GWh_Before Competition Groups_HE Lighting
Industrial | Ind ¦ High Efficiency HVAC Fans | 2032 | Technical | GWh | Before Competition Groups | 340.7639 | 0 | 0 | 6706.471 | 0.050811 | 10 | Industrial_2032_Technical_GWh_Before Competition Groups_10 | High Efficiency HVAC Fans | 5.081% | 0 | 340.7639 | Industrial_2032_Technical_GWh_Before Competition Groups_High Efficiency HVAC Fans
Industrial | Ind ¦ Process Optimization (Elec) | 2032 | Economic | GWh | Before Competition Groups | 163.0388 | 0 | 0 | 6173.3293 | 0.02641 | 11 | Industrial_2032_Economic_GWh_Before Competition Groups_11 | Process Optimization (Elec) | 2.641% | 0 | 163.0388 | Industrial_2032_Economic_GWh_Before Competition Groups_Process Optimization (Elec)
Industrial | Ind ¦ Process Optimization (Elec) | 2032 | Technical | GWh | Before Competition Groups | 163.0388 | 0 | 0 | 6706.471 | 0.024311 | 11 | Industrial_2032_Technical_GWh_Before Competition Groups_11 | Process Optimization (Elec) | 2.431% | 0 | 163.0388 | Industrial_2032_Technical_GWh_Before Competition Groups_Process Optimization (Elec)
Industrial | Ind ¦ Premium Efficient Motors | 2032 | Technical | GWh | Before Competition Groups | 149.7017 | 0 | 0 | 6706.471 | 0.022322 | 12 | Industrial_2032_Technical_GWh_Before Competition Groups_12 | Premium Efficient Motors | 2.232% | 0 | 149.7017 | Industrial_2032_Technical_GWh_Before Competition Groups_Premium Efficient Motors
Industrial | Ind ¦ Fan System Optimization | 2032 | Achievable | GWh | Before Competition Groups | 45.3779 | 0 | 0 | 3351.9224 | 0.013538 | 11 | Industrial_2032_Achievable_GWh_Before Competition Groups_11 | Fan System Optimization | 1.354% | 0 | 45.3779 | Industrial_2032_Achievable_GWh_Before Competition Groups_Fan System Optimization
Industrial | Ind ¦ Material Handling Improvements | 2032 | Achievable | GWh | Before Competition Groups | 40.4257 | 0 | 0 | 3351.9224 | 0.01206 | 12 | Industrial_2032_Achievable_GWh_Before Competition Groups_12 | Material Handling Improvements | 1.206% | 0 | 40.4257 | Industrial_2032_Achievable_GWh_Before Competition Groups_Material Handling Improvements
Industrial | Ind ¦ Pulp and Paper Process Improvements | 2032 | Achievable | GWh | Before Competition Groups | 38.0235 | 0 | 0 | 3351.9224 | 0.011344 | 13 | Industrial_2032_Achievable_GWh_Before Competition Groups_13 | Pulp and Paper Process Improvements | 1.134% | 0 | 38.0235 | Industrial_2032_Achievable_GWh_Before Competition Groups_Pulp and Paper Process Improvements
Industrial | Ind ¦ HE HVAC Controls | 2032 | Technical | GWh | Before Competition Groups | 74.5002 | 0 | 0 | 6706.471 | 0.011109 | 13 | Industrial_2032_Technical_GWh_Before Competition Groups_13 | HE HVAC Controls | 1.111% | 0 | 74.5002 | Industrial_2032_Technical_GWh_Before Competition Groups_HE HVAC Controls
Industrial | Ind ¦ Fan System Optimization | 2032 | Economic | GWh | Before Competition Groups | 68.4303 | 0 | 0 | 6173.3293 | 0.011085 | 12 | Industrial_2032_Economic_GWh_Before Competition Groups_12 | Fan System Optimization | 1.108% | 0 | 68.4303 | Industrial_2032_Economic_GWh_Before Competition Groups_Fan System Optimization
Industrial | Ind ¦ Efficient Irrigation | 2032 | Economic | GWh | Before Competition Groups | 65.8765 | 0 | 0 | 6173.3293 | 0.010671 | 13 | Industrial_2032_Economic_GWh_Before Competition Groups_13 | Efficient Irrigation | 1.067% | 0 | 65.8765 | Industrial_2032_Economic_GWh_Before Competition Groups_Efficient Irrigation
Industrial | Ind ¦ Fan System Optimization | 2032 | Technical | GWh | Before Competition Groups | 68.4303 | 0 | 0 | 6706.471 | 0.010204 | 14 | Industrial_2032_Technical_GWh_Before Competition Groups_14 | Fan System Optimization | 1.02% | 0 | 68.4303 | Industrial_2032_Technical_GWh_Before Competition Groups_Fan System Optimization
Industrial | Ind ¦ Pulp and Paper Process Improvements | 2032 | Economic | GWh | Before Competition Groups | 62.1073 | 0 | 0 | 6173.3293 | 0.010061 | 14 | Industrial_2032_Economic_GWh_Before Competition Groups_14 | Pulp and Paper Process Improvements | 1.006% | 0 | 62.1073 | Industrial_2032_Economic_GWh_Before Competition Groups_Pulp and Paper Process Improvements
Industrial | Ind ¦ Material Handling Improvements | 2032 | Economic | GWh | Before Competition Groups | 62.0665 | 0 | 0 | 6173.3293 | 0.010054 | 15 | Industrial_2032_Economic_GWh_Before Competition Groups_15 | Material Handling Improvements | 1.005% | 0 | 62.0665 | Industrial_2032_Economic_GWh_Before Competition Groups_Material Handling Improvements
Industrial | Ind ¦ HE HVAC Units | 2032 | Technical | GWh | Before Competition Groups | 66.6074 | 0 | 0 | 6706.471 | 0.0099318 | 15 | Industrial_2032_Technical_GWh_Before Competition Groups_15 | HE HVAC Units | 0.9932% | 0 | 66.6074 | Industrial_2032_Technical_GWh_Before Competition Groups_HE HVAC Units
Industrial | Ind ¦ Efficient Irrigation | 2032 | Technical | GWh | Before Competition Groups | 65.8765 | 0 | 0 | 6706.471 | 0.0098228 | 16 | Industrial_2032_Technical_GWh_Before Competition Groups_16 | Efficient Irrigation | 0.9823% | 0 | 65.8765 | Industrial_2032_Technical_GWh_Before Competition Groups_Efficient Irrigation
Industrial | Ind ¦ Pulp and Paper Process Improvements | 2032 | Technical | GWh | Before Competition Groups | 62.1073 | 0 | 0 | 6706.471 | 0.0092608 | 17 | Industrial_2032_Technical_GWh_Before Competition Groups_17 | Pulp and Paper Process Improvements | 0.9261% | 0 | 62.1073 | Industrial_2032_Technical_GWh_Before Competition Groups_Pulp and Paper Process Improvements
Industrial | Ind ¦ Material Handling Improvements | 2032 | Technical | GWh | Before Competition Groups | 62.0665 | 0 | 0 | 6706.471 | 0.0092547 | 18 | Industrial_2032_Technical_GWh_Before Competition Groups_18 | Material Handling Improvements | 0.9255% | 0 | 62.0665 | Industrial_2032_Technical_GWh_Before Competition Groups_Material Handling Improvements
Industrial | Ind ¦ Refiner Plate Improvements | 2032 | Economic | GWh | Before Competition Groups | 48.1233 | 0 | 0 | 6173.3293 | 0.0077954 | 16 | Industrial_2032_Economic_GWh_Before Competition Groups_16 | Refiner Plate Improvements | 0.7795% | 0 | 48.1233 | Industrial_2032_Economic_GWh_Before Competition Groups_Refiner Plate Improvements
Industrial | Ind ¦ Refiner Plate Improvements | 2032 | Technical | GWh | Before Competition Groups | 48.1233 | 0 | 0 | 6706.471 | 0.0071757 | 19 | Industrial_2032_Technical_GWh_Before Competition Groups_19 | Refiner Plate Improvements | 0.7176% | 0 | 48.1233 | Industrial_2032_Technical_GWh_Before Competition Groups_Refiner Plate Improvements
Industrial | Ind ¦ Refiner Plate Improvements | 2032 | Achievable | GWh | Before Competition Groups | 23.4677 | 0 | 0 | 3351.9224 | 0.0070013 | 14 | Industrial_2032_Achievable_GWh_Before Competition Groups_14 | Refiner Plate Improvements | 0.7001% | 0 | 23.4677 | Industrial_2032_Achievable_GWh_Before Competition Groups_Refiner Plate Improvements
Industrial | Ind ¦ Efficient Irrigation | 2032 | Achievable | GWh | Before Competition Groups | 22.065 | 0 | 0 | 3351.9224 | 0.0065828 | 15 | Industrial_2032_Achievable_GWh_Before Competition Groups_15 | Efficient Irrigation | 0.6583% | 0 | 22.065 | Industrial_2032_Achievable_GWh_Before Competition Groups_Efficient Irrigation
Industrial | Ind ¦ Process Heat Recovery | 2032 | Achievable | GWh | Before Competition Groups | 21.0217 | 0 | 0 | 3351.9224 | 0.0062715 | 16 | Industrial_2032_Achievable_GWh_Before Competition Groups_16 | Process Heat Recovery | 0.6272% | 0 | 21.0217 | Industrial_2032_Achievable_GWh_Before Competition Groups_Process Heat Recovery
Industrial | Ind ¦ VAV Conversion Project | 2032 | Achievable | GWh | Before Competition Groups | 20.8062 | 0 | 0 | 3351.9224 | 0.0062072 | 17 | Industrial_2032_Achievable_GWh_Before Competition Groups_17 | VAV Conversion Project | 0.6207% | 0 | 20.8062 | Industrial_2032_Achievable_GWh_Before Competition Groups_VAV Conversion Project
Industrial | Ind ¦ Cold Storage Retrofit | 2032 | Technical | GWh | Before Competition Groups | 40.5939 | 0 | 0 | 6706.471 | 0.0060529 | 20 | Industrial_2032_Technical_GWh_Before Competition Groups_20 | Cold Storage Retrofit | 0.6053% | 0 | 40.5939 | Industrial_2032_Technical_GWh_Before Competition Groups_Cold Storage Retrofit
Industrial | Ind ¦ Process Optimization (Elec) | 2032 | Achievable | GWh | Before Competition Groups | 19.814 | 0 | 0 | 3351.9224 | 0.0059112 | 18 | Industrial_2032_Achievable_GWh_Before Competition Groups_18 | Process Optimization (Elec) | 0.5911% | 0 | 19.814 | Industrial_2032_Achievable_GWh_Before Competition Groups_Process Optimization (Elec)
Industrial | Ind ¦ Process Heat Recovery | 2032 | Economic | GWh | Before Competition Groups | 32.1353 | 0 | 0 | 6173.3293 | 0.0052055 | 17 | Industrial_2032_Economic_GWh_Before Competition Groups_17 | Process Heat Recovery | 0.5206% | 0 | 32.1353 | Industrial_2032_Economic_GWh_Before Competition Groups_Process Heat Recovery
Industrial | Ind ¦ VAV Conversion Project | 2032 | Economic | GWh | Before Competition Groups | 30.7153 | 0 | 0 | 6173.3293 | 0.0049755 | 18 | Industrial_2032_Economic_GWh_Before Competition Groups_18 | VAV Conversion Project | 0.4975% | 0 | 30.7153 | Industrial_2032_Economic_GWh_Before Competition Groups_VAV Conversion Project
Industrial | Ind ¦ Process Heat Recovery | 2032 | Technical | GWh | Before Competition Groups | 32.1353 | 0 | 0 | 6706.471 | 0.0047917 | 21 | Industrial_2032_Technical_GWh_Before Competition Groups_21 | Process Heat Recovery | 0.4792% | 0 | 32.1353 | Industrial_2032_Technical_GWh_Before Competition Groups_Process Heat Recovery
Industrial | Ind ¦ Ventilation Optimization | 2032 | Technical | GWh | Before Competition Groups | 31.2753 | 0 | 0 | 6706.471 | 0.0046634 | 22 | Industrial_2032_Technical_GWh_Before Competition Groups_22 | Ventilation Optimization | 0.4663% | 0 | 31.2753 | Industrial_2032_Technical_GWh_Before Competition Groups_Ventilation Optimization
Industrial | Ind ¦ Improved Controls - Process Cooling | 2032 | Achievable | GWh | Before Competition Groups | 15.5123 | 0 | 0 | 3351.9224 | 0.0046279 | 19 | Industrial_2032_Achievable_GWh_Before Competition Groups_19 | Improved Controls - Process Cooling | 0.4628% | 0 | 15.5123 | Industrial_2032_Achievable_GWh_Before Competition Groups_Improved Controls - Process Cooling
Industrial | Ind ¦ VAV Conversion Project | 2032 | Technical | GWh | Before Competition Groups | 30.7153 | 0 | 0 | 6706.471 | 0.0045799 | 23 | Industrial_2032_Technical_GWh_Before Competition Groups_23 | VAV Conversion Project | 0.458% | 0 | 30.7153 | Industrial_2032_Technical_GWh_Before Competition Groups_VAV Conversion Project
Industrial | Ind ¦ HVLS Fans | 2032 | Technical | GWh | Before Competition Groups | 27.2909 | 0 | 0 | 6706.471 | 0.0040693 | 24 | Industrial_2032_Technical_GWh_Before Competition Groups_24 | HVLS Fans | 0.4069% | 0 | 27.2909 | Industrial_2032_Technical_GWh_Before Competition Groups_HVLS Fans
Industrial | Ind ¦ High Efficiency Battery Charger | 2032 | Achievable | GWh | Before Competition Groups | 12.8708 | 0 | 0 | 3351.9224 | 0.0038398 | 20 | Industrial_2032_Achievable_GWh_Before Competition Groups_20 | High Efficiency Battery Charger | 0.384% | 0 | 12.8708 | Industrial_2032_Achievable_GWh_Before Competition Groups_High Efficiency Battery Charger
Industrial | Ind ¦ Improved Controls - Process Cooling | 2032 | Economic | GWh | Before Competition Groups | 23.5189 | 0 | 0 | 6173.3293 | 0.0038098 | 19 | Industrial_2032_Economic_GWh_Before Competition Groups_19 | Improved Controls - Process Cooling | 0.381% | 0 | 23.5189 | Industrial_2032_Economic_GWh_Before Competition Groups_Improved Controls - Process Cooling
Industrial | Ind ¦ High Efficiency Battery Charger | 2032 | Economic | GWh | Before Competition Groups | 22.0111 | 0 | 0 | 6173.3293 | 0.0035655 | 20 | Industrial_2032_Economic_GWh_Before Competition Groups_20 | High Efficiency Battery Charger | 0.3566% | 0 | 22.0111 | Industrial_2032_Economic_GWh_Before Competition Groups_High Efficiency Battery Charger
Industrial | Ind ¦ Improved Controls - Process Cooling | 2032 | Technical | GWh | Before Competition Groups | 23.5189 | 0 | 0 | 6706.471 | 0.0035069 | 25 | Industrial_2032_Technical_GWh_Before Competition Groups_25 | Improved Controls - Process Cooling | 0.3507% | 0 | 23.5189 | Industrial_2032_Technical_GWh_Before Competition Groups_Improved Controls - Process Cooling
Industrial | Ind ¦ Low Energy Livestock Waterers | 2032 | Technical | GWh | Before Competition Groups | 22.9265 | 0 | 0 | 6706.471 | 0.0034186 | 26 | Industrial_2032_Technical_GWh_Before Competition Groups_26 | Low Energy Livestock Waterers | 0.3419% | 0 | 22.9265 | Industrial_2032_Technical_GWh_Before Competition Groups_Low Energy Livestock Waterers
Industrial | Ind ¦ High Efficiency Battery Charger | 2032 | Technical | GWh | Before Competition Groups | 22.0111 | 0 | 0 | 6706.471 | 0.0032821 | 27 | Industrial_2032_Technical_GWh_Before Competition Groups_27 | High Efficiency Battery Charger | 0.3282% | 0 | 22.0111 | Industrial_2032_Technical_GWh_Before Competition Groups_High Efficiency Battery Charger
Industrial | Ind ¦ Process Improvements | 2032 | Achievable | GWh | Before Competition Groups | 10.5661 | 0 | 0 | 3351.9224 | 0.0031522 | 21 | Industrial_2032_Achievable_GWh_Before Competition Groups_21 | Process Improvements | 0.3152% | 0 | 10.5661 | Industrial_2032_Achievable_GWh_Before Competition Groups_Process Improvements
Industrial | Ind ¦ Synchronous Belts | 2032 | Technical | GWh | Before Competition Groups | 20.7832 | 0 | 0 | 6706.471 | 0.003099 | 28 | Industrial_2032_Technical_GWh_Before Competition Groups_28 | Synchronous Belts | 0.3099% | 0 | 20.7832 | Industrial_2032_Technical_GWh_Before Competition Groups_Synchronous Belts
Industrial | Ind ¦ Dairy Pre-Cooler | 2032 | Economic | GWh | Before Competition Groups | 17.5931 | 0 | 0 | 6173.3293 | 0.0028499 | 21 | Industrial_2032_Economic_GWh_Before Competition Groups_21 | Dairy Pre-Cooler | 0.285% | 0 | 17.5931 | Industrial_2032_Economic_GWh_Before Competition Groups_Dairy Pre-Cooler
Industrial | Ind ¦ Dairy Pre-Cooler | 2032 | Technical | GWh | Before Competition Groups | 17.5931 | 0 | 0 | 6706.471 | 0.0026233 | 29 | Industrial_2032_Technical_GWh_Before Competition Groups_29 | Dairy Pre-Cooler | 0.2623% | 0 | 17.5931 | Industrial_2032_Technical_GWh_Before Competition Groups_Dairy Pre-Cooler
Industrial | Ind ¦ Refrigeration Compressor VFD | 2032 | Achievable | GWh | Before Competition Groups | 8.7909 | 0 | 0 | 3351.9224 | 0.0026226 | 22 | Industrial_2032_Achievable_GWh_Before Competition Groups_22 | Refrigeration Compressor VFD | 0.2623% | 0 | 8.7909 | Industrial_2032_Achievable_GWh_Before Competition Groups_Refrigeration Compressor VFD
Industrial | Ind ¦ Process Improvements | 2032 | Economic | GWh | Before Competition Groups | 15.73 | 0 | 0 | 6173.3293 | 0.0025481 | 22 | Industrial_2032_Economic_GWh_Before Competition Groups_22 | Process Improvements | 0.2548% | 0 | 15.73 | Industrial_2032_Economic_GWh_Before Competition Groups_Process Improvements
Industrial | Ind ¦ Refrigeration Compressor VFD | 2032 | Economic | GWh | Before Competition Groups | 14.8579 | 0 | 0 | 6173.3293 | 0.0024068 | 23 | Industrial_2032_Economic_GWh_Before Competition Groups_23 | Refrigeration Compressor VFD | 0.2407% | 0 | 14.8579 | Industrial_2032_Economic_GWh_Before Competition Groups_Refrigeration Compressor VFD
Industrial | Ind ¦ Process Improvements | 2032 | Technical | GWh | Before Competition Groups | 15.73 | 0 | 0 | 6706.471 | 0.0023455 | 30 | Industrial_2032_Technical_GWh_Before Competition Groups_30 | Process Improvements | 0.2345% | 0 | 15.73 | Industrial_2032_Technical_GWh_Before Competition Groups_Process Improvements
Industrial | Ind ¦ Ventilation Optimization | 2032 | Achievable | GWh | Before Competition Groups | 7.7168 | 0 | 0 | 3351.9224 | 0.0023022 | 23 | Industrial_2032_Achievable_GWh_Before Competition Groups_23 | Ventilation Optimization | 0.2302% | 0 | 7.7168 | Industrial_2032_Achievable_GWh_Before Competition Groups_Ventilation Optimization
Industrial | Ind ¦ Dairy Pre-Cooler | 2032 | Achievable | GWh | Before Competition Groups | 7.6157 | 0 | 0 | 3351.9224 | 0.002272 | 24 | Industrial_2032_Achievable_GWh_Before Competition Groups_24 | Dairy Pre-Cooler | 0.2272% | 0 | 7.6157 | Industrial_2032_Achievable_GWh_Before Competition Groups_Dairy Pre-Cooler
Industrial | Ind ¦ Refrigeration Compressor VFD | 2032 | Technical | GWh | Before Competition Groups | 14.8579 | 0 | 0 | 6706.471 | 0.0022155 | 31 | Industrial_2032_Technical_GWh_Before Competition Groups_31 | Refrigeration Compressor VFD | 0.2215% | 0 | 14.8579 | Industrial_2032_Technical_GWh_Before Competition Groups_Refrigeration Compressor VFD
Industrial | Ind ¦ Improved Controls - Process Heating | 2032 | Achievable | GWh | Before Competition Groups | 6.7836 | 0 | 0 | 3351.9224 | 0.0020238 | 25 | Industrial_2032_Achievable_GWh_Before Competition Groups_25 | Improved Controls - Process Heating | 0.2024% | 0 | 6.7836 | Industrial_2032_Achievable_GWh_Before Competition Groups_Improved Controls - Process Heating
Industrial | Ind ¦ Ventilation Optimization | 2032 | Economic | GWh | Before Competition Groups | 11.7789 | 0 | 0 | 6173.3293 | 0.001908 | 24 | Industrial_2032_Economic_GWh_Before Competition Groups_24 | Ventilation Optimization | 0.1908% | 0 | 11.7789 | Industrial_2032_Economic_GWh_Before Competition Groups_Ventilation Optimization
Industrial | Ind ¦ Free Cooling | 2032 | Economic | GWh | Before Competition Groups | 10.4817 | 0 | 0 | 6173.3293 | 0.0016979 | 25 | Industrial_2032_Economic_GWh_Before Competition Groups_25 | Free Cooling | 0.1698% | 0 | 10.4817 | Industrial_2032_Economic_GWh_Before Competition Groups_Free Cooling
Industrial | Ind ¦ Chiller Optimization | 2032 | Technical | GWh | Before Competition Groups | 11.3827 | 0 | 0 | 6706.471 | 0.0016973 | 32 | Industrial_2032_Technical_GWh_Before Competition Groups_32 | Chiller Optimization | 0.1697% | 0 | 11.3827 | Industrial_2032_Technical_GWh_Before Competition Groups_Chiller Optimization
Industrial | Ind ¦ Improved Controls - Process Heating | 2032 | Economic | GWh | Before Competition Groups | 10.332 | 0 | 0 | 6173.3293 | 0.0016737 | 26 | Industrial_2032_Economic_GWh_Before Competition Groups_26 | Improved Controls - Process Heating | 0.1674% | 0 | 10.332 | Industrial_2032_Economic_GWh_Before Competition Groups_Improved Controls - Process Heating
Industrial | Ind ¦ Efficient Transformer | 2032 | Technical | GWh | Before Competition Groups | 11.0055 | 0 | 0 | 6706.471 | 0.001641 | 33 | Industrial_2032_Technical_GWh_Before Competition Groups_33 | Efficient Transformer | 0.1641% | 0 | 11.0055 | Industrial_2032_Technical_GWh_Before Competition Groups_Efficient Transformer
Industrial | Ind ¦ High Efficiency Welders | 2032 | Technical | GWh | Before Competition Groups | 10.5687 | 0 | 0 | 6706.471 | 0.0015759 | 34 | Industrial_2032_Technical_GWh_Before Competition Groups_34 | High Efficiency Welders | 0.1576% | 0 | 10.5687 | Industrial_2032_Technical_GWh_Before Competition Groups_High Efficiency Welders
Industrial | Ind ¦ Free Cooling | 2032 | Technical | GWh | Before Competition Groups | 10.4817 | 0 | 0 | 6706.471 | 0.0015629 | 35 | Industrial_2032_Technical_GWh_Before Competition Groups_35 | Free Cooling | 0.1563% | 0 | 10.4817 | Industrial_2032_Technical_GWh_Before Competition Groups_Free Cooling
Industrial | Ind ¦ Improved Controls - Process Heating | 2032 | Technical | GWh | Before Competition Groups | 10.332 | 0 | 0 | 6706.471 | 0.0015406 | 36 | Industrial_2032_Technical_GWh_Before Competition Groups_36 | Improved Controls - Process Heating | 0.1541% | 0 | 10.332 | Industrial_2032_Technical_GWh_Before Competition Groups_Improved Controls - Process Heating
Industrial | Ind ¦ Cooling Tower Optimization | 2032 | Economic | GWh | Before Competition Groups | 8.6361 | 0 | 0 | 6173.3293 | 0.0013989 | 27 | Industrial_2032_Economic_GWh_Before Competition Groups_27 | Cooling Tower Optimization | 0.1399% | 0 | 8.6361 | Industrial_2032_Economic_GWh_Before Competition Groups_Cooling Tower Optimization
Industrial | Ind ¦ Cooling Tower Optimization | 2032 | Technical | GWh | Before Competition Groups | 8.6361 | 0 | 0 | 6706.471 | 0.0012877 | 37 | Industrial_2032_Technical_GWh_Before Competition Groups_37 | Cooling Tower Optimization | 0.1288% | 0 | 8.6361 | Industrial_2032_Technical_GWh_Before Competition Groups_Cooling Tower Optimization
Industrial | Ind ¦ Engine Block Heater Timer | 2032 | Achievable | GWh | Before Competition Groups | 4.1337 | 0 | 0 | 3351.9224 | 0.0012332 | 26 | Industrial_2032_Achievable_GWh_Before Competition Groups_26 | Engine Block Heater Timer | 0.1233% | 0 | 4.1337 | Industrial_2032_Achievable_GWh_Before Competition Groups_Engine Block Heater Timer
Industrial | Ind ¦ Engine Block Heater Timer | 2032 | Economic | GWh | Before Competition Groups | 6.2012 | 0 | 0 | 6173.3293 | 0.0010045 | 28 | Industrial_2032_Economic_GWh_Before Competition Groups_28 | Engine Block Heater Timer | 0.1005% | 0 | 6.2012 | Industrial_2032_Economic_GWh_Before Competition Groups_Engine Block Heater Timer
Industrial | Ind ¦ Low Energy Livestock Waterers | 2032 | Achievable | GWh | Before Competition Groups | 3.1198 | 0 | 0 | 3351.9224 | 0.00093074 | 27 | Industrial_2032_Achievable_GWh_Before Competition Groups_27 | Low Energy Livestock Waterers | 0.09307% | 0 | 3.1198 | Industrial_2032_Achievable_GWh_Before Competition Groups_Low Energy Livestock Waterers
Industrial | Ind ¦ Engine Block Heater Timer | 2032 | Technical | GWh | Before Competition Groups | 6.2012 | 0 | 0 | 6706.471 | 0.00092467 | 38 | Industrial_2032_Technical_GWh_Before Competition Groups_38 | Engine Block Heater Timer | 0.09247% | 0 | 6.2012 | Industrial_2032_Technical_GWh_Before Competition Groups_Engine Block Heater Timer
Industrial | Ind ¦ Efficient Refrigeration Compressor | 2032 | Achievable | GWh | Before Competition Groups | 2.7808 | 0 | 0 | 3351.9224 | 0.00082962 | 28 | Industrial_2032_Achievable_GWh_Before Competition Groups_28 | Efficient Refrigeration Compressor | 0.08296% | 0 | 2.7808 | Industrial_2032_Achievable_GWh_Before Competition Groups_Efficient Refrigeration Compressor
Industrial | Ind ¦ Heat Lamps/Heat Pad | 2032 | Technical | GWh | Before Competition Groups | 4.7435 | 0 | 0 | 6706.471 | 0.00070731 | 39 | Industrial_2032_Technical_GWh_Before Competition Groups_39 | Heat Lamps/Heat Pad | 0.07073% | 0 | 4.7435 | Industrial_2032_Technical_GWh_Before Competition Groups_Heat Lamps/Heat Pad
Industrial | Ind ¦ Efficient Refrigeration Compressor | 2032 | Economic | GWh | Before Competition Groups | 3.6039 | 0 | 0 | 6173.3293 | 0.00058379 | 29 | Industrial_2032_Economic_GWh_Before Competition Groups_29 | Efficient Refrigeration Compressor | 0.05838% | 0 | 3.6039 | Industrial_2032_Economic_GWh_Before Competition Groups_Efficient Refrigeration Compressor
Industrial | Ind ¦ Efficient Refrigeration Compressor | 2032 | Technical | GWh | Before Competition Groups | 3.6039 | 0 | 0 | 6706.471 | 0.00053738 | 40 | Industrial_2032_Technical_GWh_Before Competition Groups_40 | Efficient Refrigeration Compressor | 0.05374% | 0 | 3.6039 | Industrial_2032_Technical_GWh_Before Competition Groups_Efficient Refrigeration Compressor
Industrial | Ind ¦ Air Compressor Heat Recovery | 2032 | Achievable | GWh | Before Competition Groups | 1.7602 | 0 | 0 | 3351.9224 | 0.00052513 | 29 | Industrial_2032_Achievable_GWh_Before Competition Groups_29 | Air Compressor Heat Recovery | 0.05251% | 0 | 1.7602 | Industrial_2032_Achievable_GWh_Before Competition Groups_Air Compressor Heat Recovery
Industrial | Ind ¦ Free Cooling | 2032 | Achievable | GWh | Before Competition Groups | 1.6814 | 0 | 0 | 3351.9224 | 0.00050162 | 30 | Industrial_2032_Achievable_GWh_Before Competition Groups_30 | Free Cooling | 0.05016% | 0 | 1.6814 | Industrial_2032_Achievable_GWh_Before Competition Groups_Free Cooling
Industrial | Ind ¦ Air Compressor Heat Recovery | 2032 | Economic | GWh | Before Competition Groups | 2.7264 | 0 | 0 | 6173.3293 | 0.00044164 | 30 | Industrial_2032_Economic_GWh_Before Competition Groups_30 | Air Compressor Heat Recovery | 0.04416% | 0 | 2.7264 | Industrial_2032_Economic_GWh_Before Competition Groups_Air Compressor Heat Recovery
Industrial | Ind ¦ Low Energy Livestock Waterers | 2032 | Economic | GWh | Before Competition Groups | 2.6866 | 0 | 0 | 6173.3293 | 0.0004352 | 31 | Industrial_2032_Economic_GWh_Before Competition Groups_31 | Low Energy Livestock Waterers | 0.04352% | 0 | 2.6866 | Industrial_2032_Economic_GWh_Before Competition Groups_Low Energy Livestock Waterers
Industrial | Ind ¦ Air Compressor Heat Recovery | 2032 | Technical | GWh | Before Competition Groups | 2.7264 | 0 | 0 | 6706.471 | 0.00040653 | 41 | Industrial_2032_Technical_GWh_Before Competition Groups_41 | Air Compressor Heat Recovery | 0.04065% | 0 | 2.7264 | Industrial_2032_Technical_GWh_Before Competition Groups_Air Compressor Heat Recovery
Industrial | Ind ¦ Creep Heat Controller | 2032 | Technical | GWh | Before Competition Groups | 2.5521 | 0 | 0 | 6706.471 | 0.00038055 | 42 | Industrial_2032_Technical_GWh_Before Competition Groups_42 | Creep Heat Controller | 0.03805% | 0 | 2.5521 | Industrial_2032_Technical_GWh_Before Competition Groups_Creep Heat Controller
Industrial | Ind ¦ Optimize Compressed Air Dryer | 2032 | Technical | GWh | Before Competition Groups | 1.9686 | 0 | 0 | 6706.471 | 0.00029354 | 43 | Industrial_2032_Technical_GWh_Before Competition Groups_43 | Optimize Compressed Air Dryer | 0.02935% | 0 | 1.9686 | Industrial_2032_Technical_GWh_Before Competition Groups_Optimize Compressed Air Dryer
Industrial | Ind ¦ Cooling Tower Optimization | 2032 | Achievable | GWh | Before Competition Groups | 0.83853 | 0 | 0 | 3351.9224 | 0.00025016 | 31 | Industrial_2032_Achievable_GWh_Before Competition Groups_31 | Cooling Tower Optimization | 0.02502% | 0 | 0.83853 | Industrial_2032_Achievable_GWh_Before Competition Groups_Cooling Tower Optimization
Industrial | Ind ¦ Dual and Natural Exhaust Ventilation Systems | 2032 | Technical | GWh | Before Competition Groups | 1.4001 | 0 | 0 | 6706.471 | 0.00020876 | 44 | Industrial_2032_Technical_GWh_Before Competition Groups_44 | Dual and Natural Exhaust Ventilation Systems | 0.02088% | 0 | 1.4001 | Industrial_2032_Technical_GWh_Before Competition Groups_Dual and Natural Exhaust Ventilation Systems
Industrial | Ind ¦ Dairy Water Heater | 2032 | Achievable | GWh | Before Competition Groups | 0.48296 | 0 | 0 | 3351.9224 | 0.00014409 | 32 | Industrial_2032_Achievable_GWh_Before Competition Groups_32 | Dairy Water Heater | 0.01441% | 0 | 0.48296 | Industrial_2032_Achievable_GWh_Before Competition Groups_Dairy Water Heater
Industrial | Ind ¦ Dairy Water Heater | 2032 | Economic | GWh | Before Competition Groups | 0.88449 | 0 | 0 | 6173.3293 | 0.00014328 | 32 | Industrial_2032_Economic_GWh_Before Competition Groups_32 | Dairy Water Heater | 0.01433% | 0 | 0.88449 | Industrial_2032_Economic_GWh_Before Competition Groups_Dairy Water Heater
Industrial | Ind ¦ Dairy Water Heater | 2032 | Technical | GWh | Before Competition Groups | 0.88449 | 0 | 0 | 6706.471 | 0.00013189 | 45 | Industrial_2032_Technical_GWh_Before Competition Groups_45 | Dairy Water Heater | 0.01319% | 0 | 0.88449 | Industrial_2032_Technical_GWh_Before Competition Groups_Dairy Water Heater
Industrial | Ind ¦ Creep Heat Controller | 2032 | Achievable | GWh | Before Competition Groups | 0 | 0 | 0 | 3351.9224 | 0 | 33 | Industrial_2032_Achievable_GWh_Before Competition Groups_33 | Creep Heat Controller | 0% | 0 | 0 | Industrial_2032_Achievable_GWh_Before Competition Groups_Creep Heat Controller
Industrial | Ind ¦ Creep Heat Controller | 2032 | Economic | GWh | Before Competition Groups | 0 | 0 | 0 | 6173.3293 | 0 | 33 | Industrial_2032_Economic_GWh_Before Competition Groups_33 | Creep Heat Controller | 0% | 0 | 0 | Industrial_2032_Economic_GWh_Before Competition Groups_Creep Heat Controller
Industrial | Ind ¦ Dual and Natural Exhaust Ventilation Systems | 2032 | Achievable | GWh | Before Competition Groups | 0 | 0 | 0 | 3351.9224 | 0 | 34 | Industrial_2032_Achievable_GWh_Before Competition Groups_34 | Dual and Natural Exhaust Ventilation Systems | 0% | 0 | 0 | Industrial_2032_Achievable_GWh_Before Competition Groups_Dual and Natural Exhaust Ventilation Systems
Industrial | Ind ¦ Dual and Natural Exhaust Ventilation Systems | 2032 | Economic | GWh | Before Competition Groups | 0 | 0 | 0 | 6173.3293 | 0 | 34 | Industrial_2032_Economic_GWh_Before Competition Groups_34 | Dual and Natural Exhaust Ventilation Systems | 0% | 0 | 0 | Industrial_2032_Economic_GWh_Before Competition Groups_Dual and Natural Exhaust Ventilation Systems
Industrial | Ind ¦ Efficient Transformer | 2032 | Achievable | GWh | Before Competition Groups | 0 | 0 | 0 | 3351.9224 | 0 | 35 | Industrial_2032_Achievable_GWh_Before Competition Groups_35 | Efficient Transformer | 0% | 0 | 0 | Industrial_2032_Achievable_GWh_Before Competition Groups_Efficient Transformer
Industrial | Ind ¦ Efficient Transformer | 2032 | Economic | GWh | Before Competition Groups | 0 | 0 | 0 | 6173.3293 | 0 | 35 | Industrial_2032_Economic_GWh_Before Competition Groups_35 | Efficient Transformer | 0% | 0 | 0 | Industrial_2032_Economic_GWh_Before Competition Groups_Efficient Transformer
Industrial | Ind ¦ Heat Lamps/Heat Pad | 2032 | Achievable | GWh | Before Competition Groups | 0 | 0 | 0 | 3351.9224 | 0 | 36 | Industrial_2032_Achievable_GWh_Before Competition Groups_36 | Heat Lamps/Heat Pad | 0% | 0 | 0 | Industrial_2032_Achievable_GWh_Before Competition Groups_Heat Lamps/Heat Pad
Industrial | Ind ¦ Heat Lamps/Heat Pad | 2032 | Economic | GWh | Before Competition Groups | 0 | 0 | 0 | 6173.3293 | 0 | 36 | Industrial_2032_Economic_GWh_Before Competition Groups_36 | Heat Lamps/Heat Pad | 0% | 0 | 0 | Industrial_2032_Economic_GWh_Before Competition Groups_Heat Lamps/Heat Pad
Industrial | Ind ¦ High Efficiency Welders | 2032 | Achievable | GWh | Before Competition Groups | 0 | 0 | 0 | 3351.9224 | 0 | 37 | Industrial_2032_Achievable_GWh_Before Competition Groups_37 | High Efficiency Welders | 0% | 0 | 0 | Industrial_2032_Achievable_GWh_Before Competition Groups_High Efficiency Welders
Industrial | Ind ¦ High Efficiency Welders | 2032 | Economic | GWh | Before Competition Groups | 0 | 0 | 0 | 6173.3293 | 0 | 37 | Industrial_2032_Economic_GWh_Before Competition Groups_37 | High Efficiency Welders | 0% | 0 | 0 | Industrial_2032_Economic_GWh_Before Competition Groups_High Efficiency Welders
Industrial | Ind ¦ HVLS Fans | 2032 | Achievable | GWh | Before Competition Groups | 0 | 0 | 0 | 3351.9224 | 0 | 38 | Industrial_2032_Achievable_GWh_Before Competition Groups_38 | HVLS Fans | 0% | 0 | 0 | Industrial_2032_Achievable_GWh_Before Competition Groups_HVLS Fans
Industrial | Ind ¦ HVLS Fans | 2032 | Economic | GWh | Before Competition Groups | 0 | 0 | 0 | 6173.3293 | 0 | 38 | Industrial_2032_Economic_GWh_Before Competition Groups_38 | HVLS Fans | 0% | 0 | 0 | Industrial_2032_Economic_GWh_Before Competition Groups_HVLS Fans
Industrial | Ind ¦ Optimize Compressed Air Dryer | 2032 | Achievable | GWh | Before Competition Groups | 0 | 0 | 0 | 3351.9224 | 0 | 39 | Industrial_2032_Achievable_GWh_Before Competition Groups_39 | Optimize Compressed Air Dryer | 0% | 0 | 0 | Industrial_2032_Achievable_GWh_Before Competition Groups_Optimize Compressed Air Dryer
Industrial | Ind ¦ Optimize Compressed Air Dryer | 2032 | Economic | GWh | Before Competition Groups | 0 | 0 | 0 | 6173.3293 | 0 | 39 | Industrial_2032_Economic_GWh_Before Competition Groups_39 | Optimize Compressed Air Dryer | 0% | 0 | 0 | Industrial_2032_Economic_GWh_Before Competition Groups_Optimize Compressed Air Dryer
Industrial | Ind ¦ Premium Efficient Motors | 2032 | Achievable | GWh | Before Competition Groups | 0 | 0 | 0 | 3351.9224 | 0 | 40 | Industrial_2032_Achievable_GWh_Before Competition Groups_40 | Premium Efficient Motors | 0% | 0 | 0 | Industrial_2032_Achievable_GWh_Before Competition Groups_Premium Efficient Motors
Industrial | Ind ¦ Premium Efficient Motors | 2032 | Economic | GWh | Before Competition Groups | 0 | 0 | 0 | 6173.3293 | 0 | 40 | Industrial_2032_Economic_GWh_Before Competition Groups_40 | Premium Efficient Motors | 0% | 0 | 0 | Industrial_2032_Economic_GWh_Before Competition Groups_Premium Efficient Motors
Industrial | Ind ¦ Synchronous Belts | 2032 | Achievable | GWh | Before Competition Groups | 0 | 0 | 0 | 3351.9224 | 0 | 41 | Industrial_2032_Achievable_GWh_Before Competition Groups_41 | Synchronous Belts | 0% | 0 | 0 | Industrial_2032_Achievable_GWh_Before Competition Groups_Synchronous Belts
Industrial | Ind ¦ Synchronous Belts | 2032 | Economic | GWh | Before Competition Groups | 0 | 0 | 0 | 6173.3293 | 0 | 41 | Industrial_2032_Economic_GWh_Before Competition Groups_41 | Synchronous Belts | 0% | 0 | 0 | Industrial_2032_Economic_GWh_Before Competition Groups_Synchronous Belts
Industrial | Ind ¦ Pump System Optimization | 2033 | Economic | GWh | Before Competition Groups | 1085.343 | 0 | 0 | 6352.3571 | 0.17086 | 1 | Industrial_2033_Economic_GWh_Before Competition Groups_1 | Pump System Optimization | 17.09% | 0 | 1085.343 | Industrial_2033_Economic_GWh_Before Competition Groups_Pump System Optimization
Industrial | Ind ¦ Pump System Optimization | 2033 | Achievable | GWh | Before Competition Groups | 620.4366 | 0 | 0 | 3747.8442 | 0.16554 | 1 | Industrial_2033_Achievable_GWh_Before Competition Groups_1 | Pump System Optimization | 16.55% | 0 | 620.4366 | Industrial_2033_Achievable_GWh_Before Competition Groups_Pump System Optimization
Industrial | Ind ¦ Pump System Optimization | 2033 | Technical | GWh | Before Competition Groups | 1106.0157 | 0 | 0 | 6850.1712 | 0.16146 | 1 | Industrial_2033_Technical_GWh_Before Competition Groups_1 | Pump System Optimization | 16.15% | 0 | 1106.0157 | Industrial_2033_Technical_GWh_Before Competition Groups_Pump System Optimization
Industrial | Ind ¦ Air Leak Survey and Repair | 2033 | Achievable | GWh | Before Competition Groups | 412.1788 | 0 | 0 | 3747.8442 | 0.10998 | 2 | Industrial_2033_Achievable_GWh_Before Competition Groups_2 | Air Leak Survey and Repair | 11% | 0 | 412.1788 | Industrial_2033_Achievable_GWh_Before Competition Groups_Air Leak Survey and Repair
Industrial | Ind ¦ HE Lighting | 2033 | Economic | GWh | Before Competition Groups | 682.5064 | 0 | 0 | 6352.3571 | 0.10744 | 2 | Industrial_2033_Economic_GWh_Before Competition Groups_2 | HE Lighting | 10.74% | 0 | 682.5064 | Industrial_2033_Economic_GWh_Before Competition Groups_HE Lighting
Industrial | Ind ¦ HE Lighting | 2033 | Technical | GWh | Before Competition Groups | 732.2455 | 0 | 0 | 6850.1712 | 0.10689 | 2 | Industrial_2033_Technical_GWh_Before Competition Groups_2 | HE Lighting | 10.69% | 0 | 732.2455 | Industrial_2033_Technical_GWh_Before Competition Groups_HE Lighting
Industrial | Ind ¦ Greenhouse Grow Lights | 2033 | Achievable | GWh | Before Competition Groups | 363.0184 | 0 | 0 | 3747.8442 | 0.096861 | 3 | Industrial_2033_Achievable_GWh_Before Competition Groups_3 | Greenhouse Grow Lights | 9.686% | 0 | 363.0184 | Industrial_2033_Achievable_GWh_Before Competition Groups_Greenhouse Grow Lights
Industrial | Ind ¦ Air Compressor Optimization | 2033 | Achievable | GWh | Before Competition Groups | 350.484 | 0 | 0 | 3747.8442 | 0.093516 | 4 | Industrial_2033_Achievable_GWh_Before Competition Groups_4 | Air Compressor Optimization | 9.352% | 0 | 350.484 | Industrial_2033_Achievable_GWh_Before Competition Groups_Air Compressor Optimization
Industrial | Ind ¦ Air Leak Survey and Repair | 2033 | Economic | GWh | Before Competition Groups | 582.6154 | 0 | 0 | 6352.3571 | 0.091716 | 3 | Industrial_2033_Economic_GWh_Before Competition Groups_3 | Air Leak Survey and Repair | 9.172% | 0 | 582.6154 | Industrial_2033_Economic_GWh_Before Competition Groups_Air Leak Survey and Repair
Industrial | Ind ¦ Greenhouse Grow Lights | 2033 | Economic | GWh | Before Competition Groups | 574.4658 | 0 | 0 | 6352.3571 | 0.090433 | 4 | Industrial_2033_Economic_GWh_Before Competition Groups_4 | Greenhouse Grow Lights | 9.043% | 0 | 574.4658 | Industrial_2033_Economic_GWh_Before Competition Groups_Greenhouse Grow Lights
Industrial | Ind ¦ Air Leak Survey and Repair | 2033 | Technical | GWh | Before Competition Groups | 582.6154 | 0 | 0 | 6850.1712 | 0.085051 | 3 | Industrial_2033_Technical_GWh_Before Competition Groups_3 | Air Leak Survey and Repair | 8.505% | 0 | 582.6154 | Industrial_2033_Technical_GWh_Before Competition Groups_Air Leak Survey and Repair
Industrial | Ind ¦ Recommissioning | 2033 | Achievable | GWh | Before Competition Groups | 318.6111 | 0 | 0 | 3747.8442 | 0.085012 | 5 | Industrial_2033_Achievable_GWh_Before Competition Groups_5 | Recommissioning | 8.501% | 0 | 318.6111 | Industrial_2033_Achievable_GWh_Before Competition Groups_Recommissioning
Industrial | Ind ¦ SEM | 2033 | Achievable | GWh | Before Competition Groups | 318.6111 | 0 | 0 | 3747.8442 | 0.085012 | 6 | Industrial_2033_Achievable_GWh_Before Competition Groups_6 | SEM | 8.501% | 0 | 318.6111 | Industrial_2033_Achievable_GWh_Before Competition Groups_SEM
Industrial | Ind ¦ Pump Equipment Upgrade | 2033 | Achievable | GWh | Before Competition Groups | 317.8791 | 0 | 0 | 3747.8442 | 0.084817 | 7 | Industrial_2033_Achievable_GWh_Before Competition Groups_7 | Pump Equipment Upgrade | 8.482% | 0 | 317.8791 | Industrial_2033_Achievable_GWh_Before Competition Groups_Pump Equipment Upgrade
Industrial | Ind ¦ Greenhouse Grow Lights | 2033 | Technical | GWh | Before Competition Groups | 574.4658 | 0 | 0 | 6850.1712 | 0.083862 | 4 | Industrial_2033_Technical_GWh_Before Competition Groups_4 | Greenhouse Grow Lights | 8.386% | 0 | 574.4658 | Industrial_2033_Technical_GWh_Before Competition Groups_Greenhouse Grow Lights
Industrial | Ind ¦ Pump Equipment Upgrade | 2033 | Economic | GWh | Before Competition Groups | 520.3303 | 0 | 0 | 6352.3571 | 0.081911 | 5 | Industrial_2033_Economic_GWh_Before Competition Groups_5 | Pump Equipment Upgrade | 8.191% | 0 | 520.3303 | Industrial_2033_Economic_GWh_Before Competition Groups_Pump Equipment Upgrade
Industrial | Ind ¦ Air Compressor Optimization | 2033 | Economic | GWh | Before Competition Groups | 502.2112 | 0 | 0 | 6352.3571 | 0.079059 | 6 | Industrial_2033_Economic_GWh_Before Competition Groups_6 | Air Compressor Optimization | 7.906% | 0 | 502.2112 | Industrial_2033_Economic_GWh_Before Competition Groups_Air Compressor Optimization
Industrial | Ind ¦ Pump Equipment Upgrade | 2033 | Technical | GWh | Before Competition Groups | 520.3303 | 0 | 0 | 6850.1712 | 0.075959 | 5 | Industrial_2033_Technical_GWh_Before Competition Groups_5 | Pump Equipment Upgrade | 7.596% | 0 | 520.3303 | Industrial_2033_Technical_GWh_Before Competition Groups_Pump Equipment Upgrade
Industrial | Ind ¦ Air Compressor Optimization | 2033 | Technical | GWh | Before Competition Groups | 502.2112 | 0 | 0 | 6850.1712 | 0.073314 | 6 | Industrial_2033_Technical_GWh_Before Competition Groups_6 | Air Compressor Optimization | 7.331% | 0 | 502.2112 | Industrial_2033_Technical_GWh_Before Competition Groups_Air Compressor Optimization
Industrial | Ind ¦ Recommissioning | 2033 | Economic | GWh | Before Competition Groups | 442.6418 | 0 | 0 | 6352.3571 | 0.069682 | 7 | Industrial_2033_Economic_GWh_Before Competition Groups_7 | Recommissioning | 6.968% | 0 | 442.6418 | Industrial_2033_Economic_GWh_Before Competition Groups_Recommissioning
Industrial | Ind ¦ SEM | 2033 | Economic | GWh | Before Competition Groups | 442.6418 | 0 | 0 | 6352.3571 | 0.069682 | 8 | Industrial_2033_Economic_GWh_Before Competition Groups_8 | SEM | 6.968% | 0 | 442.6418 | Industrial_2033_Economic_GWh_Before Competition Groups_SEM
Industrial | Ind ¦ Efficient Compressed Air Nozzles | 2033 | Economic | GWh | Before Competition Groups | 434.1539 | 0 | 0 | 6352.3571 | 0.068345 | 9 | Industrial_2033_Economic_GWh_Before Competition Groups_9 | Efficient Compressed Air Nozzles | 6.835% | 0 | 434.1539 | Industrial_2033_Economic_GWh_Before Competition Groups_Efficient Compressed Air Nozzles
Industrial | Ind ¦ Recommissioning | 2033 | Technical | GWh | Before Competition Groups | 442.6418 | 0 | 0 | 6850.1712 | 0.064618 | 7 | Industrial_2033_Technical_GWh_Before Competition Groups_7 | Recommissioning | 6.462% | 0 | 442.6418 | Industrial_2033_Technical_GWh_Before Competition Groups_Recommissioning
Industrial | Ind ¦ SEM | 2033 | Technical | GWh | Before Competition Groups | 442.6418 | 0 | 0 | 6850.1712 | 0.064618 | 8 | Industrial_2033_Technical_GWh_Before Competition Groups_8 | SEM | 6.462% | 0 | 442.6418 | Industrial_2033_Technical_GWh_Before Competition Groups_SEM
Industrial | Ind ¦ Efficient Compressed Air Nozzles | 2033 | Achievable | GWh | Before Competition Groups | 238.9541 | 0 | 0 | 3747.8442 | 0.063758 | 8 | Industrial_2033_Achievable_GWh_Before Competition Groups_8 | Efficient Compressed Air Nozzles | 6.376% | 0 | 238.9541 | Industrial_2033_Achievable_GWh_Before Competition Groups_Efficient Compressed Air Nozzles
Industrial | Ind ¦ Efficient Compressed Air Nozzles | 2033 | Technical | GWh | Before Competition Groups | 434.1539 | 0 | 0 | 6850.1712 | 0.063379 | 9 | Industrial_2033_Technical_GWh_Before Competition Groups_9 | Efficient Compressed Air Nozzles | 6.338% | 0 | 434.1539 | Industrial_2033_Technical_GWh_Before Competition Groups_Efficient Compressed Air Nozzles
Industrial | Ind ¦ High Efficiency HVAC Fans | 2033 | Achievable | GWh | Before Competition Groups | 227.9949 | 0 | 0 | 3747.8442 | 0.060834 | 9 | Industrial_2033_Achievable_GWh_Before Competition Groups_9 | High Efficiency HVAC Fans | 6.083% | 0 | 227.9949 | Industrial_2033_Achievable_GWh_Before Competition Groups_High Efficiency HVAC Fans
Industrial | Ind ¦ HE Lighting | 2033 | Achievable | GWh | Before Competition Groups | 224.8153 | 0 | 0 | 3747.8442 | 0.059985 | 10 | Industrial_2033_Achievable_GWh_Before Competition Groups_10 | HE Lighting | 5.999% | 0 | 224.8153 | Industrial_2033_Achievable_GWh_Before Competition Groups_HE Lighting
Industrial | Ind ¦ High Efficiency HVAC Fans | 2033 | Economic | GWh | Before Competition Groups | 351.6424 | 0 | 0 | 6352.3571 | 0.055356 | 10 | Industrial_2033_Economic_GWh_Before Competition Groups_10 | High Efficiency HVAC Fans | 5.536% | 0 | 351.6424 | Industrial_2033_Economic_GWh_Before Competition Groups_High Efficiency HVAC Fans
Industrial | Ind ¦ High Efficiency HVAC Fans | 2033 | Technical | GWh | Before Competition Groups | 351.6424 | 0 | 0 | 6850.1712 | 0.051333 | 10 | Industrial_2033_Technical_GWh_Before Competition Groups_10 | High Efficiency HVAC Fans | 5.133% | 0 | 351.6424 | Industrial_2033_Technical_GWh_Before Competition Groups_High Efficiency HVAC Fans
Industrial | Ind ¦ Process Optimization (Elec) | 2033 | Economic | GWh | Before Competition Groups | 162.8745 | 0 | 0 | 6352.3571 | 0.02564 | 11 | Industrial_2033_Economic_GWh_Before Competition Groups_11 | Process Optimization (Elec) | 2.564% | 0 | 162.8745 | Industrial_2033_Economic_GWh_Before Competition Groups_Process Optimization (Elec)
Industrial | Ind ¦ Process Optimization (Elec) | 2033 | Technical | GWh | Before Competition Groups | 162.8745 | 0 | 0 | 6850.1712 | 0.023777 | 11 | Industrial_2033_Technical_GWh_Before Competition Groups_11 | Process Optimization (Elec) | 2.378% | 0 | 162.8745 | Industrial_2033_Technical_GWh_Before Competition Groups_Process Optimization (Elec)
Industrial | Ind ¦ Premium Efficient Motors | 2033 | Technical | GWh | Before Competition Groups | 151.6792 | 0 | 0 | 6850.1712 | 0.022142 | 12 | Industrial_2033_Technical_GWh_Before Competition Groups_12 | Premium Efficient Motors | 2.214% | 0 | 151.6792 | Industrial_2033_Technical_GWh_Before Competition Groups_Premium Efficient Motors
Industrial | Ind ¦ Fan System Optimization | 2033 | Achievable | GWh | Before Competition Groups | 49.5984 | 0 | 0 | 3747.8442 | 0.013234 | 11 | Industrial_2033_Achievable_GWh_Before Competition Groups_11 | Fan System Optimization | 1.323% | 0 | 49.5984 | Industrial_2033_Achievable_GWh_Before Competition Groups_Fan System Optimization
Industrial | Ind ¦ Material Handling Improvements | 2033 | Achievable | GWh | Before Competition Groups | 43.8737 | 0 | 0 | 3747.8442 | 0.011706 | 12 | Industrial_2033_Achievable_GWh_Before Competition Groups_12 | Material Handling Improvements | 1.171% | 0 | 43.8737 | Industrial_2033_Achievable_GWh_Before Competition Groups_Material Handling Improvements
Industrial | Ind ¦ Pulp and Paper Process Improvements | 2033 | Achievable | GWh | Before Competition Groups | 41.8817 | 0 | 0 | 3747.8442 | 0.011175 | 13 | Industrial_2033_Achievable_GWh_Before Competition Groups_13 | Pulp and Paper Process Improvements | 1.117% | 0 | 41.8817 | Industrial_2033_Achievable_GWh_Before Competition Groups_Pulp and Paper Process Improvements
Industrial | Ind ¦ Fan System Optimization | 2033 | Economic | GWh | Before Competition Groups | 69.6975 | 0 | 0 | 6352.3571 | 0.010972 | 12 | Industrial_2033_Economic_GWh_Before Competition Groups_12 | Fan System Optimization | 1.097% | 0 | 69.6975 | Industrial_2033_Economic_GWh_Before Competition Groups_Fan System Optimization
Industrial | Ind ¦ HE HVAC Controls | 2033 | Technical | GWh | Before Competition Groups | 74.4749 | 0 | 0 | 6850.1712 | 0.010872 | 13 | Industrial_2033_Technical_GWh_Before Competition Groups_13 | HE HVAC Controls | 1.087% | 0 | 74.4749 | Industrial_2033_Technical_GWh_Before Competition Groups_HE HVAC Controls
Industrial | Ind ¦ Efficient Irrigation | 2033 | Economic | GWh | Before Competition Groups | 68.4507 | 0 | 0 | 6352.3571 | 0.010776 | 13 | Industrial_2033_Economic_GWh_Before Competition Groups_13 | Efficient Irrigation | 1.078% | 0 | 68.4507 | Industrial_2033_Economic_GWh_Before Competition Groups_Efficient Irrigation
Industrial | Ind ¦ Fan System Optimization | 2033 | Technical | GWh | Before Competition Groups | 69.6975 | 0 | 0 | 6850.1712 | 0.010175 | 14 | Industrial_2033_Technical_GWh_Before Competition Groups_14 | Fan System Optimization | 1.017% | 0 | 69.6975 | Industrial_2033_Technical_GWh_Before Competition Groups_Fan System Optimization
Industrial | Ind ¦ Material Handling Improvements | 2033 | Economic | GWh | Before Competition Groups | 63.534 | 0 | 0 | 6352.3571 | 0.010002 | 14 | Industrial_2033_Economic_GWh_Before Competition Groups_14 | Material Handling Improvements | 1% | 0 | 63.534 | Industrial_2033_Economic_GWh_Before Competition Groups_Material Handling Improvements
Industrial | Ind ¦ Efficient Irrigation | 2033 | Technical | GWh | Before Competition Groups | 68.4507 | 0 | 0 | 6850.1712 | 0.0099925 | 15 | Industrial_2033_Technical_GWh_Before Competition Groups_15 | Efficient Irrigation | 0.9993% | 0 | 68.4507 | Industrial_2033_Technical_GWh_Before Competition Groups_Efficient Irrigation
Industrial | Ind ¦ HE HVAC Units | 2033 | Technical | GWh | Before Competition Groups | 68.06 | 0 | 0 | 6850.1712 | 0.0099355 | 16 | Industrial_2033_Technical_GWh_Before Competition Groups_16 | HE HVAC Units | 0.9936% | 0 | 68.06 | Industrial_2033_Technical_GWh_Before Competition Groups_HE HVAC Units
Industrial | Ind ¦ Pulp and Paper Process Improvements | 2033 | Economic | GWh | Before Competition Groups | 62.1073 | 0 | 0 | 6352.3571 | 0.009777 | 15 | Industrial_2033_Economic_GWh_Before Competition Groups_15 | Pulp and Paper Process Improvements | 0.9777% | 0 | 62.1073 | Industrial_2033_Economic_GWh_Before Competition Groups_Pulp and Paper Process Improvements
Industrial | Ind ¦ Material Handling Improvements | 2033 | Technical | GWh | Before Competition Groups | 63.534 | 0 | 0 | 6850.1712 | 0.0092748 | 17 | Industrial_2033_Technical_GWh_Before Competition Groups_17 | Material Handling Improvements | 0.9275% | 0 | 63.534 | Industrial_2033_Technical_GWh_Before Competition Groups_Material Handling Improvements
Industrial | Ind ¦ Pulp and Paper Process Improvements | 2033 | Technical | GWh | Before Competition Groups | 62.1073 | 0 | 0 | 6850.1712 | 0.0090665 | 18 | Industrial_2033_Technical_GWh_Before Competition Groups_18 | Pulp and Paper Process Improvements | 0.9067% | 0 | 62.1073 | Industrial_2033_Technical_GWh_Before Competition Groups_Pulp and Paper Process Improvements
Industrial | Ind ¦ Refiner Plate Improvements | 2033 | Economic | GWh | Before Competition Groups | 49.3969 | 0 | 0 | 6352.3571 | 0.0077761 | 16 | Industrial_2033_Economic_GWh_Before Competition Groups_16 | Refiner Plate Improvements | 0.7776% | 0 | 49.3969 | Industrial_2033_Economic_GWh_Before Competition Groups_Refiner Plate Improvements
Industrial | Ind ¦ Refiner Plate Improvements | 2033 | Technical | GWh | Before Competition Groups | 49.3969 | 0 | 0 | 6850.1712 | 0.007211 | 19 | Industrial_2033_Technical_GWh_Before Competition Groups_19 | Refiner Plate Improvements | 0.7211% | 0 | 49.3969 | Industrial_2033_Technical_GWh_Before Competition Groups_Refiner Plate Improvements
Industrial | Ind ¦ Efficient Irrigation | 2033 | Achievable | GWh | Before Competition Groups | 26.8561 | 0 | 0 | 3747.8442 | 0.0071658 | 14 | Industrial_2033_Achievable_GWh_Before Competition Groups_14 | Efficient Irrigation | 0.7166% | 0 | 26.8561 | Industrial_2033_Achievable_GWh_Before Competition Groups_Efficient Irrigation
Industrial | Ind ¦ Refiner Plate Improvements | 2033 | Achievable | GWh | Before Competition Groups | 26.4499 | 0 | 0 | 3747.8442 | 0.0070574 | 15 | Industrial_2033_Achievable_GWh_Before Competition Groups_15 | Refiner Plate Improvements | 0.7057% | 0 | 26.4499 | Industrial_2033_Achievable_GWh_Before Competition Groups_Refiner Plate Improvements
Industrial | Ind ¦ Process Heat Recovery | 2033 | Achievable | GWh | Before Competition Groups | 22.9947 | 0 | 0 | 3747.8442 | 0.0061355 | 16 | Industrial_2033_Achievable_GWh_Before Competition Groups_16 | Process Heat Recovery | 0.6135% | 0 | 22.9947 | Industrial_2033_Achievable_GWh_Before Competition Groups_Process Heat Recovery
Industrial | Ind ¦ Process Optimization (Elec) | 2033 | Achievable | GWh | Before Competition Groups | 22.6869 | 0 | 0 | 3747.8442 | 0.0060533 | 17 | Industrial_2033_Achievable_GWh_Before Competition Groups_17 | Process Optimization (Elec) | 0.6053% | 0 | 22.6869 | Industrial_2033_Achievable_GWh_Before Competition Groups_Process Optimization (Elec)
Industrial | Ind ¦ VAV Conversion Project | 2033 | Achievable | GWh | Before Competition Groups | 22.6846 | 0 | 0 | 3747.8442 | 0.0060527 | 18 | Industrial_2033_Achievable_GWh_Before Competition Groups_18 | VAV Conversion Project | 0.6053% | 0 | 22.6846 | Industrial_2033_Achievable_GWh_Before Competition Groups_VAV Conversion Project
Industrial | Ind ¦ Cold Storage Retrofit | 2033 | Technical | GWh | Before Competition Groups | 40.5752 | 0 | 0 | 6850.1712 | 0.0059232 | 20 | Industrial_2033_Technical_GWh_Before Competition Groups_20 | Cold Storage Retrofit | 0.5923% | 0 | 40.5752 | Industrial_2033_Technical_GWh_Before Competition Groups_Cold Storage Retrofit
Industrial | Ind ¦ Ventilation Optimization | 2033 | Economic | GWh | Before Competition Groups | 32.142 | 0 | 0 | 6352.3571 | 0.0050599 | 17 | Industrial_2033_Economic_GWh_Before Competition Groups_17 | Ventilation Optimization | 0.506% | 0 | 32.142 | Industrial_2033_Economic_GWh_Before Competition Groups_Ventilation Optimization
Industrial | Ind ¦ Process Heat Recovery | 2033 | Economic | GWh | Before Competition Groups | 32.0722 | 0 | 0 | 6352.3571 | 0.0050489 | 18 | Industrial_2033_Economic_GWh_Before Competition Groups_18 | Process Heat Recovery | 0.5049% | 0 | 32.0722 | Industrial_2033_Economic_GWh_Before Competition Groups_Process Heat Recovery
Industrial | Ind ¦ VAV Conversion Project | 2033 | Economic | GWh | Before Competition Groups | 30.6612 | 0 | 0 | 6352.3571 | 0.0048267 | 19 | Industrial_2033_Economic_GWh_Before Competition Groups_19 | VAV Conversion Project | 0.4827% | 0 | 30.6612 | Industrial_2033_Economic_GWh_Before Competition Groups_VAV Conversion Project
Industrial | Ind ¦ Ventilation Optimization | 2033 | Technical | GWh | Before Competition Groups | 32.142 | 0 | 0 | 6850.1712 | 0.0046921 | 21 | Industrial_2033_Technical_GWh_Before Competition Groups_21 | Ventilation Optimization | 0.4692% | 0 | 32.142 | Industrial_2033_Technical_GWh_Before Competition Groups_Ventilation Optimization
Industrial | Ind ¦ Process Heat Recovery | 2033 | Technical | GWh | Before Competition Groups | 32.0722 | 0 | 0 | 6850.1712 | 0.004682 | 22 | Industrial_2033_Technical_GWh_Before Competition Groups_22 | Process Heat Recovery | 0.4682% | 0 | 32.0722 | Industrial_2033_Technical_GWh_Before Competition Groups_Process Heat Recovery
Industrial | Ind ¦ Improved Controls - Process Cooling | 2033 | Achievable | GWh | Before Competition Groups | 16.9621 | 0 | 0 | 3747.8442 | 0.0045258 | 19 | Industrial_2033_Achievable_GWh_Before Competition Groups_19 | Improved Controls - Process Cooling | 0.4526% | 0 | 16.9621 | Industrial_2033_Achievable_GWh_Before Competition Groups_Improved Controls - Process Cooling
Industrial | Ind ¦ VAV Conversion Project | 2033 | Technical | GWh | Before Competition Groups | 30.6612 | 0 | 0 | 6850.1712 | 0.004476 | 23 | Industrial_2033_Technical_GWh_Before Competition Groups_23 | VAV Conversion Project | 0.4476% | 0 | 30.6612 | Industrial_2033_Technical_GWh_Before Competition Groups_VAV Conversion Project
Industrial | Ind ¦ HVLS Fans | 2033 | Technical | GWh | Before Competition Groups | 28.1809 | 0 | 0 | 6850.1712 | 0.0041139 | 24 | Industrial_2033_Technical_GWh_Before Competition Groups_24 | HVLS Fans | 0.4114% | 0 | 28.1809 | Industrial_2033_Technical_GWh_Before Competition Groups_HVLS Fans
Industrial | Ind ¦ High Efficiency Battery Charger | 2033 | Achievable | GWh | Before Competition Groups | 14.1421 | 0 | 0 | 3747.8442 | 0.0037734 | 20 | Industrial_2033_Achievable_GWh_Before Competition Groups_20 | High Efficiency Battery Charger | 0.3773% | 0 | 14.1421 | Industrial_2033_Achievable_GWh_Before Competition Groups_High Efficiency Battery Charger
Industrial | Ind ¦ Improved Controls - Process Cooling | 2033 | Economic | GWh | Before Competition Groups | 23.4948 | 0 | 0 | 6352.3571 | 0.0036986 | 20 | Industrial_2033_Economic_GWh_Before Competition Groups_20 | Improved Controls - Process Cooling | 0.3699% | 0 | 23.4948 | Industrial_2033_Economic_GWh_Before Competition Groups_Improved Controls - Process Cooling
Industrial | Ind ¦ High Efficiency Battery Charger | 2033 | Economic | GWh | Before Competition Groups | 22.5417 | 0 | 0 | 6352.3571 | 0.0035486 | 21 | Industrial_2033_Economic_GWh_Before Competition Groups_21 | High Efficiency Battery Charger | 0.3549% | 0 | 22.5417 | Industrial_2033_Economic_GWh_Before Competition Groups_High Efficiency Battery Charger
Industrial | Ind ¦ Low Energy Livestock Waterers | 2033 | Technical | GWh | Before Competition Groups | 23.8042 | 0 | 0 | 6850.1712 | 0.003475 | 25 | Industrial_2033_Technical_GWh_Before Competition Groups_25 | Low Energy Livestock Waterers | 0.3475% | 0 | 23.8042 | Industrial_2033_Technical_GWh_Before Competition Groups_Low Energy Livestock Waterers
Industrial | Ind ¦ Improved Controls - Process Cooling | 2033 | Technical | GWh | Before Competition Groups | 23.4948 | 0 | 0 | 6850.1712 | 0.0034298 | 26 | Industrial_2033_Technical_GWh_Before Competition Groups_26 | Improved Controls - Process Cooling | 0.343% | 0 | 23.4948 | Industrial_2033_Technical_GWh_Before Competition Groups_Improved Controls - Process Cooling
Industrial | Ind ¦ High Efficiency Battery Charger | 2033 | Technical | GWh | Before Competition Groups | 22.5417 | 0 | 0 | 6850.1712 | 0.0032907 | 27 | Industrial_2033_Technical_GWh_Before Competition Groups_27 | High Efficiency Battery Charger | 0.3291% | 0 | 22.5417 | Industrial_2033_Technical_GWh_Before Competition Groups_High Efficiency Battery Charger
Industrial | Ind ¦ Synchronous Belts | 2033 | Economic | GWh | Before Competition Groups | 20.7821 | 0 | 0 | 6352.3571 | 0.0032716 | 22 | Industrial_2033_Economic_GWh_Before Competition Groups_22 | Synchronous Belts | 0.3272% | 0 | 20.7821 | Industrial_2033_Economic_GWh_Before Competition Groups_Synchronous Belts
Industrial | Ind ¦ Process Improvements | 2033 | Achievable | GWh | Before Competition Groups | 11.5288 | 0 | 0 | 3747.8442 | 0.0030761 | 21 | Industrial_2033_Achievable_GWh_Before Competition Groups_21 | Process Improvements | 0.3076% | 0 | 11.5288 | Industrial_2033_Achievable_GWh_Before Competition Groups_Process Improvements
Industrial | Ind ¦ Synchronous Belts | 2033 | Technical | GWh | Before Competition Groups | 20.7821 | 0 | 0 | 6850.1712 | 0.0030338 | 28 | Industrial_2033_Technical_GWh_Before Competition Groups_28 | Synchronous Belts | 0.3034% | 0 | 20.7821 | Industrial_2033_Technical_GWh_Before Competition Groups_Synchronous Belts
Industrial | Ind ¦ Dairy Pre-Cooler | 2033 | Economic | GWh | Before Competition Groups | 18.2499 | 0 | 0 | 6352.3571 | 0.0028729 | 23 | Industrial_2033_Economic_GWh_Before Competition Groups_23 | Dairy Pre-Cooler | 0.2873% | 0 | 18.2499 | Industrial_2033_Economic_GWh_Before Competition Groups_Dairy Pre-Cooler
Industrial | Ind ¦ Dairy Pre-Cooler | 2033 | Technical | GWh | Before Competition Groups | 18.2499 | 0 | 0 | 6850.1712 | 0.0026642 | 29 | Industrial_2033_Technical_GWh_Before Competition Groups_29 | Dairy Pre-Cooler | 0.2664% | 0 | 18.2499 | Industrial_2033_Technical_GWh_Before Competition Groups_Dairy Pre-Cooler
Industrial | Ind ¦ Refrigeration Compressor VFD | 2033 | Achievable | GWh | Before Competition Groups | 9.765 | 0 | 0 | 3747.8442 | 0.0026055 | 22 | Industrial_2033_Achievable_GWh_Before Competition Groups_22 | Refrigeration Compressor VFD | 0.2606% | 0 | 9.765 | Industrial_2033_Achievable_GWh_Before Competition Groups_Refrigeration Compressor VFD
Industrial | Ind ¦ Ventilation Optimization | 2033 | Achievable | GWh | Before Competition Groups | 9.3912 | 0 | 0 | 3747.8442 | 0.0025058 | 23 | Industrial_2033_Achievable_GWh_Before Competition Groups_23 | Ventilation Optimization | 0.2506% | 0 | 9.3912 | Industrial_2033_Achievable_GWh_Before Competition Groups_Ventilation Optimization
Industrial | Ind ¦ Process Improvements | 2033 | Economic | GWh | Before Competition Groups | 15.6952 | 0 | 0 | 6352.3571 | 0.0024708 | 24 | Industrial_2033_Economic_GWh_Before Competition Groups_24 | Process Improvements | 0.2471% | 0 | 15.6952 | Industrial_2033_Economic_GWh_Before Competition Groups_Process Improvements
Industrial | Ind ¦ Refrigeration Compressor VFD | 2033 | Economic | GWh | Before Competition Groups | 15.2935 | 0 | 0 | 6352.3571 | 0.0024075 | 25 | Industrial_2033_Economic_GWh_Before Competition Groups_25 | Refrigeration Compressor VFD | 0.2408% | 0 | 15.2935 | Industrial_2033_Economic_GWh_Before Competition Groups_Refrigeration Compressor VFD
Industrial | Ind ¦ Dairy Pre-Cooler | 2033 | Achievable | GWh | Before Competition Groups | 8.8232 | 0 | 0 | 3747.8442 | 0.0023542 | 24 | Industrial_2033_Achievable_GWh_Before Competition Groups_24 | Dairy Pre-Cooler | 0.2354% | 0 | 8.8232 | Industrial_2033_Achievable_GWh_Before Competition Groups_Dairy Pre-Cooler
Industrial | Ind ¦ Process Improvements | 2033 | Technical | GWh | Before Competition Groups | 15.6952 | 0 | 0 | 6850.1712 | 0.0022912 | 30 | Industrial_2033_Technical_GWh_Before Competition Groups_30 | Process Improvements | 0.2291% | 0 | 15.6952 | Industrial_2033_Technical_GWh_Before Competition Groups_Process Improvements
Industrial | Ind ¦ Refrigeration Compressor VFD | 2033 | Technical | GWh | Before Competition Groups | 15.2935 | 0 | 0 | 6850.1712 | 0.0022326 | 31 | Industrial_2033_Technical_GWh_Before Competition Groups_31 | Refrigeration Compressor VFD | 0.2233% | 0 | 15.2935 | Industrial_2033_Technical_GWh_Before Competition Groups_Refrigeration Compressor VFD
Industrial | Ind ¦ Improved Controls - Process Heating | 2033 | Achievable | GWh | Before Competition Groups | 7.421 | 0 | 0 | 3747.8442 | 0.0019801 | 25 | Industrial_2033_Achievable_GWh_Before Competition Groups_25 | Improved Controls - Process Heating | 0.198% | 0 | 7.421 | Industrial_2033_Achievable_GWh_Before Competition Groups_Improved Controls - Process Heating
Industrial | Ind ¦ Chiller Optimization | 2033 | Technical | GWh | Before Competition Groups | 11.3821 | 0 | 0 | 6850.1712 | 0.0016616 | 32 | Industrial_2033_Technical_GWh_Before Competition Groups_32 | Chiller Optimization | 0.1662% | 0 | 11.3821 | Industrial_2033_Technical_GWh_Before Competition Groups_Chiller Optimization
Industrial | Ind ¦ Free Cooling | 2033 | Economic | GWh | Before Competition Groups | 10.4736 | 0 | 0 | 6352.3571 | 0.0016488 | 26 | Industrial_2033_Economic_GWh_Before Competition Groups_26 | Free Cooling | 0.1649% | 0 | 10.4736 | Industrial_2033_Economic_GWh_Before Competition Groups_Free Cooling
Industrial | Ind ¦ Efficient Transformer | 2033 | Technical | GWh | Before Competition Groups | 11.2708 | 0 | 0 | 6850.1712 | 0.0016453 | 33 | Industrial_2033_Technical_GWh_Before Competition Groups_33 | Efficient Transformer | 0.1645% | 0 | 11.2708 | Industrial_2033_Technical_GWh_Before Competition Groups_Efficient Transformer
Industrial | Ind ¦ Improved Controls - Process Heating | 2033 | Economic | GWh | Before Competition Groups | 10.33 | 0 | 0 | 6352.3571 | 0.0016262 | 27 | Industrial_2033_Economic_GWh_Before Competition Groups_27 | Improved Controls - Process Heating | 0.1626% | 0 | 10.33 | Industrial_2033_Economic_GWh_Before Competition Groups_Improved Controls - Process Heating
Industrial | Ind ¦ High Efficiency Welders | 2033 | Technical | GWh | Before Competition Groups | 10.8842 | 0 | 0 | 6850.1712 | 0.0015889 | 34 | Industrial_2033_Technical_GWh_Before Competition Groups_34 | High Efficiency Welders | 0.1589% | 0 | 10.8842 | Industrial_2033_Technical_GWh_Before Competition Groups_High Efficiency Welders
Industrial | Ind ¦ Free Cooling | 2033 | Technical | GWh | Before Competition Groups | 10.4736 | 0 | 0 | 6850.1712 | 0.001529 | 35 | Industrial_2033_Technical_GWh_Before Competition Groups_35 | Free Cooling | 0.1529% | 0 | 10.4736 | Industrial_2033_Technical_GWh_Before Competition Groups_Free Cooling
Industrial | Ind ¦ Improved Controls - Process Heating | 2033 | Technical | GWh | Before Competition Groups | 10.33 | 0 | 0 | 6850.1712 | 0.001508 | 36 | Industrial_2033_Technical_GWh_Before Competition Groups_36 | Improved Controls - Process Heating | 0.1508% | 0 | 10.33 | Industrial_2033_Technical_GWh_Before Competition Groups_Improved Controls - Process Heating
Industrial | Ind ¦ Cooling Tower Optimization | 2033 | Economic | GWh | Before Competition Groups | 8.6357 | 0 | 0 | 6352.3571 | 0.0013594 | 28 | Industrial_2033_Economic_GWh_Before Competition Groups_28 | Cooling Tower Optimization | 0.1359% | 0 | 8.6357 | Industrial_2033_Economic_GWh_Before Competition Groups_Cooling Tower Optimization
Industrial | Ind ¦ Cooling Tower Optimization | 2033 | Technical | GWh | Before Competition Groups | 8.6357 | 0 | 0 | 6850.1712 | 0.0012607 | 37 | Industrial_2033_Technical_GWh_Before Competition Groups_37 | Cooling Tower Optimization | 0.1261% | 0 | 8.6357 | Industrial_2033_Technical_GWh_Before Competition Groups_Cooling Tower Optimization
Industrial | Ind ¦ Low Energy Livestock Waterers | 2033 | Achievable | GWh | Before Competition Groups | 4.635 | 0 | 0 | 3747.8442 | 0.0012367 | 26 | Industrial_2033_Achievable_GWh_Before Competition Groups_26 | Low Energy Livestock Waterers | 0.1237% | 0 | 4.635 | Industrial_2033_Achievable_GWh_Before Competition Groups_Low Energy Livestock Waterers
Industrial | Ind ¦ Engine Block Heater Timer | 2033 | Achievable | GWh | Before Competition Groups | 4.5135 | 0 | 0 | 3747.8442 | 0.0012043 | 27 | Industrial_2033_Achievable_GWh_Before Competition Groups_27 | Engine Block Heater Timer | 0.1204% | 0 | 4.5135 | Industrial_2033_Achievable_GWh_Before Competition Groups_Engine Block Heater Timer
Industrial | Ind ¦ Engine Block Heater Timer | 2033 | Economic | GWh | Before Competition Groups | 6.1877 | 0 | 0 | 6352.3571 | 0.00097408 | 29 | Industrial_2033_Economic_GWh_Before Competition Groups_29 | Engine Block Heater Timer | 0.09741% | 0 | 6.1877 | Industrial_2033_Economic_GWh_Before Competition Groups_Engine Block Heater Timer
Industrial | Ind ¦ Engine Block Heater Timer | 2033 | Technical | GWh | Before Competition Groups | 6.1877 | 0 | 0 | 6850.1712 | 0.00090329 | 38 | Industrial_2033_Technical_GWh_Before Competition Groups_38 | Engine Block Heater Timer | 0.09033% | 0 | 6.1877 | Industrial_2033_Technical_GWh_Before Competition Groups_Engine Block Heater Timer
Industrial | Ind ¦ Efficient Refrigeration Compressor | 2033 | Achievable | GWh | Before Competition Groups | 3.0057 | 0 | 0 | 3747.8442 | 0.00080198 | 28 | Industrial_2033_Achievable_GWh_Before Competition Groups_28 | Efficient Refrigeration Compressor | 0.0802% | 0 | 3.0057 | Industrial_2033_Achievable_GWh_Before Competition Groups_Efficient Refrigeration Compressor
Industrial | Ind ¦ Heat Lamps/Heat Pad | 2033 | Technical | GWh | Before Competition Groups | 4.9052 | 0 | 0 | 6850.1712 | 0.00071607 | 39 | Industrial_2033_Technical_GWh_Before Competition Groups_39 | Heat Lamps/Heat Pad | 0.07161% | 0 | 4.9052 | Industrial_2033_Technical_GWh_Before Competition Groups_Heat Lamps/Heat Pad
Industrial | Ind ¦ Free Cooling | 2033 | Achievable | GWh | Before Competition Groups | 2.3911 | 0 | 0 | 3747.8442 | 0.000638 | 29 | Industrial_2033_Achievable_GWh_Before Competition Groups_29 | Free Cooling | 0.0638% | 0 | 2.3911 | Industrial_2033_Achievable_GWh_Before Competition Groups_Free Cooling
Industrial | Ind ¦ Efficient Refrigeration Compressor | 2033 | Economic | GWh | Before Competition Groups | 3.7482 | 0 | 0 | 6352.3571 | 0.00059005 | 30 | Industrial_2033_Economic_GWh_Before Competition Groups_30 | Efficient Refrigeration Compressor | 0.059% | 0 | 3.7482 | Industrial_2033_Economic_GWh_Before Competition Groups_Efficient Refrigeration Compressor
Industrial | Ind ¦ Low Energy Livestock Waterers | 2033 | Economic | GWh | Before Competition Groups | 3.5711 | 0 | 0 | 6352.3571 | 0.00056217 | 31 | Industrial_2033_Economic_GWh_Before Competition Groups_31 | Low Energy Livestock Waterers | 0.05622% | 0 | 3.5711 | Industrial_2033_Economic_GWh_Before Competition Groups_Low Energy Livestock Waterers
Industrial | Ind ¦ Efficient Refrigeration Compressor | 2033 | Technical | GWh | Before Competition Groups | 3.7482 | 0 | 0 | 6850.1712 | 0.00054717 | 40 | Industrial_2033_Technical_GWh_Before Competition Groups_40 | Efficient Refrigeration Compressor | 0.05472% | 0 | 3.7482 | Industrial_2033_Technical_GWh_Before Competition Groups_Efficient Refrigeration Compressor
Industrial | Ind ¦ Air Compressor Heat Recovery | 2033 | Achievable | GWh | Before Competition Groups | 1.9292 | 0 | 0 | 3747.8442 | 0.00051474 | 30 | Industrial_2033_Achievable_GWh_Before Competition Groups_30 | Air Compressor Heat Recovery | 0.05147% | 0 | 1.9292 | Industrial_2033_Achievable_GWh_Before Competition Groups_Air Compressor Heat Recovery
Industrial | Ind ¦ Air Compressor Heat Recovery | 2033 | Economic | GWh | Before Competition Groups | 2.7262 | 0 | 0 | 6352.3571 | 0.00042917 | 32 | Industrial_2033_Economic_GWh_Before Competition Groups_32 | Air Compressor Heat Recovery | 0.04292% | 0 | 2.7262 | Industrial_2033_Economic_GWh_Before Competition Groups_Air Compressor Heat Recovery
Industrial | Ind ¦ Air Compressor Heat Recovery | 2033 | Technical | GWh | Before Competition Groups | 2.7262 | 0 | 0 | 6850.1712 | 0.00039798 | 41 | Industrial_2033_Technical_GWh_Before Competition Groups_41 | Air Compressor Heat Recovery | 0.0398% | 0 | 2.7262 | Industrial_2033_Technical_GWh_Before Competition Groups_Air Compressor Heat Recovery
Industrial | Ind ¦ Creep Heat Controller | 2033 | Technical | GWh | Before Competition Groups | 2.5501 | 0 | 0 | 6850.1712 | 0.00037227 | 42 | Industrial_2033_Technical_GWh_Before Competition Groups_42 | Creep Heat Controller | 0.03723% | 0 | 2.5501 | Industrial_2033_Technical_GWh_Before Competition Groups_Creep Heat Controller
Industrial | Ind ¦ Cooling Tower Optimization | 2033 | Achievable | GWh | Before Competition Groups | 1.3444 | 0 | 0 | 3747.8442 | 0.00035872 | 31 | Industrial_2033_Achievable_GWh_Before Competition Groups_31 | Cooling Tower Optimization | 0.03587% | 0 | 1.3444 | Industrial_2033_Achievable_GWh_Before Competition Groups_Cooling Tower Optimization
Industrial | Ind ¦ Optimize Compressed Air Dryer | 2033 | Technical | GWh | Before Competition Groups | 1.9686 | 0 | 0 | 6850.1712 | 0.00028738 | 43 | Industrial_2033_Technical_GWh_Before Competition Groups_43 | Optimize Compressed Air Dryer | 0.02874% | 0 | 1.9686 | Industrial_2033_Technical_GWh_Before Competition Groups_Optimize Compressed Air Dryer
Industrial | Ind ¦ Synchronous Belts | 2033 | Achievable | GWh | Before Competition Groups | 0.92522 | 0 | 0 | 3747.8442 | 0.00024687 | 32 | Industrial_2033_Achievable_GWh_Before Competition Groups_32 | Synchronous Belts | 0.02469% | 0 | 0.92522 | Industrial_2033_Achievable_GWh_Before Competition Groups_Synchronous Belts
Industrial | Ind ¦ Dual and Natural Exhaust Ventilation Systems | 2033 | Technical | GWh | Before Competition Groups | 1.4548 | 0 | 0 | 6850.1712 | 0.00021237 | 44 | Industrial_2033_Technical_GWh_Before Competition Groups_44 | Dual and Natural Exhaust Ventilation Systems | 0.02124% | 0 | 1.4548 | Industrial_2033_Technical_GWh_Before Competition Groups_Dual and Natural Exhaust Ventilation Systems
Industrial | Ind ¦ Dairy Water Heater | 2033 | Economic | GWh | Before Competition Groups | 0.92226 | 0 | 0 | 6352.3571 | 0.00014518 | 33 | Industrial_2033_Economic_GWh_Before Competition Groups_33 | Dairy Water Heater | 0.01452% | 0 | 0.92226 | Industrial_2033_Economic_GWh_Before Competition Groups_Dairy Water Heater
Industrial | Ind ¦ Dairy Water Heater | 2033 | Achievable | GWh | Before Competition Groups | 0.54325 | 0 | 0 | 3747.8442 | 0.00014495 | 33 | Industrial_2033_Achievable_GWh_Before Competition Groups_33 | Dairy Water Heater | 0.0145% | 0 | 0.54325 | Industrial_2033_Achievable_GWh_Before Competition Groups_Dairy Water Heater
Industrial | Ind ¦ Dairy Water Heater | 2033 | Technical | GWh | Before Competition Groups | 0.92226 | 0 | 0 | 6850.1712 | 0.00013463 | 45 | Industrial_2033_Technical_GWh_Before Competition Groups_45 | Dairy Water Heater | 0.01346% | 0 | 0.92226 | Industrial_2033_Technical_GWh_Before Competition Groups_Dairy Water Heater
Industrial | Ind ¦ Heat Lamps/Heat Pad | 2033 | Achievable | GWh | Before Competition Groups | 0.46194 | 0 | 0 | 3747.8442 | 0.00012326 | 34 | Industrial_2033_Achievable_GWh_Before Competition Groups_34 | Heat Lamps/Heat Pad | 0.01233% | 0 | 0.46194 | Industrial_2033_Achievable_GWh_Before Competition Groups_Heat Lamps/Heat Pad
Industrial | Ind ¦ Heat Lamps/Heat Pad | 2033 | Economic | GWh | Before Competition Groups | 0.16168 | 0 | 0 | 6352.3571 | 2.5452e-05 | 34 | Industrial_2033_Economic_GWh_Before Competition Groups_34 | Heat Lamps/Heat Pad | 0.002545% | 0 | 0.16168 | Industrial_2033_Economic_GWh_Before Competition Groups_Heat Lamps/Heat Pad
Industrial | Ind ¦ Dual and Natural Exhaust Ventilation Systems | 2033 | Achievable | GWh | Before Competition Groups | 0.051781 | 0 | 0 | 3747.8442 | 1.3816e-05 | 35 | Industrial_2033_Achievable_GWh_Before Competition Groups_35 | Dual and Natural Exhaust Ventilation Systems | 0.001382% | 0 | 0.051781 | Industrial_2033_Achievable_GWh_Before Competition Groups_Dual and Natural Exhaust Ventilation Systems
Industrial | Ind ¦ Dual and Natural Exhaust Ventilation Systems | 2033 | Economic | GWh | Before Competition Groups | 0.05528 | 0 | 0 | 6352.3571 | 8.7023e-06 | 35 | Industrial_2033_Economic_GWh_Before Competition Groups_35 | Dual and Natural Exhaust Ventilation Systems | 0.0008702% | 0 | 0.05528 | Industrial_2033_Economic_GWh_Before Competition Groups_Dual and Natural Exhaust Ventilation Systems
Industrial | Ind ¦ Creep Heat Controller | 2033 | Achievable | GWh | Before Competition Groups | 0 | 0 | 0 | 3747.8442 | 0 | 36 | Industrial_2033_Achievable_GWh_Before Competition Groups_36 | Creep Heat Controller | 0% | 0 | 0 | Industrial_2033_Achievable_GWh_Before Competition Groups_Creep Heat Controller
Industrial | Ind ¦ Creep Heat Controller | 2033 | Economic | GWh | Before Competition Groups | 0 | 0 | 0 | 6352.3571 | 0 | 36 | Industrial_2033_Economic_GWh_Before Competition Groups_36 | Creep Heat Controller | 0% | 0 | 0 | Industrial_2033_Economic_GWh_Before Competition Groups_Creep Heat Controller
Industrial | Ind ¦ Efficient Transformer | 2033 | Achievable | GWh | Before Competition Groups | 0 | 0 | 0 | 3747.8442 | 0 | 37 | Industrial_2033_Achievable_GWh_Before Competition Groups_37 | Efficient Transformer | 0% | 0 | 0 | Industrial_2033_Achievable_GWh_Before Competition Groups_Efficient Transformer
Industrial | Ind ¦ Efficient Transformer | 2033 | Economic | GWh | Before Competition Groups | 0 | 0 | 0 | 6352.3571 | 0 | 37 | Industrial_2033_Economic_GWh_Before Competition Groups_37 | Efficient Transformer | 0% | 0 | 0 | Industrial_2033_Economic_GWh_Before Competition Groups_Efficient Transformer
Industrial | Ind ¦ High Efficiency Welders | 2033 | Achievable | GWh | Before Competition Groups | 0 | 0 | 0 | 3747.8442 | 0 | 38 | Industrial_2033_Achievable_GWh_Before Competition Groups_38 | High Efficiency Welders | 0% | 0 | 0 | Industrial_2033_Achievable_GWh_Before Competition Groups_High Efficiency Welders
Industrial | Ind ¦ High Efficiency Welders | 2033 | Economic | GWh | Before Competition Groups | 0 | 0 | 0 | 6352.3571 | 0 | 38 | Industrial_2033_Economic_GWh_Before Competition Groups_38 | High Efficiency Welders | 0% | 0 | 0 | Industrial_2033_Economic_GWh_Before Competition Groups_High Efficiency Welders
Industrial | Ind ¦ HVLS Fans | 2033 | Achievable | GWh | Before Competition Groups | 0 | 0 | 0 | 3747.8442 | 0 | 39 | Industrial_2033_Achievable_GWh_Before Competition Groups_39 | HVLS Fans | 0% | 0 | 0 | Industrial_2033_Achievable_GWh_Before Competition Groups_HVLS Fans
Industrial | Ind ¦ HVLS Fans | 2033 | Economic | GWh | Before Competition Groups | 0 | 0 | 0 | 6352.3571 | 0 | 39 | Industrial_2033_Economic_GWh_Before Competition Groups_39 | HVLS Fans | 0% | 0 | 0 | Industrial_2033_Economic_GWh_Before Competition Groups_HVLS Fans
Industrial | Ind ¦ Optimize Compressed Air Dryer | 2033 | Achievable | GWh | Before Competition Groups | 0 | 0 | 0 | 3747.8442 | 0 | 40 | Industrial_2033_Achievable_GWh_Before Competition Groups_40 | Optimize Compressed Air Dryer | 0% | 0 | 0 | Industrial_2033_Achievable_GWh_Before Competition Groups_Optimize Compressed Air Dryer
Industrial | Ind ¦ Optimize Compressed Air Dryer | 2033 | Economic | GWh | Before Competition Groups | 0 | 0 | 0 | 6352.3571 | 0 | 40 | Industrial_2033_Economic_GWh_Before Competition Groups_40 | Optimize Compressed Air Dryer | 0% | 0 | 0 | Industrial_2033_Economic_GWh_Before Competition Groups_Optimize Compressed Air Dryer
Industrial | Ind ¦ Premium Efficient Motors | 2033 | Achievable | GWh | Before Competition Groups | 0 | 0 | 0 | 3747.8442 | 0 | 41 | Industrial_2033_Achievable_GWh_Before Competition Groups_41 | Premium Efficient Motors | 0% | 0 | 0 | Industrial_2033_Achievable_GWh_Before Competition Groups_Premium Efficient Motors
Industrial | Ind ¦ Premium Efficient Motors | 2033 | Economic | GWh | Before Competition Groups | 0 | 0 | 0 | 6352.3571 | 0 | 41 | Industrial_2033_Economic_GWh_Before Competition Groups_41 | Premium Efficient Motors | 0% | 0 | 0 | Industrial_2033_Economic_GWh_Before Competition Groups_Premium Efficient Motors
Industrial | Ind ¦ Pump System Optimization | 2034 | Economic | GWh | Before Competition Groups | 1105.1732 | 0 | 0 | 6425.115 | 0.17201 | 1 | Industrial_2034_Economic_GWh_Before Competition Groups_1 | Pump System Optimization | 17.2% | 0 | 1105.1732 | Industrial_2034_Economic_GWh_Before Competition Groups_Pump System Optimization
Industrial | Ind ¦ Pump System Optimization | 2034 | Achievable | GWh | Before Competition Groups | 677.2889 | 0 | 0 | 4084.1196 | 0.16583 | 1 | Industrial_2034_Achievable_GWh_Before Competition Groups_1 | Pump System Optimization | 16.58% | 0 | 677.2889 | Industrial_2034_Achievable_GWh_Before Competition Groups_Pump System Optimization
Industrial | Ind ¦ Pump System Optimization | 2034 | Technical | GWh | Before Competition Groups | 1125.9528 | 0 | 0 | 6924.9445 | 0.16259 | 1 | Industrial_2034_Technical_GWh_Before Competition Groups_1 | Pump System Optimization | 16.26% | 0 | 1125.9528 | Industrial_2034_Technical_GWh_Before Competition Groups_Pump System Optimization
Industrial | Ind ¦ Air Leak Survey and Repair | 2034 | Achievable | GWh | Before Competition Groups | 444.0609 | 0 | 0 | 4084.1196 | 0.10873 | 2 | Industrial_2034_Achievable_GWh_Before Competition Groups_2 | Air Leak Survey and Repair | 10.87% | 0 | 444.0609 | Industrial_2034_Achievable_GWh_Before Competition Groups_Air Leak Survey and Repair
Industrial | Ind ¦ HE Lighting | 2034 | Economic | GWh | Before Competition Groups | 694.5357 | 0 | 0 | 6425.115 | 0.1081 | 2 | Industrial_2034_Economic_GWh_Before Competition Groups_2 | HE Lighting | 10.81% | 0 | 694.5357 | Industrial_2034_Economic_GWh_Before Competition Groups_HE Lighting
Industrial | Ind ¦ HE Lighting | 2034 | Technical | GWh | Before Competition Groups | 744.2748 | 0 | 0 | 6924.9445 | 0.10748 | 2 | Industrial_2034_Technical_GWh_Before Competition Groups_2 | HE Lighting | 10.75% | 0 | 744.2748 | Industrial_2034_Technical_GWh_Before Competition Groups_HE Lighting
Industrial | Ind ¦ Greenhouse Grow Lights | 2034 | Achievable | GWh | Before Competition Groups | 388.9401 | 0 | 0 | 4084.1196 | 0.095232 | 3 | Industrial_2034_Achievable_GWh_Before Competition Groups_3 | Greenhouse Grow Lights | 9.523% | 0 | 388.9401 | Industrial_2034_Achievable_GWh_Before Competition Groups_Greenhouse Grow Lights
Industrial | Ind ¦ Air Compressor Optimization | 2034 | Achievable | GWh | Before Competition Groups | 375.5369 | 0 | 0 | 4084.1196 | 0.091951 | 4 | Industrial_2034_Achievable_GWh_Before Competition Groups_4 | Air Compressor Optimization | 9.195% | 0 | 375.5369 | Industrial_2034_Achievable_GWh_Before Competition Groups_Air Compressor Optimization
Industrial | Ind ¦ Air Leak Survey and Repair | 2034 | Economic | GWh | Before Competition Groups | 582.1564 | 0 | 0 | 6425.115 | 0.090606 | 3 | Industrial_2034_Economic_GWh_Before Competition Groups_3 | Air Leak Survey and Repair | 9.061% | 0 | 582.1564 | Industrial_2034_Economic_GWh_Before Competition Groups_Air Leak Survey and Repair
Industrial | Ind ¦ Greenhouse Grow Lights | 2034 | Economic | GWh | Before Competition Groups | 580.6833 | 0 | 0 | 6425.115 | 0.090377 | 4 | Industrial_2034_Economic_GWh_Before Competition Groups_4 | Greenhouse Grow Lights | 9.038% | 0 | 580.6833 | Industrial_2034_Economic_GWh_Before Competition Groups_Greenhouse Grow Lights
Industrial | Ind ¦ Pump Equipment Upgrade | 2034 | Achievable | GWh | Before Competition Groups | 347.0305 | 0 | 0 | 4084.1196 | 0.084971 | 5 | Industrial_2034_Achievable_GWh_Before Competition Groups_5 | Pump Equipment Upgrade | 8.497% | 0 | 347.0305 | Industrial_2034_Achievable_GWh_Before Competition Groups_Pump Equipment Upgrade
Industrial | Ind ¦ Air Leak Survey and Repair | 2034 | Technical | GWh | Before Competition Groups | 582.1564 | 0 | 0 | 6924.9445 | 0.084067 | 3 | Industrial_2034_Technical_GWh_Before Competition Groups_3 | Air Leak Survey and Repair | 8.407% | 0 | 582.1564 | Industrial_2034_Technical_GWh_Before Competition Groups_Air Leak Survey and Repair
Industrial | Ind ¦ Recommissioning | 2034 | Achievable | GWh | Before Competition Groups | 342.6129 | 0 | 0 | 4084.1196 | 0.083889 | 6 | Industrial_2034_Achievable_GWh_Before Competition Groups_6 | Recommissioning | 8.389% | 0 | 342.6129 | Industrial_2034_Achievable_GWh_Before Competition Groups_Recommissioning
Industrial | Ind ¦ SEM | 2034 | Achievable | GWh | Before Competition Groups | 342.6129 | 0 | 0 | 4084.1196 | 0.083889 | 7 | Industrial_2034_Achievable_GWh_Before Competition Groups_7 | SEM | 8.389% | 0 | 342.6129 | Industrial_2034_Achievable_GWh_Before Competition Groups_SEM
Industrial | Ind ¦ Greenhouse Grow Lights | 2034 | Technical | GWh | Before Competition Groups | 580.6833 | 0 | 0 | 6924.9445 | 0.083854 | 4 | Industrial_2034_Technical_GWh_Before Competition Groups_4 | Greenhouse Grow Lights | 8.385% | 0 | 580.6833 | Industrial_2034_Technical_GWh_Before Competition Groups_Greenhouse Grow Lights
Industrial | Ind ¦ Pump Equipment Upgrade | 2034 | Economic | GWh | Before Competition Groups | 529.8522 | 0 | 0 | 6425.115 | 0.082466 | 5 | Industrial_2034_Economic_GWh_Before Competition Groups_5 | Pump Equipment Upgrade | 8.247% | 0 | 529.8522 | Industrial_2034_Economic_GWh_Before Competition Groups_Pump Equipment Upgrade
Industrial | Ind ¦ Air Compressor Optimization | 2034 | Economic | GWh | Before Competition Groups | 512.2266 | 0 | 0 | 6425.115 | 0.079723 | 6 | Industrial_2034_Economic_GWh_Before Competition Groups_6 | Air Compressor Optimization | 7.972% | 0 | 512.2266 | Industrial_2034_Economic_GWh_Before Competition Groups_Air Compressor Optimization
Industrial | Ind ¦ Pump Equipment Upgrade | 2034 | Technical | GWh | Before Competition Groups | 529.8522 | 0 | 0 | 6924.9445 | 0.076514 | 5 | Industrial_2034_Technical_GWh_Before Competition Groups_5 | Pump Equipment Upgrade | 7.651% | 0 | 529.8522 | Industrial_2034_Technical_GWh_Before Competition Groups_Pump Equipment Upgrade
Industrial | Ind ¦ Air Compressor Optimization | 2034 | Technical | GWh | Before Competition Groups | 512.2266 | 0 | 0 | 6924.9445 | 0.073968 | 6 | Industrial_2034_Technical_GWh_Before Competition Groups_6 | Air Compressor Optimization | 7.397% | 0 | 512.2266 | Industrial_2034_Technical_GWh_Before Competition Groups_Air Compressor Optimization
Industrial | Ind ¦ Efficient Compressed Air Nozzles | 2034 | Economic | GWh | Before Competition Groups | 443.4867 | 0 | 0 | 6425.115 | 0.069024 | 7 | Industrial_2034_Economic_GWh_Before Competition Groups_7 | Efficient Compressed Air Nozzles | 6.902% | 0 | 443.4867 | Industrial_2034_Economic_GWh_Before Competition Groups_Efficient Compressed Air Nozzles
Industrial | Ind ¦ Recommissioning | 2034 | Economic | GWh | Before Competition Groups | 441.0428 | 0 | 0 | 6425.115 | 0.068644 | 8 | Industrial_2034_Economic_GWh_Before Competition Groups_8 | Recommissioning | 6.864% | 0 | 441.0428 | Industrial_2034_Economic_GWh_Before Competition Groups_Recommissioning
Industrial | Ind ¦ SEM | 2034 | Economic | GWh | Before Competition Groups | 441.0428 | 0 | 0 | 6425.115 | 0.068644 | 9 | Industrial_2034_Economic_GWh_Before Competition Groups_9 | SEM | 6.864% | 0 | 441.0428 | Industrial_2034_Economic_GWh_Before Competition Groups_SEM
Industrial | Ind ¦ HE Lighting | 2034 | Achievable | GWh | Before Competition Groups | 268.4275 | 0 | 0 | 4084.1196 | 0.065725 | 8 | Industrial_2034_Achievable_GWh_Before Competition Groups_8 | HE Lighting | 6.572% | 0 | 268.4275 | Industrial_2034_Achievable_GWh_Before Competition Groups_HE Lighting
Industrial | Ind ¦ Efficient Compressed Air Nozzles | 2034 | Achievable | GWh | Before Competition Groups | 263.9685 | 0 | 0 | 4084.1196 | 0.064633 | 9 | Industrial_2034_Achievable_GWh_Before Competition Groups_9 | Efficient Compressed Air Nozzles | 6.463% | 0 | 263.9685 | Industrial_2034_Achievable_GWh_Before Competition Groups_Efficient Compressed Air Nozzles
Industrial | Ind ¦ Efficient Compressed Air Nozzles | 2034 | Technical | GWh | Before Competition Groups | 443.4867 | 0 | 0 | 6924.9445 | 0.064042 | 7 | Industrial_2034_Technical_GWh_Before Competition Groups_7 | Efficient Compressed Air Nozzles | 6.404% | 0 | 443.4867 | Industrial_2034_Technical_GWh_Before Competition Groups_Efficient Compressed Air Nozzles
Industrial | Ind ¦ Recommissioning | 2034 | Technical | GWh | Before Competition Groups | 441.0428 | 0 | 0 | 6924.9445 | 0.063689 | 8 | Industrial_2034_Technical_GWh_Before Competition Groups_8 | Recommissioning | 6.369% | 0 | 441.0428 | Industrial_2034_Technical_GWh_Before Competition Groups_Recommissioning
Industrial | Ind ¦ SEM | 2034 | Technical | GWh | Before Competition Groups | 441.0428 | 0 | 0 | 6924.9445 | 0.063689 | 9 | Industrial_2034_Technical_GWh_Before Competition Groups_9 | SEM | 6.369% | 0 | 441.0428 | Industrial_2034_Technical_GWh_Before Competition Groups_SEM
Industrial | Ind ¦ High Efficiency HVAC Fans | 2034 | Achievable | GWh | Before Competition Groups | 243.4272 | 0 | 0 | 4084.1196 | 0.059603 | 10 | Industrial_2034_Achievable_GWh_Before Competition Groups_10 | High Efficiency HVAC Fans | 5.96% | 0 | 243.4272 | Industrial_2034_Achievable_GWh_Before Competition Groups_High Efficiency HVAC Fans
Industrial | Ind ¦ High Efficiency HVAC Fans | 2034 | Economic | GWh | Before Competition Groups | 356.1939 | 0 | 0 | 6425.115 | 0.055438 | 10 | Industrial_2034_Economic_GWh_Before Competition Groups_10 | High Efficiency HVAC Fans | 5.544% | 0 | 356.1939 | Industrial_2034_Economic_GWh_Before Competition Groups_High Efficiency HVAC Fans
Industrial | Ind ¦ High Efficiency HVAC Fans | 2034 | Technical | GWh | Before Competition Groups | 356.1939 | 0 | 0 | 6924.9445 | 0.051436 | 10 | Industrial_2034_Technical_GWh_Before Competition Groups_10 | High Efficiency HVAC Fans | 5.144% | 0 | 356.1939 | Industrial_2034_Technical_GWh_Before Competition Groups_High Efficiency HVAC Fans
Industrial | Ind ¦ Process Optimization (Elec) | 2034 | Economic | GWh | Before Competition Groups | 162.2433 | 0 | 0 | 6425.115 | 0.025251 | 11 | Industrial_2034_Economic_GWh_Before Competition Groups_11 | Process Optimization (Elec) | 2.525% | 0 | 162.2433 | Industrial_2034_Economic_GWh_Before Competition Groups_Process Optimization (Elec)
Industrial | Ind ¦ Process Optimization (Elec) | 2034 | Technical | GWh | Before Competition Groups | 162.2433 | 0 | 0 | 6924.9445 | 0.023429 | 11 | Industrial_2034_Technical_GWh_Before Competition Groups_11 | Process Optimization (Elec) | 2.343% | 0 | 162.2433 | Industrial_2034_Technical_GWh_Before Competition Groups_Process Optimization (Elec)
Industrial | Ind ¦ Premium Efficient Motors | 2034 | Technical | GWh | Before Competition Groups | 152.3118 | 0 | 0 | 6924.9445 | 0.021995 | 12 | Industrial_2034_Technical_GWh_Before Competition Groups_12 | Premium Efficient Motors | 2.199% | 0 | 152.3118 | Industrial_2034_Technical_GWh_Before Competition Groups_Premium Efficient Motors
Industrial | Ind ¦ Fan System Optimization | 2034 | Achievable | GWh | Before Competition Groups | 53.2049 | 0 | 0 | 4084.1196 | 0.013027 | 11 | Industrial_2034_Achievable_GWh_Before Competition Groups_11 | Fan System Optimization | 1.303% | 0 | 53.2049 | Industrial_2034_Achievable_GWh_Before Competition Groups_Fan System Optimization
Industrial | Ind ¦ Material Handling Improvements | 2034 | Achievable | GWh | Before Competition Groups | 46.9801 | 0 | 0 | 4084.1196 | 0.011503 | 12 | Industrial_2034_Achievable_GWh_Before Competition Groups_12 | Material Handling Improvements | 1.15% | 0 | 46.9801 | Industrial_2034_Achievable_GWh_Before Competition Groups_Material Handling Improvements
Industrial | Ind ¦ Pulp and Paper Process Improvements | 2034 | Achievable | GWh | Before Competition Groups | 45.3662 | 0 | 0 | 4084.1196 | 0.011108 | 13 | Industrial_2034_Achievable_GWh_Before Competition Groups_13 | Pulp and Paper Process Improvements | 1.111% | 0 | 45.3662 | Industrial_2034_Achievable_GWh_Before Competition Groups_Pulp and Paper Process Improvements
Industrial | Ind ¦ Fan System Optimization | 2034 | Economic | GWh | Before Competition Groups | 70.6477 | 0 | 0 | 6425.115 | 0.010996 | 12 | Industrial_2034_Economic_GWh_Before Competition Groups_12 | Fan System Optimization | 1.1% | 0 | 70.6477 | Industrial_2034_Economic_GWh_Before Competition Groups_Fan System Optimization
Industrial | Ind ¦ Efficient Irrigation | 2034 | Economic | GWh | Before Competition Groups | 69.2464 | 0 | 0 | 6425.115 | 0.010777 | 13 | Industrial_2034_Economic_GWh_Before Competition Groups_13 | Efficient Irrigation | 1.078% | 0 | 69.2464 | Industrial_2034_Economic_GWh_Before Competition Groups_Efficient Irrigation
Industrial | Ind ¦ HE HVAC Controls | 2034 | Technical | GWh | Before Competition Groups | 74.4233 | 0 | 0 | 6924.9445 | 0.010747 | 13 | Industrial_2034_Technical_GWh_Before Competition Groups_13 | HE HVAC Controls | 1.075% | 0 | 74.4233 | Industrial_2034_Technical_GWh_Before Competition Groups_HE HVAC Controls
Industrial | Ind ¦ Fan System Optimization | 2034 | Technical | GWh | Before Competition Groups | 70.6477 | 0 | 0 | 6924.9445 | 0.010202 | 14 | Industrial_2034_Technical_GWh_Before Competition Groups_14 | Fan System Optimization | 1.02% | 0 | 70.6477 | Industrial_2034_Technical_GWh_Before Competition Groups_Fan System Optimization
Industrial | Ind ¦ Material Handling Improvements | 2034 | Economic | GWh | Before Competition Groups | 64.7266 | 0 | 0 | 6425.115 | 0.010074 | 14 | Industrial_2034_Economic_GWh_Before Competition Groups_14 | Material Handling Improvements | 1.007% | 0 | 64.7266 | Industrial_2034_Economic_GWh_Before Competition Groups_Material Handling Improvements
Industrial | Ind ¦ Efficient Irrigation | 2034 | Technical | GWh | Before Competition Groups | 69.2464 | 0 | 0 | 6924.9445 | 0.0099996 | 15 | Industrial_2034_Technical_GWh_Before Competition Groups_15 | Efficient Irrigation | 1% | 0 | 69.2464 | Industrial_2034_Technical_GWh_Before Competition Groups_Efficient Irrigation
Industrial | Ind ¦ HE HVAC Units | 2034 | Technical | GWh | Before Competition Groups | 68.8904 | 0 | 0 | 6924.9445 | 0.0099482 | 16 | Industrial_2034_Technical_GWh_Before Competition Groups_16 | HE HVAC Units | 0.9948% | 0 | 68.8904 | Industrial_2034_Technical_GWh_Before Competition Groups_HE HVAC Units
Industrial | Ind ¦ Pulp and Paper Process Improvements | 2034 | Economic | GWh | Before Competition Groups | 62.1073 | 0 | 0 | 6425.115 | 0.0096663 | 15 | Industrial_2034_Economic_GWh_Before Competition Groups_15 | Pulp and Paper Process Improvements | 0.9666% | 0 | 62.1073 | Industrial_2034_Economic_GWh_Before Competition Groups_Pulp and Paper Process Improvements
Industrial | Ind ¦ Material Handling Improvements | 2034 | Technical | GWh | Before Competition Groups | 64.7266 | 0 | 0 | 6924.9445 | 0.0093469 | 17 | Industrial_2034_Technical_GWh_Before Competition Groups_17 | Material Handling Improvements | 0.9347% | 0 | 64.7266 | Industrial_2034_Technical_GWh_Before Competition Groups_Material Handling Improvements
Industrial | Ind ¦ Pulp and Paper Process Improvements | 2034 | Technical | GWh | Before Competition Groups | 62.1073 | 0 | 0 | 6924.9445 | 0.0089686 | 18 | Industrial_2034_Technical_GWh_Before Competition Groups_18 | Pulp and Paper Process Improvements | 0.8969% | 0 | 62.1073 | Industrial_2034_Technical_GWh_Before Competition Groups_Pulp and Paper Process Improvements
Industrial | Ind ¦ Refiner Plate Improvements | 2034 | Economic | GWh | Before Competition Groups | 50.5691 | 0 | 0 | 6425.115 | 0.0078705 | 16 | Industrial_2034_Economic_GWh_Before Competition Groups_16 | Refiner Plate Improvements | 0.7871% | 0 | 50.5691 | Industrial_2034_Economic_GWh_Before Competition Groups_Refiner Plate Improvements
Industrial | Ind ¦ Efficient Irrigation | 2034 | Achievable | GWh | Before Competition Groups | 30.6733 | 0 | 0 | 4084.1196 | 0.0075104 | 14 | Industrial_2034_Achievable_GWh_Before Competition Groups_14 | Efficient Irrigation | 0.751% | 0 | 30.6733 | Industrial_2034_Achievable_GWh_Before Competition Groups_Efficient Irrigation
Industrial | Ind ¦ Refiner Plate Improvements | 2034 | Technical | GWh | Before Competition Groups | 50.5691 | 0 | 0 | 6924.9445 | 0.0073025 | 19 | Industrial_2034_Technical_GWh_Before Competition Groups_19 | Refiner Plate Improvements | 0.7302% | 0 | 50.5691 | Industrial_2034_Technical_GWh_Before Competition Groups_Refiner Plate Improvements
Industrial | Ind ¦ Refiner Plate Improvements | 2034 | Achievable | GWh | Before Competition Groups | 29.2736 | 0 | 0 | 4084.1196 | 0.0071677 | 15 | Industrial_2034_Achievable_GWh_Before Competition Groups_15 | Refiner Plate Improvements | 0.7168% | 0 | 29.2736 | Industrial_2034_Achievable_GWh_Before Competition Groups_Refiner Plate Improvements
Industrial | Ind ¦ Process Optimization (Elec) | 2034 | Achievable | GWh | Before Competition Groups | 25.744 | 0 | 0 | 4084.1196 | 0.0063034 | 16 | Industrial_2034_Achievable_GWh_Before Competition Groups_16 | Process Optimization (Elec) | 0.6303% | 0 | 25.744 | Industrial_2034_Achievable_GWh_Before Competition Groups_Process Optimization (Elec)
Industrial | Ind ¦ Process Heat Recovery | 2034 | Achievable | GWh | Before Competition Groups | 24.7457 | 0 | 0 | 4084.1196 | 0.006059 | 17 | Industrial_2034_Achievable_GWh_Before Competition Groups_17 | Process Heat Recovery | 0.6059% | 0 | 24.7457 | Industrial_2034_Achievable_GWh_Before Competition Groups_Process Heat Recovery
Industrial | Ind ¦ VAV Conversion Project | 2034 | Achievable | GWh | Before Competition Groups | 24.3225 | 0 | 0 | 4084.1196 | 0.0059554 | 18 | Industrial_2034_Achievable_GWh_Before Competition Groups_18 | VAV Conversion Project | 0.5955% | 0 | 24.3225 | Industrial_2034_Achievable_GWh_Before Competition Groups_VAV Conversion Project
Industrial | Ind ¦ Cold Storage Retrofit | 2034 | Technical | GWh | Before Competition Groups | 40.5148 | 0 | 0 | 6924.9445 | 0.0058506 | 20 | Industrial_2034_Technical_GWh_Before Competition Groups_20 | Cold Storage Retrofit | 0.5851% | 0 | 40.5148 | Industrial_2034_Technical_GWh_Before Competition Groups_Cold Storage Retrofit
Industrial | Ind ¦ Ventilation Optimization | 2034 | Economic | GWh | Before Competition Groups | 32.9467 | 0 | 0 | 6425.115 | 0.0051278 | 17 | Industrial_2034_Economic_GWh_Before Competition Groups_17 | Ventilation Optimization | 0.5128% | 0 | 32.9467 | Industrial_2034_Economic_GWh_Before Competition Groups_Ventilation Optimization
Industrial | Ind ¦ Process Heat Recovery | 2034 | Economic | GWh | Before Competition Groups | 31.8072 | 0 | 0 | 6425.115 | 0.0049504 | 18 | Industrial_2034_Economic_GWh_Before Competition Groups_18 | Process Heat Recovery | 0.495% | 0 | 31.8072 | Industrial_2034_Economic_GWh_Before Competition Groups_Process Heat Recovery
Industrial | Ind ¦ Ventilation Optimization | 2034 | Technical | GWh | Before Competition Groups | 32.9467 | 0 | 0 | 6924.9445 | 0.0047577 | 21 | Industrial_2034_Technical_GWh_Before Competition Groups_21 | Ventilation Optimization | 0.4758% | 0 | 32.9467 | Industrial_2034_Technical_GWh_Before Competition Groups_Ventilation Optimization
Industrial | Ind ¦ VAV Conversion Project | 2034 | Economic | GWh | Before Competition Groups | 30.4201 | 0 | 0 | 6425.115 | 0.0047346 | 19 | Industrial_2034_Economic_GWh_Before Competition Groups_19 | VAV Conversion Project | 0.4735% | 0 | 30.4201 | Industrial_2034_Economic_GWh_Before Competition Groups_VAV Conversion Project
Industrial | Ind ¦ Process Heat Recovery | 2034 | Technical | GWh | Before Competition Groups | 31.8072 | 0 | 0 | 6924.9445 | 0.0045931 | 22 | Industrial_2034_Technical_GWh_Before Competition Groups_22 | Process Heat Recovery | 0.4593% | 0 | 31.8072 | Industrial_2034_Technical_GWh_Before Competition Groups_Process Heat Recovery
Industrial | Ind ¦ Improved Controls - Process Cooling | 2034 | Achievable | GWh | Before Competition Groups | 18.2369 | 0 | 0 | 4084.1196 | 0.0044653 | 19 | Industrial_2034_Achievable_GWh_Before Competition Groups_19 | Improved Controls - Process Cooling | 0.4465% | 0 | 18.2369 | Industrial_2034_Achievable_GWh_Before Competition Groups_Improved Controls - Process Cooling
Industrial | Ind ¦ VAV Conversion Project | 2034 | Technical | GWh | Before Competition Groups | 30.4201 | 0 | 0 | 6924.9445 | 0.0043928 | 23 | Industrial_2034_Technical_GWh_Before Competition Groups_23 | VAV Conversion Project | 0.4393% | 0 | 30.4201 | Industrial_2034_Technical_GWh_Before Competition Groups_VAV Conversion Project
Industrial | Ind ¦ HVLS Fans | 2034 | Technical | GWh | Before Competition Groups | 28.6427 | 0 | 0 | 6924.9445 | 0.0041362 | 24 | Industrial_2034_Technical_GWh_Before Competition Groups_24 | HVLS Fans | 0.4136% | 0 | 28.6427 | Industrial_2034_Technical_GWh_Before Competition Groups_HVLS Fans
Industrial | Ind ¦ High Efficiency Battery Charger | 2034 | Achievable | GWh | Before Competition Groups | 15.2629 | 0 | 0 | 4084.1196 | 0.0037371 | 20 | Industrial_2034_Achievable_GWh_Before Competition Groups_20 | High Efficiency Battery Charger | 0.3737% | 0 | 15.2629 | Industrial_2034_Achievable_GWh_Before Competition Groups_High Efficiency Battery Charger
Industrial | Ind ¦ Improved Controls - Process Cooling | 2034 | Economic | GWh | Before Competition Groups | 23.4042 | 0 | 0 | 6425.115 | 0.0036426 | 20 | Industrial_2034_Economic_GWh_Before Competition Groups_20 | Improved Controls - Process Cooling | 0.3643% | 0 | 23.4042 | Industrial_2034_Economic_GWh_Before Competition Groups_Improved Controls - Process Cooling
Industrial | Ind ¦ High Efficiency Battery Charger | 2034 | Economic | GWh | Before Competition Groups | 22.9002 | 0 | 0 | 6425.115 | 0.0035642 | 21 | Industrial_2034_Economic_GWh_Before Competition Groups_21 | High Efficiency Battery Charger | 0.3564% | 0 | 22.9002 | Industrial_2034_Economic_GWh_Before Competition Groups_High Efficiency Battery Charger
Industrial | Ind ¦ Low Energy Livestock Waterers | 2034 | Technical | GWh | Before Competition Groups | 24.0576 | 0 | 0 | 6924.9445 | 0.003474 | 25 | Industrial_2034_Technical_GWh_Before Competition Groups_25 | Low Energy Livestock Waterers | 0.3474% | 0 | 24.0576 | Industrial_2034_Technical_GWh_Before Competition Groups_Low Energy Livestock Waterers
Industrial | Ind ¦ Improved Controls - Process Cooling | 2034 | Technical | GWh | Before Competition Groups | 23.4042 | 0 | 0 | 6924.9445 | 0.0033797 | 26 | Industrial_2034_Technical_GWh_Before Competition Groups_26 | Improved Controls - Process Cooling | 0.338% | 0 | 23.4042 | Industrial_2034_Technical_GWh_Before Competition Groups_Improved Controls - Process Cooling
Industrial | Ind ¦ High Efficiency Battery Charger | 2034 | Technical | GWh | Before Competition Groups | 22.9002 | 0 | 0 | 6924.9445 | 0.0033069 | 27 | Industrial_2034_Technical_GWh_Before Competition Groups_27 | High Efficiency Battery Charger | 0.3307% | 0 | 22.9002 | Industrial_2034_Technical_GWh_Before Competition Groups_High Efficiency Battery Charger
Industrial | Ind ¦ Synchronous Belts | 2034 | Economic | GWh | Before Competition Groups | 20.7804 | 0 | 0 | 6425.115 | 0.0032342 | 22 | Industrial_2034_Economic_GWh_Before Competition Groups_22 | Synchronous Belts | 0.3234% | 0 | 20.7804 | Industrial_2034_Economic_GWh_Before Competition Groups_Synchronous Belts
Industrial | Ind ¦ Process Improvements | 2034 | Achievable | GWh | Before Competition Groups | 12.3737 | 0 | 0 | 4084.1196 | 0.0030297 | 21 | Industrial_2034_Achievable_GWh_Before Competition Groups_21 | Process Improvements | 0.303% | 0 | 12.3737 | Industrial_2034_Achievable_GWh_Before Competition Groups_Process Improvements
Industrial | Ind ¦ Synchronous Belts | 2034 | Technical | GWh | Before Competition Groups | 20.7804 | 0 | 0 | 6924.9445 | 0.0030008 | 28 | Industrial_2034_Technical_GWh_Before Competition Groups_28 | Synchronous Belts | 0.3001% | 0 | 20.7804 | Industrial_2034_Technical_GWh_Before Competition Groups_Synchronous Belts
Industrial | Ind ¦ Dairy Pre-Cooler | 2034 | Economic | GWh | Before Competition Groups | 18.4512 | 0 | 0 | 6425.115 | 0.0028717 | 23 | Industrial_2034_Economic_GWh_Before Competition Groups_23 | Dairy Pre-Cooler | 0.2872% | 0 | 18.4512 | Industrial_2034_Economic_GWh_Before Competition Groups_Dairy Pre-Cooler
Industrial | Ind ¦ Ventilation Optimization | 2034 | Achievable | GWh | Before Competition Groups | 11.1569 | 0 | 0 | 4084.1196 | 0.0027318 | 22 | Industrial_2034_Achievable_GWh_Before Competition Groups_22 | Ventilation Optimization | 0.2732% | 0 | 11.1569 | Industrial_2034_Achievable_GWh_Before Competition Groups_Ventilation Optimization
Industrial | Ind ¦ Dairy Pre-Cooler | 2034 | Technical | GWh | Before Competition Groups | 18.4512 | 0 | 0 | 6924.9445 | 0.0026645 | 29 | Industrial_2034_Technical_GWh_Before Competition Groups_29 | Dairy Pre-Cooler | 0.2664% | 0 | 18.4512 | Industrial_2034_Technical_GWh_Before Competition Groups_Dairy Pre-Cooler
Industrial | Ind ¦ Refrigeration Compressor VFD | 2034 | Achievable | GWh | Before Competition Groups | 10.6114 | 0 | 0 | 4084.1196 | 0.0025982 | 23 | Industrial_2034_Achievable_GWh_Before Competition Groups_23 | Refrigeration Compressor VFD | 0.2598% | 0 | 10.6114 | Industrial_2034_Achievable_GWh_Before Competition Groups_Refrigeration Compressor VFD
Industrial | Ind ¦ Refrigeration Compressor VFD | 2034 | Economic | GWh | Before Competition Groups | 15.5819 | 0 | 0 | 6425.115 | 0.0024252 | 24 | Industrial_2034_Economic_GWh_Before Competition Groups_24 | Refrigeration Compressor VFD | 0.2425% | 0 | 15.5819 | Industrial_2034_Economic_GWh_Before Competition Groups_Refrigeration Compressor VFD
Industrial | Ind ¦ Process Improvements | 2034 | Economic | GWh | Before Competition Groups | 15.5509 | 0 | 0 | 6425.115 | 0.0024203 | 25 | Industrial_2034_Economic_GWh_Before Competition Groups_25 | Process Improvements | 0.242% | 0 | 15.5509 | Industrial_2034_Economic_GWh_Before Competition Groups_Process Improvements
Industrial | Ind ¦ Dairy Pre-Cooler | 2034 | Achievable | GWh | Before Competition Groups | 9.7172 | 0 | 0 | 4084.1196 | 0.0023793 | 24 | Industrial_2034_Achievable_GWh_Before Competition Groups_24 | Dairy Pre-Cooler | 0.2379% | 0 | 9.7172 | Industrial_2034_Achievable_GWh_Before Competition Groups_Dairy Pre-Cooler
Industrial | Ind ¦ Refrigeration Compressor VFD | 2034 | Technical | GWh | Before Competition Groups | 15.5819 | 0 | 0 | 6924.9445 | 0.0022501 | 30 | Industrial_2034_Technical_GWh_Before Competition Groups_30 | Refrigeration Compressor VFD | 0.225% | 0 | 15.5819 | Industrial_2034_Technical_GWh_Before Competition Groups_Refrigeration Compressor VFD
Industrial | Ind ¦ Process Improvements | 2034 | Technical | GWh | Before Competition Groups | 15.5509 | 0 | 0 | 6924.9445 | 0.0022456 | 31 | Industrial_2034_Technical_GWh_Before Competition Groups_31 | Process Improvements | 0.2246% | 0 | 15.5509 | Industrial_2034_Technical_GWh_Before Competition Groups_Process Improvements
Industrial | Ind ¦ Improved Controls - Process Heating | 2034 | Achievable | GWh | Before Competition Groups | 7.9799 | 0 | 0 | 4084.1196 | 0.0019539 | 25 | Industrial_2034_Achievable_GWh_Before Competition Groups_25 | Improved Controls - Process Heating | 0.1954% | 0 | 7.9799 | Industrial_2034_Achievable_GWh_Before Competition Groups_Improved Controls - Process Heating
Industrial | Ind ¦ Efficient Transformer | 2034 | Technical | GWh | Before Competition Groups | 11.4501 | 0 | 0 | 6924.9445 | 0.0016535 | 32 | Industrial_2034_Technical_GWh_Before Competition Groups_32 | Efficient Transformer | 0.1653% | 0 | 11.4501 | Industrial_2034_Technical_GWh_Before Competition Groups_Efficient Transformer
Industrial | Ind ¦ Chiller Optimization | 2034 | Technical | GWh | Before Competition Groups | 11.3805 | 0 | 0 | 6924.9445 | 0.0016434 | 33 | Industrial_2034_Technical_GWh_Before Competition Groups_33 | Chiller Optimization | 0.1643% | 0 | 11.3805 | Industrial_2034_Technical_GWh_Before Competition Groups_Chiller Optimization
Industrial | Ind ¦ Free Cooling | 2034 | Economic | GWh | Before Competition Groups | 10.4567 | 0 | 0 | 6425.115 | 0.0016275 | 26 | Industrial_2034_Economic_GWh_Before Competition Groups_26 | Free Cooling | 0.1627% | 0 | 10.4567 | Industrial_2034_Economic_GWh_Before Competition Groups_Free Cooling
Industrial | Ind ¦ Improved Controls - Process Heating | 2034 | Economic | GWh | Before Competition Groups | 10.3281 | 0 | 0 | 6425.115 | 0.0016075 | 27 | Industrial_2034_Economic_GWh_Before Competition Groups_27 | Improved Controls - Process Heating | 0.1607% | 0 | 10.3281 | Industrial_2034_Economic_GWh_Before Competition Groups_Improved Controls - Process Heating
Industrial | Ind ¦ High Efficiency Welders | 2034 | Technical | GWh | Before Competition Groups | 11.0666 | 0 | 0 | 6924.9445 | 0.0015981 | 34 | Industrial_2034_Technical_GWh_Before Competition Groups_34 | High Efficiency Welders | 0.1598% | 0 | 11.0666 | Industrial_2034_Technical_GWh_Before Competition Groups_High Efficiency Welders
Industrial | Ind ¦ Free Cooling | 2034 | Technical | GWh | Before Competition Groups | 10.4567 | 0 | 0 | 6924.9445 | 0.00151 | 35 | Industrial_2034_Technical_GWh_Before Competition Groups_35 | Free Cooling | 0.151% | 0 | 10.4567 | Industrial_2034_Technical_GWh_Before Competition Groups_Free Cooling
Industrial | Ind ¦ Improved Controls - Process Heating | 2034 | Technical | GWh | Before Competition Groups | 10.3281 | 0 | 0 | 6924.9445 | 0.0014914 | 36 | Industrial_2034_Technical_GWh_Before Competition Groups_36 | Improved Controls - Process Heating | 0.1491% | 0 | 10.3281 | Industrial_2034_Technical_GWh_Before Competition Groups_Improved Controls - Process Heating
Industrial | Ind ¦ Low Energy Livestock Waterers | 2034 | Achievable | GWh | Before Competition Groups | 5.6167 | 0 | 0 | 4084.1196 | 0.0013752 | 26 | Industrial_2034_Achievable_GWh_Before Competition Groups_26 | Low Energy Livestock Waterers | 0.1375% | 0 | 5.6167 | Industrial_2034_Achievable_GWh_Before Competition Groups_Low Energy Livestock Waterers
Industrial | Ind ¦ Cooling Tower Optimization | 2034 | Economic | GWh | Before Competition Groups | 8.6356 | 0 | 0 | 6425.115 | 0.001344 | 28 | Industrial_2034_Economic_GWh_Before Competition Groups_28 | Cooling Tower Optimization | 0.1344% | 0 | 8.6356 | Industrial_2034_Economic_GWh_Before Competition Groups_Cooling Tower Optimization
Industrial | Ind ¦ Cooling Tower Optimization | 2034 | Technical | GWh | Before Competition Groups | 8.6356 | 0 | 0 | 6924.9445 | 0.001247 | 37 | Industrial_2034_Technical_GWh_Before Competition Groups_37 | Cooling Tower Optimization | 0.1247% | 0 | 8.6356 | Industrial_2034_Technical_GWh_Before Competition Groups_Cooling Tower Optimization
Industrial | Ind ¦ Engine Block Heater Timer | 2034 | Achievable | GWh | Before Competition Groups | 4.848 | 0 | 0 | 4084.1196 | 0.001187 | 27 | Industrial_2034_Achievable_GWh_Before Competition Groups_27 | Engine Block Heater Timer | 0.1187% | 0 | 4.848 | Industrial_2034_Achievable_GWh_Before Competition Groups_Engine Block Heater Timer
Industrial | Ind ¦ Engine Block Heater Timer | 2034 | Economic | GWh | Before Competition Groups | 6.1312 | 0 | 0 | 6425.115 | 0.00095425 | 29 | Industrial_2034_Economic_GWh_Before Competition Groups_29 | Engine Block Heater Timer | 0.09543% | 0 | 6.1312 | Industrial_2034_Economic_GWh_Before Competition Groups_Engine Block Heater Timer
Industrial | Ind ¦ Engine Block Heater Timer | 2034 | Technical | GWh | Before Competition Groups | 6.1312 | 0 | 0 | 6924.9445 | 0.00088538 | 38 | Industrial_2034_Technical_GWh_Before Competition Groups_38 | Engine Block Heater Timer | 0.08854% | 0 | 6.1312 | Industrial_2034_Technical_GWh_Before Competition Groups_Engine Block Heater Timer
Industrial | Ind ¦ Free Cooling | 2034 | Achievable | GWh | Before Competition Groups | 3.1621 | 0 | 0 | 4084.1196 | 0.00077424 | 28 | Industrial_2034_Achievable_GWh_Before Competition Groups_28 | Free Cooling | 0.07742% | 0 | 3.1621 | Industrial_2034_Achievable_GWh_Before Competition Groups_Free Cooling
Industrial | Ind ¦ Efficient Refrigeration Compressor | 2034 | Achievable | GWh | Before Competition Groups | 3.1327 | 0 | 0 | 4084.1196 | 0.00076705 | 29 | Industrial_2034_Achievable_GWh_Before Competition Groups_29 | Efficient Refrigeration Compressor | 0.0767% | 0 | 3.1327 | Industrial_2034_Achievable_GWh_Before Competition Groups_Efficient Refrigeration Compressor
Industrial | Ind ¦ Heat Lamps/Heat Pad | 2034 | Technical | GWh | Before Competition Groups | 4.9271 | 0 | 0 | 6924.9445 | 0.0007115 | 39 | Industrial_2034_Technical_GWh_Before Competition Groups_39 | Heat Lamps/Heat Pad | 0.07115% | 0 | 4.9271 | Industrial_2034_Technical_GWh_Before Competition Groups_Heat Lamps/Heat Pad
Industrial | Ind ¦ Low Energy Livestock Waterers | 2034 | Economic | GWh | Before Competition Groups | 3.8428 | 0 | 0 | 6425.115 | 0.00059808 | 30 | Industrial_2034_Economic_GWh_Before Competition Groups_30 | Low Energy Livestock Waterers | 0.05981% | 0 | 3.8428 | Industrial_2034_Economic_GWh_Before Competition Groups_Low Energy Livestock Waterers
Industrial | Ind ¦ Efficient Refrigeration Compressor | 2034 | Economic | GWh | Before Competition Groups | 3.7902 | 0 | 0 | 6425.115 | 0.0005899 | 31 | Industrial_2034_Economic_GWh_Before Competition Groups_31 | Efficient Refrigeration Compressor | 0.05899% | 0 | 3.7902 | Industrial_2034_Economic_GWh_Before Competition Groups_Efficient Refrigeration Compressor
Industrial | Ind ¦ Efficient Refrigeration Compressor | 2034 | Technical | GWh | Before Competition Groups | 3.7902 | 0 | 0 | 6924.9445 | 0.00054732 | 40 | Industrial_2034_Technical_GWh_Before Competition Groups_40 | Efficient Refrigeration Compressor | 0.05473% | 0 | 3.7902 | Industrial_2034_Technical_GWh_Before Competition Groups_Efficient Refrigeration Compressor
Industrial | Ind ¦ Air Compressor Heat Recovery | 2034 | Achievable | GWh | Before Competition Groups | 2.0785 | 0 | 0 | 4084.1196 | 0.00050891 | 30 | Industrial_2034_Achievable_GWh_Before Competition Groups_30 | Air Compressor Heat Recovery | 0.05089% | 0 | 2.0785 | Industrial_2034_Achievable_GWh_Before Competition Groups_Air Compressor Heat Recovery
Industrial | Ind ¦ Synchronous Belts | 2034 | Achievable | GWh | Before Competition Groups | 1.9849 | 0 | 0 | 4084.1196 | 0.000486 | 31 | Industrial_2034_Achievable_GWh_Before Competition Groups_31 | Synchronous Belts | 0.0486% | 0 | 1.9849 | Industrial_2034_Achievable_GWh_Before Competition Groups_Synchronous Belts
Industrial | Ind ¦ Cooling Tower Optimization | 2034 | Achievable | GWh | Before Competition Groups | 1.9038 | 0 | 0 | 4084.1196 | 0.00046616 | 32 | Industrial_2034_Achievable_GWh_Before Competition Groups_32 | Cooling Tower Optimization | 0.04662% | 0 | 1.9038 | Industrial_2034_Achievable_GWh_Before Competition Groups_Cooling Tower Optimization
Industrial | Ind ¦ Air Compressor Heat Recovery | 2034 | Economic | GWh | Before Competition Groups | 2.7262 | 0 | 0 | 6425.115 | 0.0004243 | 32 | Industrial_2034_Economic_GWh_Before Competition Groups_32 | Air Compressor Heat Recovery | 0.04243% | 0 | 2.7262 | Industrial_2034_Economic_GWh_Before Competition Groups_Air Compressor Heat Recovery
Industrial | Ind ¦ Air Compressor Heat Recovery | 2034 | Technical | GWh | Before Competition Groups | 2.7262 | 0 | 0 | 6924.9445 | 0.00039367 | 41 | Industrial_2034_Technical_GWh_Before Competition Groups_41 | Air Compressor Heat Recovery | 0.03937% | 0 | 2.7262 | Industrial_2034_Technical_GWh_Before Competition Groups_Air Compressor Heat Recovery
Industrial | Ind ¦ Creep Heat Controller | 2034 | Technical | GWh | Before Competition Groups | 2.5446 | 0 | 0 | 6924.9445 | 0.00036745 | 42 | Industrial_2034_Technical_GWh_Before Competition Groups_42 | Creep Heat Controller | 0.03675% | 0 | 2.5446 | Industrial_2034_Technical_GWh_Before Competition Groups_Creep Heat Controller
Industrial | Ind ¦ Optimize Compressed Air Dryer | 2034 | Technical | GWh | Before Competition Groups | 1.9686 | 0 | 0 | 6924.9445 | 0.00028427 | 43 | Industrial_2034_Technical_GWh_Before Competition Groups_43 | Optimize Compressed Air Dryer | 0.02843% | 0 | 1.9686 | Industrial_2034_Technical_GWh_Before Competition Groups_Optimize Compressed Air Dryer
Industrial | Ind ¦ Dual and Natural Exhaust Ventilation Systems | 2034 | Technical | GWh | Before Competition Groups | 1.4717 | 0 | 0 | 6924.9445 | 0.00021252 | 44 | Industrial_2034_Technical_GWh_Before Competition Groups_44 | Dual and Natural Exhaust Ventilation Systems | 0.02125% | 0 | 1.4717 | Industrial_2034_Technical_GWh_Before Competition Groups_Dual and Natural Exhaust Ventilation Systems
Industrial | Ind ¦ Heat Lamps/Heat Pad | 2034 | Achievable | GWh | Before Competition Groups | 0.84169 | 0 | 0 | 4084.1196 | 0.00020609 | 33 | Industrial_2034_Achievable_GWh_Before Competition Groups_33 | Heat Lamps/Heat Pad | 0.02061% | 0 | 0.84169 | Industrial_2034_Achievable_GWh_Before Competition Groups_Heat Lamps/Heat Pad
Industrial | Ind ¦ Dairy Water Heater | 2034 | Economic | GWh | Before Competition Groups | 0.93138 | 0 | 0 | 6425.115 | 0.00014496 | 33 | Industrial_2034_Economic_GWh_Before Competition Groups_33 | Dairy Water Heater | 0.0145% | 0 | 0.93138 | Industrial_2034_Economic_GWh_Before Competition Groups_Dairy Water Heater
Industrial | Ind ¦ Dairy Water Heater | 2034 | Achievable | GWh | Before Competition Groups | 0.58193 | 0 | 0 | 4084.1196 | 0.00014249 | 34 | Industrial_2034_Achievable_GWh_Before Competition Groups_34 | Dairy Water Heater | 0.01425% | 0 | 0.58193 | Industrial_2034_Achievable_GWh_Before Competition Groups_Dairy Water Heater
Industrial | Ind ¦ Dairy Water Heater | 2034 | Technical | GWh | Before Competition Groups | 0.93138 | 0 | 0 | 6924.9445 | 0.0001345 | 45 | Industrial_2034_Technical_GWh_Before Competition Groups_45 | Dairy Water Heater | 0.01345% | 0 | 0.93138 | Industrial_2034_Technical_GWh_Before Competition Groups_Dairy Water Heater
Industrial | Ind ¦ Efficient Transformer | 2034 | Achievable | GWh | Before Competition Groups | 0.31005 | 0 | 0 | 4084.1196 | 7.5916e-05 | 35 | Industrial_2034_Achievable_GWh_Before Competition Groups_35 | Efficient Transformer | 0.007592% | 0 | 0.31005 | Industrial_2034_Achievable_GWh_Before Competition Groups_Efficient Transformer
Industrial | Ind ¦ Efficient Transformer | 2034 | Economic | GWh | Before Competition Groups | 0.23575 | 0 | 0 | 6425.115 | 3.6692e-05 | 34 | Industrial_2034_Economic_GWh_Before Competition Groups_34 | Efficient Transformer | 0.003669% | 0 | 0.23575 | Industrial_2034_Economic_GWh_Before Competition Groups_Efficient Transformer
Industrial | Ind ¦ Heat Lamps/Heat Pad | 2034 | Economic | GWh | Before Competition Groups | 0.18708 | 0 | 0 | 6425.115 | 2.9118e-05 | 35 | Industrial_2034_Economic_GWh_Before Competition Groups_35 | Heat Lamps/Heat Pad | 0.002912% | 0 | 0.18708 | Industrial_2034_Economic_GWh_Before Competition Groups_Heat Lamps/Heat Pad
Industrial | Ind ¦ Dual and Natural Exhaust Ventilation Systems | 2034 | Achievable | GWh | Before Competition Groups | 0.10386 | 0 | 0 | 4084.1196 | 2.5431e-05 | 36 | Industrial_2034_Achievable_GWh_Before Competition Groups_36 | Dual and Natural Exhaust Ventilation Systems | 0.002543% | 0 | 0.10386 | Industrial_2034_Achievable_GWh_Before Competition Groups_Dual and Natural Exhaust Ventilation Systems
Industrial | Ind ¦ Dual and Natural Exhaust Ventilation Systems | 2034 | Economic | GWh | Before Competition Groups | 0.073383 | 0 | 0 | 6425.115 | 1.1421e-05 | 36 | Industrial_2034_Economic_GWh_Before Competition Groups_36 | Dual and Natural Exhaust Ventilation Systems | 0.001142% | 0 | 0.073383 | Industrial_2034_Economic_GWh_Before Competition Groups_Dual and Natural Exhaust Ventilation Systems
Industrial | Ind ¦ Creep Heat Controller | 2034 | Achievable | GWh | Before Competition Groups | 0 | 0 | 0 | 4084.1196 | 0 | 37 | Industrial_2034_Achievable_GWh_Before Competition Groups_37 | Creep Heat Controller | 0% | 0 | 0 | Industrial_2034_Achievable_GWh_Before Competition Groups_Creep Heat Controller
Industrial | Ind ¦ Creep Heat Controller | 2034 | Economic | GWh | Before Competition Groups | 0 | 0 | 0 | 6425.115 | 0 | 37 | Industrial_2034_Economic_GWh_Before Competition Groups_37 | Creep Heat Controller | 0% | 0 | 0 | Industrial_2034_Economic_GWh_Before Competition Groups_Creep Heat Controller
Industrial | Ind ¦ High Efficiency Welders | 2034 | Achievable | GWh | Before Competition Groups | 0 | 0 | 0 | 4084.1196 | 0 | 38 | Industrial_2034_Achievable_GWh_Before Competition Groups_38 | High Efficiency Welders | 0% | 0 | 0 | Industrial_2034_Achievable_GWh_Before Competition Groups_High Efficiency Welders
Industrial | Ind ¦ High Efficiency Welders | 2034 | Economic | GWh | Before Competition Groups | 0 | 0 | 0 | 6425.115 | 0 | 38 | Industrial_2034_Economic_GWh_Before Competition Groups_38 | High Efficiency Welders | 0% | 0 | 0 | Industrial_2034_Economic_GWh_Before Competition Groups_High Efficiency Welders
Industrial | Ind ¦ HVLS Fans | 2034 | Achievable | GWh | Before Competition Groups | 0 | 0 | 0 | 4084.1196 | 0 | 39 | Industrial_2034_Achievable_GWh_Before Competition Groups_39 | HVLS Fans | 0% | 0 | 0 | Industrial_2034_Achievable_GWh_Before Competition Groups_HVLS Fans
Industrial | Ind ¦ HVLS Fans | 2034 | Economic | GWh | Before Competition Groups | 0 | 0 | 0 | 6425.115 | 0 | 39 | Industrial_2034_Economic_GWh_Before Competition Groups_39 | HVLS Fans | 0% | 0 | 0 | Industrial_2034_Economic_GWh_Before Competition Groups_HVLS Fans
Industrial | Ind ¦ Optimize Compressed Air Dryer | 2034 | Achievable | GWh | Before Competition Groups | 0 | 0 | 0 | 4084.1196 | 0 | 40 | Industrial_2034_Achievable_GWh_Before Competition Groups_40 | Optimize Compressed Air Dryer | 0% | 0 | 0 | Industrial_2034_Achievable_GWh_Before Competition Groups_Optimize Compressed Air Dryer
Industrial | Ind ¦ Optimize Compressed Air Dryer | 2034 | Economic | GWh | Before Competition Groups | 0 | 0 | 0 | 6425.115 | 0 | 40 | Industrial_2034_Economic_GWh_Before Competition Groups_40 | Optimize Compressed Air Dryer | 0% | 0 | 0 | Industrial_2034_Economic_GWh_Before Competition Groups_Optimize Compressed Air Dryer
Industrial | Ind ¦ Premium Efficient Motors | 2034 | Achievable | GWh | Before Competition Groups | 0 | 0 | 0 | 4084.1196 | 0 | 41 | Industrial_2034_Achievable_GWh_Before Competition Groups_41 | Premium Efficient Motors | 0% | 0 | 0 | Industrial_2034_Achievable_GWh_Before Competition Groups_Premium Efficient Motors
Industrial | Ind ¦ Premium Efficient Motors | 2034 | Economic | GWh | Before Competition Groups | 0 | 0 | 0 | 6425.115 | 0 | 41 | Industrial_2034_Economic_GWh_Before Competition Groups_41 | Premium Efficient Motors | 0% | 0 | 0 | Industrial_2034_Economic_GWh_Before Competition Groups_Premium Efficient Motors
Industrial | Ind ¦ Pump System Optimization | 2035 | Economic | GWh | Before Competition Groups | 1126.6263 | 0 | 0 | 6517.6758 | 0.17286 | 1 | Industrial_2035_Economic_GWh_Before Competition Groups_1 | Pump System Optimization | 17.29% | 0 | 1126.6263 | Industrial_2035_Economic_GWh_Before Competition Groups_Pump System Optimization
Industrial | Ind ¦ Pump System Optimization | 2035 | Achievable | GWh | Before Competition Groups | 733.49 | 0 | 0 | 4405.3137 | 0.1665 | 1 | Industrial_2035_Achievable_GWh_Before Competition Groups_1 | Pump System Optimization | 16.65% | 0 | 733.49 | Industrial_2035_Achievable_GWh_Before Competition Groups_Pump System Optimization
Industrial | Ind ¦ Pump System Optimization | 2035 | Technical | GWh | Before Competition Groups | 1147.5027 | 0 | 0 | 7009.3488 | 0.16371 | 1 | Industrial_2035_Technical_GWh_Before Competition Groups_1 | Pump System Optimization | 16.37% | 0 | 1147.5027 | Industrial_2035_Technical_GWh_Before Competition Groups_Pump System Optimization
Industrial | Ind ¦ HE Lighting | 2035 | Economic | GWh | Before Competition Groups | 707.9319 | 0 | 0 | 6517.6758 | 0.10862 | 2 | Industrial_2035_Economic_GWh_Before Competition Groups_2 | HE Lighting | 10.86% | 0 | 707.9319 | Industrial_2035_Economic_GWh_Before Competition Groups_HE Lighting
Industrial | Ind ¦ HE Lighting | 2035 | Technical | GWh | Before Competition Groups | 757.6711 | 0 | 0 | 7009.3488 | 0.10809 | 2 | Industrial_2035_Technical_GWh_Before Competition Groups_2 | HE Lighting | 10.81% | 0 | 757.6711 | Industrial_2035_Technical_GWh_Before Competition Groups_HE Lighting
Industrial | Ind ¦ Air Leak Survey and Repair | 2035 | Achievable | GWh | Before Competition Groups | 471.5196 | 0 | 0 | 4405.3137 | 0.10703 | 2 | Industrial_2035_Achievable_GWh_Before Competition Groups_2 | Air Leak Survey and Repair | 10.7% | 0 | 471.5196 | Industrial_2035_Achievable_GWh_Before Competition Groups_Air Leak Survey and Repair
Industrial | Ind ¦ Greenhouse Grow Lights | 2035 | Achievable | GWh | Before Competition Groups | 413.658 | 0 | 0 | 4405.3137 | 0.0939 | 3 | Industrial_2035_Achievable_GWh_Before Competition Groups_3 | Greenhouse Grow Lights | 9.39% | 0 | 413.658 | Industrial_2035_Achievable_GWh_Before Competition Groups_Greenhouse Grow Lights
Industrial | Ind ¦ Air Compressor Optimization | 2035 | Achievable | GWh | Before Competition Groups | 399.2011 | 0 | 0 | 4405.3137 | 0.090618 | 4 | Industrial_2035_Achievable_GWh_Before Competition Groups_4 | Air Compressor Optimization | 9.062% | 0 | 399.2011 | Industrial_2035_Achievable_GWh_Before Competition Groups_Air Compressor Optimization
Industrial | Ind ¦ Greenhouse Grow Lights | 2035 | Economic | GWh | Before Competition Groups | 588.165 | 0 | 0 | 6517.6758 | 0.090242 | 3 | Industrial_2035_Economic_GWh_Before Competition Groups_3 | Greenhouse Grow Lights | 9.024% | 0 | 588.165 | Industrial_2035_Economic_GWh_Before Competition Groups_Greenhouse Grow Lights
Industrial | Ind ¦ Air Leak Survey and Repair | 2035 | Economic | GWh | Before Competition Groups | 581.8544 | 0 | 0 | 6517.6758 | 0.089273 | 4 | Industrial_2035_Economic_GWh_Before Competition Groups_4 | Air Leak Survey and Repair | 8.927% | 0 | 581.8544 | Industrial_2035_Economic_GWh_Before Competition Groups_Air Leak Survey and Repair
Industrial | Ind ¦ Pump Equipment Upgrade | 2035 | Achievable | GWh | Before Competition Groups | 375.8366 | 0 | 0 | 4405.3137 | 0.085314 | 5 | Industrial_2035_Achievable_GWh_Before Competition Groups_5 | Pump Equipment Upgrade | 8.531% | 0 | 375.8366 | Industrial_2035_Achievable_GWh_Before Competition Groups_Pump Equipment Upgrade
Industrial | Ind ¦ Greenhouse Grow Lights | 2035 | Technical | GWh | Before Competition Groups | 588.165 | 0 | 0 | 7009.3488 | 0.083912 | 3 | Industrial_2035_Technical_GWh_Before Competition Groups_3 | Greenhouse Grow Lights | 8.391% | 0 | 588.165 | Industrial_2035_Technical_GWh_Before Competition Groups_Greenhouse Grow Lights
Industrial | Ind ¦ Air Leak Survey and Repair | 2035 | Technical | GWh | Before Competition Groups | 581.8544 | 0 | 0 | 7009.3488 | 0.083011 | 4 | Industrial_2035_Technical_GWh_Before Competition Groups_4 | Air Leak Survey and Repair | 8.301% | 0 | 581.8544 | Industrial_2035_Technical_GWh_Before Competition Groups_Air Leak Survey and Repair
Industrial | Ind ¦ Pump Equipment Upgrade | 2035 | Economic | GWh | Before Competition Groups | 540.2689 | 0 | 0 | 6517.6758 | 0.082893 | 5 | Industrial_2035_Economic_GWh_Before Competition Groups_5 | Pump Equipment Upgrade | 8.289% | 0 | 540.2689 | Industrial_2035_Economic_GWh_Before Competition Groups_Pump Equipment Upgrade
Industrial | Ind ¦ Recommissioning | 2035 | Achievable | GWh | Before Competition Groups | 363.2272 | 0 | 0 | 4405.3137 | 0.082452 | 6 | Industrial_2035_Achievable_GWh_Before Competition Groups_6 | Recommissioning | 8.245% | 0 | 363.2272 | Industrial_2035_Achievable_GWh_Before Competition Groups_Recommissioning
Industrial | Ind ¦ SEM | 2035 | Achievable | GWh | Before Competition Groups | 363.2272 | 0 | 0 | 4405.3137 | 0.082452 | 7 | Industrial_2035_Achievable_GWh_Before Competition Groups_7 | SEM | 8.245% | 0 | 363.2272 | Industrial_2035_Achievable_GWh_Before Competition Groups_SEM
Industrial | Ind ¦ Air Compressor Optimization | 2035 | Economic | GWh | Before Competition Groups | 523.2789 | 0 | 0 | 6517.6758 | 0.080286 | 6 | Industrial_2035_Economic_GWh_Before Competition Groups_6 | Air Compressor Optimization | 8.029% | 0 | 523.2789 | Industrial_2035_Economic_GWh_Before Competition Groups_Air Compressor Optimization
Industrial | Ind ¦ Pump Equipment Upgrade | 2035 | Technical | GWh | Before Competition Groups | 540.2689 | 0 | 0 | 7009.3488 | 0.077078 | 5 | Industrial_2035_Technical_GWh_Before Competition Groups_5 | Pump Equipment Upgrade | 7.708% | 0 | 540.2689 | Industrial_2035_Technical_GWh_Before Competition Groups_Pump Equipment Upgrade
Industrial | Ind ¦ Air Compressor Optimization | 2035 | Technical | GWh | Before Competition Groups | 523.2789 | 0 | 0 | 7009.3488 | 0.074654 | 6 | Industrial_2035_Technical_GWh_Before Competition Groups_6 | Air Compressor Optimization | 7.465% | 0 | 523.2789 | Industrial_2035_Technical_GWh_Before Competition Groups_Air Compressor Optimization
Industrial | Ind ¦ HE Lighting | 2035 | Achievable | GWh | Before Competition Groups | 314.1403 | 0 | 0 | 4405.3137 | 0.071309 | 8 | Industrial_2035_Achievable_GWh_Before Competition Groups_8 | HE Lighting | 7.131% | 0 | 314.1403 | Industrial_2035_Achievable_GWh_Before Competition Groups_HE Lighting
Industrial | Ind ¦ Efficient Compressed Air Nozzles | 2035 | Economic | GWh | Before Competition Groups | 453.4135 | 0 | 0 | 6517.6758 | 0.069567 | 7 | Industrial_2035_Economic_GWh_Before Competition Groups_7 | Efficient Compressed Air Nozzles | 6.957% | 0 | 453.4135 | Industrial_2035_Economic_GWh_Before Competition Groups_Efficient Compressed Air Nozzles
Industrial | Ind ¦ Recommissioning | 2035 | Economic | GWh | Before Competition Groups | 439.7623 | 0 | 0 | 6517.6758 | 0.067472 | 8 | Industrial_2035_Economic_GWh_Before Competition Groups_8 | Recommissioning | 6.747% | 0 | 439.7623 | Industrial_2035_Economic_GWh_Before Competition Groups_Recommissioning
Industrial | Ind ¦ SEM | 2035 | Economic | GWh | Before Competition Groups | 439.7623 | 0 | 0 | 6517.6758 | 0.067472 | 9 | Industrial_2035_Economic_GWh_Before Competition Groups_9 | SEM | 6.747% | 0 | 439.7623 | Industrial_2035_Economic_GWh_Before Competition Groups_SEM
Industrial | Ind ¦ Efficient Compressed Air Nozzles | 2035 | Achievable | GWh | Before Competition Groups | 288.0441 | 0 | 0 | 4405.3137 | 0.065386 | 9 | Industrial_2035_Achievable_GWh_Before Competition Groups_9 | Efficient Compressed Air Nozzles | 6.539% | 0 | 288.0441 | Industrial_2035_Achievable_GWh_Before Competition Groups_Efficient Compressed Air Nozzles
Industrial | Ind ¦ Efficient Compressed Air Nozzles | 2035 | Technical | GWh | Before Competition Groups | 453.4135 | 0 | 0 | 7009.3488 | 0.064687 | 7 | Industrial_2035_Technical_GWh_Before Competition Groups_7 | Efficient Compressed Air Nozzles | 6.469% | 0 | 453.4135 | Industrial_2035_Technical_GWh_Before Competition Groups_Efficient Compressed Air Nozzles
Industrial | Ind ¦ Recommissioning | 2035 | Technical | GWh | Before Competition Groups | 439.7623 | 0 | 0 | 7009.3488 | 0.062739 | 8 | Industrial_2035_Technical_GWh_Before Competition Groups_8 | Recommissioning | 6.274% | 0 | 439.7623 | Industrial_2035_Technical_GWh_Before Competition Groups_Recommissioning
Industrial | Ind ¦ SEM | 2035 | Technical | GWh | Before Competition Groups | 439.7623 | 0 | 0 | 7009.3488 | 0.062739 | 9 | Industrial_2035_Technical_GWh_Before Competition Groups_9 | SEM | 6.274% | 0 | 439.7623 | Industrial_2035_Technical_GWh_Before Competition Groups_SEM
Industrial | Ind ¦ High Efficiency HVAC Fans | 2035 | Achievable | GWh | Before Competition Groups | 257.9542 | 0 | 0 | 4405.3137 | 0.058555 | 10 | Industrial_2035_Achievable_GWh_Before Competition Groups_10 | High Efficiency HVAC Fans | 5.856% | 0 | 257.9542 | Industrial_2035_Achievable_GWh_Before Competition Groups_High Efficiency HVAC Fans
Industrial | Ind ¦ High Efficiency HVAC Fans | 2035 | Economic | GWh | Before Competition Groups | 361.393 | 0 | 0 | 6517.6758 | 0.055448 | 10 | Industrial_2035_Economic_GWh_Before Competition Groups_10 | High Efficiency HVAC Fans | 5.545% | 0 | 361.393 | Industrial_2035_Economic_GWh_Before Competition Groups_High Efficiency HVAC Fans
Industrial | Ind ¦ High Efficiency HVAC Fans | 2035 | Technical | GWh | Before Competition Groups | 361.393 | 0 | 0 | 7009.3488 | 0.051559 | 10 | Industrial_2035_Technical_GWh_Before Competition Groups_10 | High Efficiency HVAC Fans | 5.156% | 0 | 361.393 | Industrial_2035_Technical_GWh_Before Competition Groups_High Efficiency HVAC Fans
Industrial | Ind ¦ Process Optimization (Elec) | 2035 | Economic | GWh | Before Competition Groups | 161.6886 | 0 | 0 | 6517.6758 | 0.024808 | 11 | Industrial_2035_Economic_GWh_Before Competition Groups_11 | Process Optimization (Elec) | 2.481% | 0 | 161.6886 | Industrial_2035_Economic_GWh_Before Competition Groups_Process Optimization (Elec)
Industrial | Ind ¦ Process Optimization (Elec) | 2035 | Technical | GWh | Before Competition Groups | 161.6886 | 0 | 0 | 7009.3488 | 0.023068 | 11 | Industrial_2035_Technical_GWh_Before Competition Groups_11 | Process Optimization (Elec) | 2.307% | 0 | 161.6886 | Industrial_2035_Technical_GWh_Before Competition Groups_Process Optimization (Elec)
Industrial | Ind ¦ Premium Efficient Motors | 2035 | Technical | GWh | Before Competition Groups | 153.1816 | 0 | 0 | 7009.3488 | 0.021854 | 12 | Industrial_2035_Technical_GWh_Before Competition Groups_12 | Premium Efficient Motors | 2.185% | 0 | 153.1816 | Industrial_2035_Technical_GWh_Before Competition Groups_Premium Efficient Motors
Industrial | Ind ¦ Fan System Optimization | 2035 | Achievable | GWh | Before Competition Groups | 56.4583 | 0 | 0 | 4405.3137 | 0.012816 | 11 | Industrial_2035_Achievable_GWh_Before Competition Groups_11 | Fan System Optimization | 1.282% | 0 | 56.4583 | Industrial_2035_Achievable_GWh_Before Competition Groups_Fan System Optimization
Industrial | Ind ¦ Material Handling Improvements | 2035 | Achievable | GWh | Before Competition Groups | 49.8907 | 0 | 0 | 4405.3137 | 0.011325 | 12 | Industrial_2035_Achievable_GWh_Before Competition Groups_12 | Material Handling Improvements | 1.133% | 0 | 49.8907 | Industrial_2035_Achievable_GWh_Before Competition Groups_Material Handling Improvements
Industrial | Ind ¦ Pulp and Paper Process Improvements | 2035 | Achievable | GWh | Before Competition Groups | 48.4331 | 0 | 0 | 4405.3137 | 0.010994 | 13 | Industrial_2035_Achievable_GWh_Before Competition Groups_13 | Pulp and Paper Process Improvements | 1.099% | 0 | 48.4331 | Industrial_2035_Achievable_GWh_Before Competition Groups_Pulp and Paper Process Improvements
Industrial | Ind ¦ Fan System Optimization | 2035 | Economic | GWh | Before Competition Groups | 71.6523 | 0 | 0 | 6517.6758 | 0.010994 | 12 | Industrial_2035_Economic_GWh_Before Competition Groups_12 | Fan System Optimization | 1.099% | 0 | 71.6523 | Industrial_2035_Economic_GWh_Before Competition Groups_Fan System Optimization
Industrial | Ind ¦ Efficient Irrigation | 2035 | Economic | GWh | Before Competition Groups | 70.2058 | 0 | 0 | 6517.6758 | 0.010772 | 13 | Industrial_2035_Economic_GWh_Before Competition Groups_13 | Efficient Irrigation | 1.077% | 0 | 70.2058 | Industrial_2035_Economic_GWh_Before Competition Groups_Efficient Irrigation
Industrial | Ind ¦ HE HVAC Controls | 2035 | Technical | GWh | Before Competition Groups | 74.3784 | 0 | 0 | 7009.3488 | 0.010611 | 13 | Industrial_2035_Technical_GWh_Before Competition Groups_13 | HE HVAC Controls | 1.061% | 0 | 74.3784 | Industrial_2035_Technical_GWh_Before Competition Groups_HE HVAC Controls
Industrial | Ind ¦ Fan System Optimization | 2035 | Technical | GWh | Before Competition Groups | 71.6523 | 0 | 0 | 7009.3488 | 0.010222 | 14 | Industrial_2035_Technical_GWh_Before Competition Groups_14 | Fan System Optimization | 1.022% | 0 | 71.6523 | Industrial_2035_Technical_GWh_Before Competition Groups_Fan System Optimization
Industrial | Ind ¦ Material Handling Improvements | 2035 | Economic | GWh | Before Competition Groups | 65.9988 | 0 | 0 | 6517.6758 | 0.010126 | 14 | Industrial_2035_Economic_GWh_Before Competition Groups_14 | Material Handling Improvements | 1.013% | 0 | 65.9988 | Industrial_2035_Economic_GWh_Before Competition Groups_Material Handling Improvements
Industrial | Ind ¦ Efficient Irrigation | 2035 | Technical | GWh | Before Competition Groups | 70.2058 | 0 | 0 | 7009.3488 | 0.010016 | 15 | Industrial_2035_Technical_GWh_Before Competition Groups_15 | Efficient Irrigation | 1.002% | 0 | 70.2058 | Industrial_2035_Technical_GWh_Before Competition Groups_Efficient Irrigation
Industrial | Ind ¦ HE HVAC Units | 2035 | Technical | GWh | Before Competition Groups | 69.8308 | 0 | 0 | 7009.3488 | 0.0099625 | 16 | Industrial_2035_Technical_GWh_Before Competition Groups_16 | HE HVAC Units | 0.9963% | 0 | 69.8308 | Industrial_2035_Technical_GWh_Before Competition Groups_HE HVAC Units
Industrial | Ind ¦ Pulp and Paper Process Improvements | 2035 | Economic | GWh | Before Competition Groups | 62.1073 | 0 | 0 | 6517.6758 | 0.0095291 | 15 | Industrial_2035_Economic_GWh_Before Competition Groups_15 | Pulp and Paper Process Improvements | 0.9529% | 0 | 62.1073 | Industrial_2035_Economic_GWh_Before Competition Groups_Pulp and Paper Process Improvements
Industrial | Ind ¦ Material Handling Improvements | 2035 | Technical | GWh | Before Competition Groups | 65.9988 | 0 | 0 | 7009.3488 | 0.0094158 | 17 | Industrial_2035_Technical_GWh_Before Competition Groups_17 | Material Handling Improvements | 0.9416% | 0 | 65.9988 | Industrial_2035_Technical_GWh_Before Competition Groups_Material Handling Improvements
Industrial | Ind ¦ Pulp and Paper Process Improvements | 2035 | Technical | GWh | Before Competition Groups | 62.1073 | 0 | 0 | 7009.3488 | 0.0088606 | 18 | Industrial_2035_Technical_GWh_Before Competition Groups_18 | Pulp and Paper Process Improvements | 0.8861% | 0 | 62.1073 | Industrial_2035_Technical_GWh_Before Competition Groups_Pulp and Paper Process Improvements
Industrial | Ind ¦ Refiner Plate Improvements | 2035 | Economic | GWh | Before Competition Groups | 51.9499 | 0 | 0 | 6517.6758 | 0.0079706 | 16 | Industrial_2035_Economic_GWh_Before Competition Groups_16 | Refiner Plate Improvements | 0.7971% | 0 | 51.9499 | Industrial_2035_Economic_GWh_Before Competition Groups_Refiner Plate Improvements
Industrial | Ind ¦ Efficient Irrigation | 2035 | Achievable | GWh | Before Competition Groups | 34.5731 | 0 | 0 | 4405.3137 | 0.0078481 | 14 | Industrial_2035_Achievable_GWh_Before Competition Groups_14 | Efficient Irrigation | 0.7848% | 0 | 34.5731 | Industrial_2035_Achievable_GWh_Before Competition Groups_Efficient Irrigation
Industrial | Ind ¦ Refiner Plate Improvements | 2035 | Technical | GWh | Before Competition Groups | 51.9499 | 0 | 0 | 7009.3488 | 0.0074115 | 19 | Industrial_2035_Technical_GWh_Before Competition Groups_19 | Refiner Plate Improvements | 0.7412% | 0 | 51.9499 | Industrial_2035_Technical_GWh_Before Competition Groups_Refiner Plate Improvements
Industrial | Ind ¦ Refiner Plate Improvements | 2035 | Achievable | GWh | Before Competition Groups | 32.0896 | 0 | 0 | 4405.3137 | 0.0072843 | 15 | Industrial_2035_Achievable_GWh_Before Competition Groups_15 | Refiner Plate Improvements | 0.7284% | 0 | 32.0896 | Industrial_2035_Achievable_GWh_Before Competition Groups_Refiner Plate Improvements
Industrial | Ind ¦ Process Optimization (Elec) | 2035 | Achievable | GWh | Before Competition Groups | 28.9949 | 0 | 0 | 4405.3137 | 0.0065818 | 16 | Industrial_2035_Achievable_GWh_Before Competition Groups_16 | Process Optimization (Elec) | 0.6582% | 0 | 28.9949 | Industrial_2035_Achievable_GWh_Before Competition Groups_Process Optimization (Elec)
Industrial | Ind ¦ Process Heat Recovery | 2035 | Achievable | GWh | Before Competition Groups | 26.27 | 0 | 0 | 4405.3137 | 0.0059633 | 17 | Industrial_2035_Achievable_GWh_Before Competition Groups_17 | Process Heat Recovery | 0.5963% | 0 | 26.27 | Industrial_2035_Achievable_GWh_Before Competition Groups_Process Heat Recovery
Industrial | Ind ¦ VAV Conversion Project | 2035 | Achievable | GWh | Before Competition Groups | 25.7207 | 0 | 0 | 4405.3137 | 0.0058386 | 18 | Industrial_2035_Achievable_GWh_Before Competition Groups_18 | VAV Conversion Project | 0.5839% | 0 | 25.7207 | Industrial_2035_Achievable_GWh_Before Competition Groups_VAV Conversion Project
Industrial | Ind ¦ Cold Storage Retrofit | 2035 | Technical | GWh | Before Competition Groups | 40.5147 | 0 | 0 | 7009.3488 | 0.0057801 | 20 | Industrial_2035_Technical_GWh_Before Competition Groups_20 | Cold Storage Retrofit | 0.578% | 0 | 40.5147 | Industrial_2035_Technical_GWh_Before Competition Groups_Cold Storage Retrofit
Industrial | Ind ¦ Ventilation Optimization | 2035 | Economic | GWh | Before Competition Groups | 33.7709 | 0 | 0 | 6517.6758 | 0.0051814 | 17 | Industrial_2035_Economic_GWh_Before Competition Groups_17 | Ventilation Optimization | 0.5181% | 0 | 33.7709 | Industrial_2035_Economic_GWh_Before Competition Groups_Ventilation Optimization
Industrial | Ind ¦ Process Heat Recovery | 2035 | Economic | GWh | Before Competition Groups | 31.5696 | 0 | 0 | 6517.6758 | 0.0048437 | 18 | Industrial_2035_Economic_GWh_Before Competition Groups_18 | Process Heat Recovery | 0.4844% | 0 | 31.5696 | Industrial_2035_Economic_GWh_Before Competition Groups_Process Heat Recovery
Industrial | Ind ¦ Ventilation Optimization | 2035 | Technical | GWh | Before Competition Groups | 33.7709 | 0 | 0 | 7009.3488 | 0.004818 | 21 | Industrial_2035_Technical_GWh_Before Competition Groups_21 | Ventilation Optimization | 0.4818% | 0 | 33.7709 | Industrial_2035_Technical_GWh_Before Competition Groups_Ventilation Optimization
Industrial | Ind ¦ VAV Conversion Project | 2035 | Economic | GWh | Before Competition Groups | 30.2286 | 0 | 0 | 6517.6758 | 0.0046379 | 19 | Industrial_2035_Economic_GWh_Before Competition Groups_19 | VAV Conversion Project | 0.4638% | 0 | 30.2286 | Industrial_2035_Economic_GWh_Before Competition Groups_VAV Conversion Project
Industrial | Ind ¦ Process Heat Recovery | 2035 | Technical | GWh | Before Competition Groups | 31.5696 | 0 | 0 | 7009.3488 | 0.0045039 | 22 | Industrial_2035_Technical_GWh_Before Competition Groups_22 | Process Heat Recovery | 0.4504% | 0 | 31.5696 | Industrial_2035_Technical_GWh_Before Competition Groups_Process Heat Recovery
Industrial | Ind ¦ Improved Controls - Process Cooling | 2035 | Achievable | GWh | Before Competition Groups | 19.3309 | 0 | 0 | 4405.3137 | 0.0043881 | 19 | Industrial_2035_Achievable_GWh_Before Competition Groups_19 | Improved Controls - Process Cooling | 0.4388% | 0 | 19.3309 | Industrial_2035_Achievable_GWh_Before Competition Groups_Improved Controls - Process Cooling
Industrial | Ind ¦ VAV Conversion Project | 2035 | Technical | GWh | Before Competition Groups | 30.2286 | 0 | 0 | 7009.3488 | 0.0043126 | 23 | Industrial_2035_Technical_GWh_Before Competition Groups_23 | VAV Conversion Project | 0.4313% | 0 | 30.2286 | Industrial_2035_Technical_GWh_Before Competition Groups_VAV Conversion Project
Industrial | Ind ¦ HVLS Fans | 2035 | Technical | GWh | Before Competition Groups | 29.1472 | 0 | 0 | 7009.3488 | 0.0041583 | 24 | Industrial_2035_Technical_GWh_Before Competition Groups_24 | HVLS Fans | 0.4158% | 0 | 29.1472 | Industrial_2035_Technical_GWh_Before Competition Groups_HVLS Fans
Industrial | Ind ¦ High Efficiency Battery Charger | 2035 | Achievable | GWh | Before Competition Groups | 16.3213 | 0 | 0 | 4405.3137 | 0.0037049 | 20 | Industrial_2035_Achievable_GWh_Before Competition Groups_20 | High Efficiency Battery Charger | 0.3705% | 0 | 16.3213 | Industrial_2035_Achievable_GWh_Before Competition Groups_High Efficiency Battery Charger
Industrial | Ind ¦ Improved Controls - Process Cooling | 2035 | Economic | GWh | Before Competition Groups | 23.3337 | 0 | 0 | 6517.6758 | 0.0035801 | 20 | Industrial_2035_Economic_GWh_Before Competition Groups_20 | Improved Controls - Process Cooling | 0.358% | 0 | 23.3337 | Industrial_2035_Economic_GWh_Before Competition Groups_Improved Controls - Process Cooling
Industrial | Ind ¦ High Efficiency Battery Charger | 2035 | Economic | GWh | Before Competition Groups | 23.3037 | 0 | 0 | 6517.6758 | 0.0035755 | 21 | Industrial_2035_Economic_GWh_Before Competition Groups_21 | High Efficiency Battery Charger | 0.3575% | 0 | 23.3037 | Industrial_2035_Economic_GWh_Before Competition Groups_High Efficiency Battery Charger
Industrial | Ind ¦ Low Energy Livestock Waterers | 2035 | Technical | GWh | Before Competition Groups | 24.3534 | 0 | 0 | 7009.3488 | 0.0034744 | 25 | Industrial_2035_Technical_GWh_Before Competition Groups_25 | Low Energy Livestock Waterers | 0.3474% | 0 | 24.3534 | Industrial_2035_Technical_GWh_Before Competition Groups_Low Energy Livestock Waterers
Industrial | Ind ¦ Improved Controls - Process Cooling | 2035 | Technical | GWh | Before Competition Groups | 23.3337 | 0 | 0 | 7009.3488 | 0.0033289 | 26 | Industrial_2035_Technical_GWh_Before Competition Groups_26 | Improved Controls - Process Cooling | 0.3329% | 0 | 23.3337 | Industrial_2035_Technical_GWh_Before Competition Groups_Improved Controls - Process Cooling
Industrial | Ind ¦ High Efficiency Battery Charger | 2035 | Technical | GWh | Before Competition Groups | 23.3037 | 0 | 0 | 7009.3488 | 0.0033247 | 27 | Industrial_2035_Technical_GWh_Before Competition Groups_27 | High Efficiency Battery Charger | 0.3325% | 0 | 23.3037 | Industrial_2035_Technical_GWh_Before Competition Groups_High Efficiency Battery Charger
Industrial | Ind ¦ Synchronous Belts | 2035 | Economic | GWh | Before Competition Groups | 20.7801 | 0 | 0 | 6517.6758 | 0.0031883 | 22 | Industrial_2035_Economic_GWh_Before Competition Groups_22 | Synchronous Belts | 0.3188% | 0 | 20.7801 | Industrial_2035_Economic_GWh_Before Competition Groups_Synchronous Belts
Industrial | Ind ¦ Process Improvements | 2035 | Achievable | GWh | Before Competition Groups | 13.1018 | 0 | 0 | 4405.3137 | 0.0029741 | 21 | Industrial_2035_Achievable_GWh_Before Competition Groups_21 | Process Improvements | 0.2974% | 0 | 13.1018 | Industrial_2035_Achievable_GWh_Before Competition Groups_Process Improvements
Industrial | Ind ¦ Ventilation Optimization | 2035 | Achievable | GWh | Before Competition Groups | 13.0773 | 0 | 0 | 4405.3137 | 0.0029685 | 22 | Industrial_2035_Achievable_GWh_Before Competition Groups_22 | Ventilation Optimization | 0.2969% | 0 | 13.0773 | Industrial_2035_Achievable_GWh_Before Competition Groups_Ventilation Optimization
Industrial | Ind ¦ Synchronous Belts | 2035 | Technical | GWh | Before Competition Groups | 20.7801 | 0 | 0 | 7009.3488 | 0.0029646 | 28 | Industrial_2035_Technical_GWh_Before Competition Groups_28 | Synchronous Belts | 0.2965% | 0 | 20.7801 | Industrial_2035_Technical_GWh_Before Competition Groups_Synchronous Belts
Industrial | Ind ¦ Dairy Pre-Cooler | 2035 | Economic | GWh | Before Competition Groups | 18.6864 | 0 | 0 | 6517.6758 | 0.002867 | 23 | Industrial_2035_Economic_GWh_Before Competition Groups_23 | Dairy Pre-Cooler | 0.2867% | 0 | 18.6864 | Industrial_2035_Economic_GWh_Before Competition Groups_Dairy Pre-Cooler
Industrial | Ind ¦ Dairy Pre-Cooler | 2035 | Technical | GWh | Before Competition Groups | 18.6864 | 0 | 0 | 7009.3488 | 0.0026659 | 29 | Industrial_2035_Technical_GWh_Before Competition Groups_29 | Dairy Pre-Cooler | 0.2666% | 0 | 18.6864 | Industrial_2035_Technical_GWh_Before Competition Groups_Dairy Pre-Cooler
Industrial | Ind ¦ Refrigeration Compressor VFD | 2035 | Achievable | GWh | Before Competition Groups | 11.4347 | 0 | 0 | 4405.3137 | 0.0025957 | 23 | Industrial_2035_Achievable_GWh_Before Competition Groups_23 | Refrigeration Compressor VFD | 0.2596% | 0 | 11.4347 | Industrial_2035_Achievable_GWh_Before Competition Groups_Refrigeration Compressor VFD
Industrial | Ind ¦ Refrigeration Compressor VFD | 2035 | Economic | GWh | Before Competition Groups | 15.894 | 0 | 0 | 6517.6758 | 0.0024386 | 24 | Industrial_2035_Economic_GWh_Before Competition Groups_24 | Refrigeration Compressor VFD | 0.2439% | 0 | 15.894 | Industrial_2035_Economic_GWh_Before Competition Groups_Refrigeration Compressor VFD
Industrial | Ind ¦ Dairy Pre-Cooler | 2035 | Achievable | GWh | Before Competition Groups | 10.6509 | 0 | 0 | 4405.3137 | 0.0024177 | 24 | Industrial_2035_Achievable_GWh_Before Competition Groups_24 | Dairy Pre-Cooler | 0.2418% | 0 | 10.6509 | Industrial_2035_Achievable_GWh_Before Competition Groups_Dairy Pre-Cooler
Industrial | Ind ¦ Process Improvements | 2035 | Economic | GWh | Before Competition Groups | 15.4223 | 0 | 0 | 6517.6758 | 0.0023662 | 25 | Industrial_2035_Economic_GWh_Before Competition Groups_25 | Process Improvements | 0.2366% | 0 | 15.4223 | Industrial_2035_Economic_GWh_Before Competition Groups_Process Improvements
Industrial | Ind ¦ Refrigeration Compressor VFD | 2035 | Technical | GWh | Before Competition Groups | 15.894 | 0 | 0 | 7009.3488 | 0.0022675 | 30 | Industrial_2035_Technical_GWh_Before Competition Groups_30 | Refrigeration Compressor VFD | 0.2268% | 0 | 15.894 | Industrial_2035_Technical_GWh_Before Competition Groups_Refrigeration Compressor VFD
Industrial | Ind ¦ Process Improvements | 2035 | Technical | GWh | Before Competition Groups | 15.4223 | 0 | 0 | 7009.3488 | 0.0022002 | 31 | Industrial_2035_Technical_GWh_Before Competition Groups_31 | Process Improvements | 0.22% | 0 | 15.4223 | Industrial_2035_Technical_GWh_Before Competition Groups_Process Improvements
Industrial | Ind ¦ Low Energy Livestock Waterers | 2035 | Economic | GWh | Before Competition Groups | 12.6206 | 0 | 0 | 6517.6758 | 0.0019364 | 26 | Industrial_2035_Economic_GWh_Before Competition Groups_26 | Low Energy Livestock Waterers | 0.1936% | 0 | 12.6206 | Industrial_2035_Economic_GWh_Before Competition Groups_Low Energy Livestock Waterers
Industrial | Ind ¦ Improved Controls - Process Heating | 2035 | Achievable | GWh | Before Competition Groups | 8.4568 | 0 | 0 | 4405.3137 | 0.0019197 | 25 | Industrial_2035_Achievable_GWh_Before Competition Groups_25 | Improved Controls - Process Heating | 0.192% | 0 | 8.4568 | Industrial_2035_Achievable_GWh_Before Competition Groups_Improved Controls - Process Heating
Industrial | Ind ¦ Efficient Transformer | 2035 | Technical | GWh | Before Competition Groups | 11.6519 | 0 | 0 | 7009.3488 | 0.0016623 | 32 | Industrial_2035_Technical_GWh_Before Competition Groups_32 | Efficient Transformer | 0.1662% | 0 | 11.6519 | Industrial_2035_Technical_GWh_Before Competition Groups_Efficient Transformer
Industrial | Ind ¦ Chiller Optimization | 2035 | Technical | GWh | Before Competition Groups | 11.3805 | 0 | 0 | 7009.3488 | 0.0016236 | 33 | Industrial_2035_Technical_GWh_Before Competition Groups_33 | Chiller Optimization | 0.1624% | 0 | 11.3805 | Industrial_2035_Technical_GWh_Before Competition Groups_Chiller Optimization
Industrial | Ind ¦ High Efficiency Welders | 2035 | Technical | GWh | Before Competition Groups | 11.2756 | 0 | 0 | 7009.3488 | 0.0016086 | 34 | Industrial_2035_Technical_GWh_Before Competition Groups_34 | High Efficiency Welders | 0.1609% | 0 | 11.2756 | Industrial_2035_Technical_GWh_Before Competition Groups_High Efficiency Welders
Industrial | Ind ¦ Free Cooling | 2035 | Economic | GWh | Before Competition Groups | 10.4567 | 0 | 0 | 6517.6758 | 0.0016044 | 27 | Industrial_2035_Economic_GWh_Before Competition Groups_27 | Free Cooling | 0.1604% | 0 | 10.4567 | Industrial_2035_Economic_GWh_Before Competition Groups_Free Cooling
Industrial | Ind ¦ Improved Controls - Process Heating | 2035 | Economic | GWh | Before Competition Groups | 10.3274 | 0 | 0 | 6517.6758 | 0.0015845 | 28 | Industrial_2035_Economic_GWh_Before Competition Groups_28 | Improved Controls - Process Heating | 0.1585% | 0 | 10.3274 | Industrial_2035_Economic_GWh_Before Competition Groups_Improved Controls - Process Heating
Industrial | Ind ¦ Low Energy Livestock Waterers | 2035 | Achievable | GWh | Before Competition Groups | 6.9697 | 0 | 0 | 4405.3137 | 0.0015821 | 26 | Industrial_2035_Achievable_GWh_Before Competition Groups_26 | Low Energy Livestock Waterers | 0.1582% | 0 | 6.9697 | Industrial_2035_Achievable_GWh_Before Competition Groups_Low Energy Livestock Waterers
Industrial | Ind ¦ Free Cooling | 2035 | Technical | GWh | Before Competition Groups | 10.4567 | 0 | 0 | 7009.3488 | 0.0014918 | 35 | Industrial_2035_Technical_GWh_Before Competition Groups_35 | Free Cooling | 0.1492% | 0 | 10.4567 | Industrial_2035_Technical_GWh_Before Competition Groups_Free Cooling
Industrial | Ind ¦ Improved Controls - Process Heating | 2035 | Technical | GWh | Before Competition Groups | 10.3274 | 0 | 0 | 7009.3488 | 0.0014734 | 36 | Industrial_2035_Technical_GWh_Before Competition Groups_36 | Improved Controls - Process Heating | 0.1473% | 0 | 10.3274 | Industrial_2035_Technical_GWh_Before Competition Groups_Improved Controls - Process Heating
Industrial | Ind ¦ Cooling Tower Optimization | 2035 | Economic | GWh | Before Competition Groups | 8.6354 | 0 | 0 | 6517.6758 | 0.0013249 | 29 | Industrial_2035_Economic_GWh_Before Competition Groups_29 | Cooling Tower Optimization | 0.1325% | 0 | 8.6354 | Industrial_2035_Economic_GWh_Before Competition Groups_Cooling Tower Optimization
Industrial | Ind ¦ Cooling Tower Optimization | 2035 | Technical | GWh | Before Competition Groups | 8.6354 | 0 | 0 | 7009.3488 | 0.001232 | 37 | Industrial_2035_Technical_GWh_Before Competition Groups_37 | Cooling Tower Optimization | 0.1232% | 0 | 8.6354 | Industrial_2035_Technical_GWh_Before Competition Groups_Cooling Tower Optimization
Industrial | Ind ¦ Engine Block Heater Timer | 2035 | Achievable | GWh | Before Competition Groups | 5.1372 | 0 | 0 | 4405.3137 | 0.0011661 | 27 | Industrial_2035_Achievable_GWh_Before Competition Groups_27 | Engine Block Heater Timer | 0.1166% | 0 | 5.1372 | Industrial_2035_Achievable_GWh_Before Competition Groups_Engine Block Heater Timer
Industrial | Ind ¦ Engine Block Heater Timer | 2035 | Economic | GWh | Before Competition Groups | 6.0815 | 0 | 0 | 6517.6758 | 0.00093308 | 30 | Industrial_2035_Economic_GWh_Before Competition Groups_30 | Engine Block Heater Timer | 0.09331% | 0 | 6.0815 | Industrial_2035_Economic_GWh_Before Competition Groups_Engine Block Heater Timer
Industrial | Ind ¦ Free Cooling | 2035 | Achievable | GWh | Before Competition Groups | 3.9757 | 0 | 0 | 4405.3137 | 0.00090249 | 28 | Industrial_2035_Achievable_GWh_Before Competition Groups_28 | Free Cooling | 0.09025% | 0 | 3.9757 | Industrial_2035_Achievable_GWh_Before Competition Groups_Free Cooling
Industrial | Ind ¦ Engine Block Heater Timer | 2035 | Technical | GWh | Before Competition Groups | 6.0815 | 0 | 0 | 7009.3488 | 0.00086763 | 38 | Industrial_2035_Technical_GWh_Before Competition Groups_38 | Engine Block Heater Timer | 0.08676% | 0 | 6.0815 | Industrial_2035_Technical_GWh_Before Competition Groups_Engine Block Heater Timer
Industrial | Ind ¦ Efficient Refrigeration Compressor | 2035 | Achievable | GWh | Before Competition Groups | 3.2511 | 0 | 0 | 4405.3137 | 0.00073799 | 29 | Industrial_2035_Achievable_GWh_Before Competition Groups_29 | Efficient Refrigeration Compressor | 0.0738% | 0 | 3.2511 | Industrial_2035_Achievable_GWh_Before Competition Groups_Efficient Refrigeration Compressor
Industrial | Ind ¦ Synchronous Belts | 2035 | Achievable | GWh | Before Competition Groups | 3.1776 | 0 | 0 | 4405.3137 | 0.0007213 | 30 | Industrial_2035_Achievable_GWh_Before Competition Groups_30 | Synchronous Belts | 0.07213% | 0 | 3.1776 | Industrial_2035_Achievable_GWh_Before Competition Groups_Synchronous Belts
Industrial | Ind ¦ Heat Lamps/Heat Pad | 2035 | Technical | GWh | Before Competition Groups | 4.9556 | 0 | 0 | 7009.3488 | 0.000707 | 39 | Industrial_2035_Technical_GWh_Before Competition Groups_39 | Heat Lamps/Heat Pad | 0.0707% | 0 | 4.9556 | Industrial_2035_Technical_GWh_Before Competition Groups_Heat Lamps/Heat Pad
Industrial | Ind ¦ Efficient Refrigeration Compressor | 2035 | Economic | GWh | Before Competition Groups | 3.8407 | 0 | 0 | 6517.6758 | 0.00058928 | 31 | Industrial_2035_Economic_GWh_Before Competition Groups_31 | Efficient Refrigeration Compressor | 0.05893% | 0 | 3.8407 | Industrial_2035_Economic_GWh_Before Competition Groups_Efficient Refrigeration Compressor
Industrial | Ind ¦ Cooling Tower Optimization | 2035 | Achievable | GWh | Before Competition Groups | 2.5079 | 0 | 0 | 4405.3137 | 0.00056929 | 31 | Industrial_2035_Achievable_GWh_Before Competition Groups_31 | Cooling Tower Optimization | 0.05693% | 0 | 2.5079 | Industrial_2035_Achievable_GWh_Before Competition Groups_Cooling Tower Optimization
Industrial | Ind ¦ Efficient Refrigeration Compressor | 2035 | Technical | GWh | Before Competition Groups | 3.8407 | 0 | 0 | 7009.3488 | 0.00054795 | 40 | Industrial_2035_Technical_GWh_Before Competition Groups_40 | Efficient Refrigeration Compressor | 0.05479% | 0 | 3.8407 | Industrial_2035_Technical_GWh_Before Competition Groups_Efficient Refrigeration Compressor
Industrial | Ind ¦ Air Compressor Heat Recovery | 2035 | Achievable | GWh | Before Competition Groups | 2.2069 | 0 | 0 | 4405.3137 | 0.00050096 | 32 | Industrial_2035_Achievable_GWh_Before Competition Groups_32 | Air Compressor Heat Recovery | 0.0501% | 0 | 2.2069 | Industrial_2035_Achievable_GWh_Before Competition Groups_Air Compressor Heat Recovery
Industrial | Ind ¦ Air Compressor Heat Recovery | 2035 | Economic | GWh | Before Competition Groups | 2.7261 | 0 | 0 | 6517.6758 | 0.00041826 | 32 | Industrial_2035_Economic_GWh_Before Competition Groups_32 | Air Compressor Heat Recovery | 0.04183% | 0 | 2.7261 | Industrial_2035_Economic_GWh_Before Competition Groups_Air Compressor Heat Recovery
Industrial | Ind ¦ Air Compressor Heat Recovery | 2035 | Technical | GWh | Before Competition Groups | 2.7261 | 0 | 0 | 7009.3488 | 0.00038892 | 41 | Industrial_2035_Technical_GWh_Before Competition Groups_41 | Air Compressor Heat Recovery | 0.03889% | 0 | 2.7261 | Industrial_2035_Technical_GWh_Before Competition Groups_Air Compressor Heat Recovery
Industrial | Ind ¦ Creep Heat Controller | 2035 | Technical | GWh | Before Competition Groups | 2.5446 | 0 | 0 | 7009.3488 | 0.00036303 | 42 | Industrial_2035_Technical_GWh_Before Competition Groups_42 | Creep Heat Controller | 0.0363% | 0 | 2.5446 | Industrial_2035_Technical_GWh_Before Competition Groups_Creep Heat Controller
Industrial | Ind ¦ Optimize Compressed Air Dryer | 2035 | Economic | GWh | Before Competition Groups | 1.9685 | 0 | 0 | 6517.6758 | 0.00030203 | 33 | Industrial_2035_Economic_GWh_Before Competition Groups_33 | Optimize Compressed Air Dryer | 0.0302% | 0 | 1.9685 | Industrial_2035_Economic_GWh_Before Competition Groups_Optimize Compressed Air Dryer
Industrial | Ind ¦ Optimize Compressed Air Dryer | 2035 | Technical | GWh | Before Competition Groups | 1.9685 | 0 | 0 | 7009.3488 | 0.00028085 | 43 | Industrial_2035_Technical_GWh_Before Competition Groups_43 | Optimize Compressed Air Dryer | 0.02808% | 0 | 1.9685 | Industrial_2035_Technical_GWh_Before Competition Groups_Optimize Compressed Air Dryer
Industrial | Ind ¦ Heat Lamps/Heat Pad | 2035 | Achievable | GWh | Before Competition Groups | 1.1596 | 0 | 0 | 4405.3137 | 0.00026323 | 33 | Industrial_2035_Achievable_GWh_Before Competition Groups_33 | Heat Lamps/Heat Pad | 0.02632% | 0 | 1.1596 | Industrial_2035_Achievable_GWh_Before Competition Groups_Heat Lamps/Heat Pad
Industrial | Ind ¦ Dual and Natural Exhaust Ventilation Systems | 2035 | Technical | GWh | Before Competition Groups | 1.4921 | 0 | 0 | 7009.3488 | 0.00021287 | 44 | Industrial_2035_Technical_GWh_Before Competition Groups_44 | Dual and Natural Exhaust Ventilation Systems | 0.02129% | 0 | 1.4921 | Industrial_2035_Technical_GWh_Before Competition Groups_Dual and Natural Exhaust Ventilation Systems
Industrial | Ind ¦ Efficient Transformer | 2035 | Achievable | GWh | Before Competition Groups | 0.66074 | 0 | 0 | 4405.3137 | 0.00014999 | 34 | Industrial_2035_Achievable_GWh_Before Competition Groups_34 | Efficient Transformer | 0.015% | 0 | 0.66074 | Industrial_2035_Achievable_GWh_Before Competition Groups_Efficient Transformer
Industrial | Ind ¦ Dairy Water Heater | 2035 | Economic | GWh | Before Competition Groups | 0.94216 | 0 | 0 | 6517.6758 | 0.00014456 | 34 | Industrial_2035_Economic_GWh_Before Competition Groups_34 | Dairy Water Heater | 0.01446% | 0 | 0.94216 | Industrial_2035_Economic_GWh_Before Competition Groups_Dairy Water Heater
Industrial | Ind ¦ Dairy Water Heater | 2035 | Achievable | GWh | Before Competition Groups | 0.62216 | 0 | 0 | 4405.3137 | 0.00014123 | 35 | Industrial_2035_Achievable_GWh_Before Competition Groups_35 | Dairy Water Heater | 0.01412% | 0 | 0.62216 | Industrial_2035_Achievable_GWh_Before Competition Groups_Dairy Water Heater
Industrial | Ind ¦ Dairy Water Heater | 2035 | Technical | GWh | Before Competition Groups | 0.94216 | 0 | 0 | 7009.3488 | 0.00013442 | 45 | Industrial_2035_Technical_GWh_Before Competition Groups_45 | Dairy Water Heater | 0.01344% | 0 | 0.94216 | Industrial_2035_Technical_GWh_Before Competition Groups_Dairy Water Heater
Industrial | Ind ¦ Efficient Transformer | 2035 | Economic | GWh | Before Competition Groups | 0.48722 | 0 | 0 | 6517.6758 | 7.4754e-05 | 35 | Industrial_2035_Economic_GWh_Before Competition Groups_35 | Efficient Transformer | 0.007475% | 0 | 0.48722 | Industrial_2035_Economic_GWh_Before Competition Groups_Efficient Transformer
Industrial | Ind ¦ High Efficiency Welders | 2035 | Achievable | GWh | Before Competition Groups | 0.30102 | 0 | 0 | 4405.3137 | 6.8332e-05 | 36 | Industrial_2035_Achievable_GWh_Before Competition Groups_36 | High Efficiency Welders | 0.006833% | 0 | 0.30102 | Industrial_2035_Achievable_GWh_Before Competition Groups_High Efficiency Welders
Industrial | Ind ¦ Dual and Natural Exhaust Ventilation Systems | 2035 | Achievable | GWh | Before Competition Groups | 0.15778 | 0 | 0 | 4405.3137 | 3.5816e-05 | 37 | Industrial_2035_Achievable_GWh_Before Competition Groups_37 | Dual and Natural Exhaust Ventilation Systems | 0.003582% | 0 | 0.15778 | Industrial_2035_Achievable_GWh_Before Competition Groups_Dual and Natural Exhaust Ventilation Systems
Industrial | Ind ¦ High Efficiency Welders | 2035 | Economic | GWh | Before Competition Groups | 0.23172 | 0 | 0 | 6517.6758 | 3.5553e-05 | 36 | Industrial_2035_Economic_GWh_Before Competition Groups_36 | High Efficiency Welders | 0.003555% | 0 | 0.23172 | Industrial_2035_Economic_GWh_Before Competition Groups_High Efficiency Welders
Industrial | Ind ¦ Heat Lamps/Heat Pad | 2035 | Economic | GWh | Before Competition Groups | 0.21554 | 0 | 0 | 6517.6758 | 3.307e-05 | 37 | Industrial_2035_Economic_GWh_Before Competition Groups_37 | Heat Lamps/Heat Pad | 0.003307% | 0 | 0.21554 | Industrial_2035_Economic_GWh_Before Competition Groups_Heat Lamps/Heat Pad
Industrial | Ind ¦ Optimize Compressed Air Dryer | 2035 | Achievable | GWh | Before Competition Groups | 0.084217 | 0 | 0 | 4405.3137 | 1.9117e-05 | 38 | Industrial_2035_Achievable_GWh_Before Competition Groups_38 | Optimize Compressed Air Dryer | 0.001912% | 0 | 0.084217 | Industrial_2035_Achievable_GWh_Before Competition Groups_Optimize Compressed Air Dryer
Industrial | Ind ¦ Dual and Natural Exhaust Ventilation Systems | 2035 | Economic | GWh | Before Competition Groups | 0.093772 | 0 | 0 | 6517.6758 | 1.4387e-05 | 38 | Industrial_2035_Economic_GWh_Before Competition Groups_38 | Dual and Natural Exhaust Ventilation Systems | 0.001439% | 0 | 0.093772 | Industrial_2035_Economic_GWh_Before Competition Groups_Dual and Natural Exhaust Ventilation Systems
Industrial | Ind ¦ Creep Heat Controller | 2035 | Achievable | GWh | Before Competition Groups | 0 | 0 | 0 | 4405.3137 | 0 | 39 | Industrial_2035_Achievable_GWh_Before Competition Groups_39 | Creep Heat Controller | 0% | 0 | 0 | Industrial_2035_Achievable_GWh_Before Competition Groups_Creep Heat Controller
Industrial | Ind ¦ Creep Heat Controller | 2035 | Economic | GWh | Before Competition Groups | 0 | 0 | 0 | 6517.6758 | 0 | 39 | Industrial_2035_Economic_GWh_Before Competition Groups_39 | Creep Heat Controller | 0% | 0 | 0 | Industrial_2035_Economic_GWh_Before Competition Groups_Creep Heat Controller
Industrial | Ind ¦ HVLS Fans | 2035 | Achievable | GWh | Before Competition Groups | 0 | 0 | 0 | 4405.3137 | 0 | 40 | Industrial_2035_Achievable_GWh_Before Competition Groups_40 | HVLS Fans | 0% | 0 | 0 | Industrial_2035_Achievable_GWh_Before Competition Groups_HVLS Fans
Industrial | Ind ¦ HVLS Fans | 2035 | Economic | GWh | Before Competition Groups | 0 | 0 | 0 | 6517.6758 | 0 | 40 | Industrial_2035_Economic_GWh_Before Competition Groups_40 | HVLS Fans | 0% | 0 | 0 | Industrial_2035_Economic_GWh_Before Competition Groups_HVLS Fans
Industrial | Ind ¦ Premium Efficient Motors | 2035 | Achievable | GWh | Before Competition Groups | 0 | 0 | 0 | 4405.3137 | 0 | 41 | Industrial_2035_Achievable_GWh_Before Competition Groups_41 | Premium Efficient Motors | 0% | 0 | 0 | Industrial_2035_Achievable_GWh_Before Competition Groups_Premium Efficient Motors
Industrial | Ind ¦ Premium Efficient Motors | 2035 | Economic | GWh | Before Competition Groups | 0 | 0 | 0 | 6517.6758 | 0 | 41 | Industrial_2035_Economic_GWh_Before Competition Groups_41 | Premium Efficient Motors | 0% | 0 | 0 | Industrial_2035_Economic_GWh_Before Competition Groups_Premium Efficient Motors
Industrial | Ind ¦ Pump System Optimization | 2036 | Economic | GWh | Before Competition Groups | 1147.9966 | 0 | 0 | 6602.2051 | 0.17388 | 1 | Industrial_2036_Economic_GWh_Before Competition Groups_1 | Pump System Optimization | 17.39% | 0 | 1147.9966 | Industrial_2036_Economic_GWh_Before Competition Groups_Pump System Optimization
Industrial | Ind ¦ Pump System Optimization | 2036 | Achievable | GWh | Before Competition Groups | 786.399 | 0 | 0 | 4698.5695 | 0.16737 | 1 | Industrial_2036_Achievable_GWh_Before Competition Groups_1 | Pump System Optimization | 16.74% | 0 | 786.399 | Industrial_2036_Achievable_GWh_Before Competition Groups_Pump System Optimization
Industrial | Ind ¦ Pump System Optimization | 2036 | Technical | GWh | Before Competition Groups | 1168.873 | 0 | 0 | 7097.2102 | 0.16469 | 1 | Industrial_2036_Technical_GWh_Before Competition Groups_1 | Pump System Optimization | 16.47% | 0 | 1168.873 | Industrial_2036_Technical_GWh_Before Competition Groups_Pump System Optimization
Industrial | Ind ¦ HE Lighting | 2036 | Economic | GWh | Before Competition Groups | 722.3263 | 0 | 0 | 6602.2051 | 0.10941 | 2 | Industrial_2036_Economic_GWh_Before Competition Groups_2 | HE Lighting | 10.94% | 0 | 722.3263 | Industrial_2036_Economic_GWh_Before Competition Groups_HE Lighting
Industrial | Ind ¦ HE Lighting | 2036 | Technical | GWh | Before Competition Groups | 772.0655 | 0 | 0 | 7097.2102 | 0.10878 | 2 | Industrial_2036_Technical_GWh_Before Competition Groups_2 | HE Lighting | 10.88% | 0 | 772.0655 | Industrial_2036_Technical_GWh_Before Competition Groups_HE Lighting
Industrial | Ind ¦ Air Leak Survey and Repair | 2036 | Achievable | GWh | Before Competition Groups | 494.604 | 0 | 0 | 4698.5695 | 0.10527 | 2 | Industrial_2036_Achievable_GWh_Before Competition Groups_2 | Air Leak Survey and Repair | 10.53% | 0 | 494.604 | Industrial_2036_Achievable_GWh_Before Competition Groups_Air Leak Survey and Repair
Industrial | Ind ¦ Greenhouse Grow Lights | 2036 | Achievable | GWh | Before Competition Groups | 436.2063 | 0 | 0 | 4698.5695 | 0.092838 | 3 | Industrial_2036_Achievable_GWh_Before Competition Groups_3 | Greenhouse Grow Lights | 9.284% | 0 | 436.2063 | Industrial_2036_Achievable_GWh_Before Competition Groups_Greenhouse Grow Lights
Industrial | Ind ¦ Greenhouse Grow Lights | 2036 | Economic | GWh | Before Competition Groups | 595.7218 | 0 | 0 | 6602.2051 | 0.090231 | 3 | Industrial_2036_Economic_GWh_Before Competition Groups_3 | Greenhouse Grow Lights | 9.023% | 0 | 595.7218 | Industrial_2036_Economic_GWh_Before Competition Groups_Greenhouse Grow Lights
Industrial | Ind ¦ Air Compressor Optimization | 2036 | Achievable | GWh | Before Competition Groups | 420.1236 | 0 | 0 | 4698.5695 | 0.089415 | 4 | Industrial_2036_Achievable_GWh_Before Competition Groups_4 | Air Compressor Optimization | 8.942% | 0 | 420.1236 | Industrial_2036_Achievable_GWh_Before Competition Groups_Air Compressor Optimization
Industrial | Ind ¦ Air Leak Survey and Repair | 2036 | Economic | GWh | Before Competition Groups | 581.5957 | 0 | 0 | 6602.2051 | 0.088091 | 4 | Industrial_2036_Economic_GWh_Before Competition Groups_4 | Air Leak Survey and Repair | 8.809% | 0 | 581.5957 | Industrial_2036_Economic_GWh_Before Competition Groups_Air Leak Survey and Repair
Industrial | Ind ¦ Pump Equipment Upgrade | 2036 | Achievable | GWh | Before Competition Groups | 402.7167 | 0 | 0 | 4698.5695 | 0.085711 | 5 | Industrial_2036_Achievable_GWh_Before Competition Groups_5 | Pump Equipment Upgrade | 8.571% | 0 | 402.7167 | Industrial_2036_Achievable_GWh_Before Competition Groups_Pump Equipment Upgrade
Industrial | Ind ¦ Greenhouse Grow Lights | 2036 | Technical | GWh | Before Competition Groups | 595.7218 | 0 | 0 | 7097.2102 | 0.083937 | 3 | Industrial_2036_Technical_GWh_Before Competition Groups_3 | Greenhouse Grow Lights | 8.394% | 0 | 595.7218 | Industrial_2036_Technical_GWh_Before Competition Groups_Greenhouse Grow Lights
Industrial | Ind ¦ Pump Equipment Upgrade | 2036 | Economic | GWh | Before Competition Groups | 550.1876 | 0 | 0 | 6602.2051 | 0.083334 | 5 | Industrial_2036_Economic_GWh_Before Competition Groups_5 | Pump Equipment Upgrade | 8.333% | 0 | 550.1876 | Industrial_2036_Economic_GWh_Before Competition Groups_Pump Equipment Upgrade
Industrial | Ind ¦ Air Leak Survey and Repair | 2036 | Technical | GWh | Before Competition Groups | 581.5957 | 0 | 0 | 7097.2102 | 0.081947 | 4 | Industrial_2036_Technical_GWh_Before Competition Groups_4 | Air Leak Survey and Repair | 8.195% | 0 | 581.5957 | Industrial_2036_Technical_GWh_Before Competition Groups_Air Leak Survey and Repair
Industrial | Ind ¦ Recommissioning | 2036 | Achievable | GWh | Before Competition Groups | 380.4922 | 0 | 0 | 4698.5695 | 0.08098 | 6 | Industrial_2036_Achievable_GWh_Before Competition Groups_6 | Recommissioning | 8.098% | 0 | 380.4922 | Industrial_2036_Achievable_GWh_Before Competition Groups_Recommissioning
Industrial | Ind ¦ SEM | 2036 | Achievable | GWh | Before Competition Groups | 380.4922 | 0 | 0 | 4698.5695 | 0.08098 | 7 | Industrial_2036_Achievable_GWh_Before Competition Groups_7 | SEM | 8.098% | 0 | 380.4922 | Industrial_2036_Achievable_GWh_Before Competition Groups_SEM
Industrial | Ind ¦ Air Compressor Optimization | 2036 | Economic | GWh | Before Competition Groups | 533.9929 | 0 | 0 | 6602.2051 | 0.080881 | 6 | Industrial_2036_Economic_GWh_Before Competition Groups_6 | Air Compressor Optimization | 8.088% | 0 | 533.9929 | Industrial_2036_Economic_GWh_Before Competition Groups_Air Compressor Optimization
Industrial | Ind ¦ Pump Equipment Upgrade | 2036 | Technical | GWh | Before Competition Groups | 550.1876 | 0 | 0 | 7097.2102 | 0.077522 | 5 | Industrial_2036_Technical_GWh_Before Competition Groups_5 | Pump Equipment Upgrade | 7.752% | 0 | 550.1876 | Industrial_2036_Technical_GWh_Before Competition Groups_Pump Equipment Upgrade
Industrial | Ind ¦ HE Lighting | 2036 | Achievable | GWh | Before Competition Groups | 359.4333 | 0 | 0 | 4698.5695 | 0.076498 | 8 | Industrial_2036_Achievable_GWh_Before Competition Groups_8 | HE Lighting | 7.65% | 0 | 359.4333 | Industrial_2036_Achievable_GWh_Before Competition Groups_HE Lighting
Industrial | Ind ¦ Air Compressor Optimization | 2036 | Technical | GWh | Before Competition Groups | 533.9929 | 0 | 0 | 7097.2102 | 0.07524 | 6 | Industrial_2036_Technical_GWh_Before Competition Groups_6 | Air Compressor Optimization | 7.524% | 0 | 533.9929 | Industrial_2036_Technical_GWh_Before Competition Groups_Air Compressor Optimization
Industrial | Ind ¦ Efficient Compressed Air Nozzles | 2036 | Economic | GWh | Before Competition Groups | 462.0089 | 0 | 0 | 6602.2051 | 0.069978 | 7 | Industrial_2036_Economic_GWh_Before Competition Groups_7 | Efficient Compressed Air Nozzles | 6.998% | 0 | 462.0089 | Industrial_2036_Economic_GWh_Before Competition Groups_Efficient Compressed Air Nozzles
Industrial | Ind ¦ Recommissioning | 2036 | Economic | GWh | Before Competition Groups | 439.6173 | 0 | 0 | 6602.2051 | 0.066586 | 8 | Industrial_2036_Economic_GWh_Before Competition Groups_8 | Recommissioning | 6.659% | 0 | 439.6173 | Industrial_2036_Economic_GWh_Before Competition Groups_Recommissioning
Industrial | Ind ¦ SEM | 2036 | Economic | GWh | Before Competition Groups | 439.6173 | 0 | 0 | 6602.2051 | 0.066586 | 9 | Industrial_2036_Economic_GWh_Before Competition Groups_9 | SEM | 6.659% | 0 | 439.6173 | Industrial_2036_Economic_GWh_Before Competition Groups_SEM
Industrial | Ind ¦ Efficient Compressed Air Nozzles | 2036 | Achievable | GWh | Before Competition Groups | 309.6866 | 0 | 0 | 4698.5695 | 0.065911 | 9 | Industrial_2036_Achievable_GWh_Before Competition Groups_9 | Efficient Compressed Air Nozzles | 6.591% | 0 | 309.6866 | Industrial_2036_Achievable_GWh_Before Competition Groups_Efficient Compressed Air Nozzles
Industrial | Ind ¦ Efficient Compressed Air Nozzles | 2036 | Technical | GWh | Before Competition Groups | 462.0089 | 0 | 0 | 7097.2102 | 0.065097 | 7 | Industrial_2036_Technical_GWh_Before Competition Groups_7 | Efficient Compressed Air Nozzles | 6.51% | 0 | 462.0089 | Industrial_2036_Technical_GWh_Before Competition Groups_Efficient Compressed Air Nozzles
Industrial | Ind ¦ Recommissioning | 2036 | Technical | GWh | Before Competition Groups | 439.6173 | 0 | 0 | 7097.2102 | 0.061942 | 8 | Industrial_2036_Technical_GWh_Before Competition Groups_8 | Recommissioning | 6.194% | 0 | 439.6173 | Industrial_2036_Technical_GWh_Before Competition Groups_Recommissioning
Industrial | Ind ¦ SEM | 2036 | Technical | GWh | Before Competition Groups | 439.6173 | 0 | 0 | 7097.2102 | 0.061942 | 9 | Industrial_2036_Technical_GWh_Before Competition Groups_9 | SEM | 6.194% | 0 | 439.6173 | Industrial_2036_Technical_GWh_Before Competition Groups_SEM
Industrial | Ind ¦ High Efficiency HVAC Fans | 2036 | Achievable | GWh | Before Competition Groups | 271.0304 | 0 | 0 | 4698.5695 | 0.057684 | 10 | Industrial_2036_Achievable_GWh_Before Competition Groups_10 | High Efficiency HVAC Fans | 5.768% | 0 | 271.0304 | Industrial_2036_Achievable_GWh_Before Competition Groups_High Efficiency HVAC Fans
Industrial | Ind ¦ High Efficiency HVAC Fans | 2036 | Economic | GWh | Before Competition Groups | 367.2365 | 0 | 0 | 6602.2051 | 0.055623 | 10 | Industrial_2036_Economic_GWh_Before Competition Groups_10 | High Efficiency HVAC Fans | 5.562% | 0 | 367.2365 | Industrial_2036_Economic_GWh_Before Competition Groups_High Efficiency HVAC Fans
Industrial | Ind ¦ High Efficiency HVAC Fans | 2036 | Technical | GWh | Before Competition Groups | 367.2365 | 0 | 0 | 7097.2102 | 0.051744 | 10 | Industrial_2036_Technical_GWh_Before Competition Groups_10 | High Efficiency HVAC Fans | 5.174% | 0 | 367.2365 | Industrial_2036_Technical_GWh_Before Competition Groups_High Efficiency HVAC Fans
Industrial | Ind ¦ Process Optimization (Elec) | 2036 | Economic | GWh | Before Competition Groups | 161.6594 | 0 | 0 | 6602.2051 | 0.024486 | 11 | Industrial_2036_Economic_GWh_Before Competition Groups_11 | Process Optimization (Elec) | 2.449% | 0 | 161.6594 | Industrial_2036_Economic_GWh_Before Competition Groups_Process Optimization (Elec)
Industrial | Ind ¦ Process Optimization (Elec) | 2036 | Technical | GWh | Before Competition Groups | 161.6594 | 0 | 0 | 7097.2102 | 0.022778 | 11 | Industrial_2036_Technical_GWh_Before Competition Groups_11 | Process Optimization (Elec) | 2.278% | 0 | 161.6594 | Industrial_2036_Technical_GWh_Before Competition Groups_Process Optimization (Elec)
Industrial | Ind ¦ Premium Efficient Motors | 2036 | Technical | GWh | Before Competition Groups | 155.1527 | 0 | 0 | 7097.2102 | 0.021861 | 12 | Industrial_2036_Technical_GWh_Before Competition Groups_12 | Premium Efficient Motors | 2.186% | 0 | 155.1527 | Industrial_2036_Technical_GWh_Before Competition Groups_Premium Efficient Motors
Industrial | Ind ¦ Fan System Optimization | 2036 | Achievable | GWh | Before Competition Groups | 59.2337 | 0 | 0 | 4698.5695 | 0.012607 | 11 | Industrial_2036_Achievable_GWh_Before Competition Groups_11 | Fan System Optimization | 1.261% | 0 | 59.2337 | Industrial_2036_Achievable_GWh_Before Competition Groups_Fan System Optimization
Industrial | Ind ¦ Material Handling Improvements | 2036 | Achievable | GWh | Before Competition Groups | 52.4177 | 0 | 0 | 4698.5695 | 0.011156 | 12 | Industrial_2036_Achievable_GWh_Before Competition Groups_12 | Material Handling Improvements | 1.116% | 0 | 52.4177 | Industrial_2036_Achievable_GWh_Before Competition Groups_Material Handling Improvements
Industrial | Ind ¦ Fan System Optimization | 2036 | Economic | GWh | Before Competition Groups | 72.4958 | 0 | 0 | 6602.2051 | 0.010981 | 12 | Industrial_2036_Economic_GWh_Before Competition Groups_12 | Fan System Optimization | 1.098% | 0 | 72.4958 | Industrial_2036_Economic_GWh_Before Competition Groups_Fan System Optimization
Industrial | Ind ¦ Pulp and Paper Process Improvements | 2036 | Achievable | GWh | Before Competition Groups | 51.0698 | 0 | 0 | 4698.5695 | 0.010869 | 13 | Industrial_2036_Achievable_GWh_Before Competition Groups_13 | Pulp and Paper Process Improvements | 1.087% | 0 | 51.0698 | Industrial_2036_Achievable_GWh_Before Competition Groups_Pulp and Paper Process Improvements
Industrial | Ind ¦ Efficient Irrigation | 2036 | Economic | GWh | Before Competition Groups | 71.1402 | 0 | 0 | 6602.2051 | 0.010775 | 13 | Industrial_2036_Economic_GWh_Before Competition Groups_13 | Efficient Irrigation | 1.078% | 0 | 71.1402 | Industrial_2036_Economic_GWh_Before Competition Groups_Efficient Irrigation
Industrial | Ind ¦ HE HVAC Controls | 2036 | Technical | GWh | Before Competition Groups | 74.3596 | 0 | 0 | 7097.2102 | 0.010477 | 13 | Industrial_2036_Technical_GWh_Before Competition Groups_13 | HE HVAC Controls | 1.048% | 0 | 74.3596 | Industrial_2036_Technical_GWh_Before Competition Groups_HE HVAC Controls
Industrial | Ind ¦ Fan System Optimization | 2036 | Technical | GWh | Before Competition Groups | 72.4958 | 0 | 0 | 7097.2102 | 0.010215 | 14 | Industrial_2036_Technical_GWh_Before Competition Groups_14 | Fan System Optimization | 1.021% | 0 | 72.4958 | Industrial_2036_Technical_GWh_Before Competition Groups_Fan System Optimization
Industrial | Ind ¦ Material Handling Improvements | 2036 | Economic | GWh | Before Competition Groups | 67.2334 | 0 | 0 | 6602.2051 | 0.010183 | 14 | Industrial_2036_Economic_GWh_Before Competition Groups_14 | Material Handling Improvements | 1.018% | 0 | 67.2334 | Industrial_2036_Economic_GWh_Before Competition Groups_Material Handling Improvements
Industrial | Ind ¦ Efficient Irrigation | 2036 | Technical | GWh | Before Competition Groups | 71.1402 | 0 | 0 | 7097.2102 | 0.010024 | 15 | Industrial_2036_Technical_GWh_Before Competition Groups_15 | Efficient Irrigation | 1.002% | 0 | 71.1402 | Industrial_2036_Technical_GWh_Before Competition Groups_Efficient Irrigation
Industrial | Ind ¦ HE HVAC Units | 2036 | Technical | GWh | Before Competition Groups | 70.7496 | 0 | 0 | 7097.2102 | 0.0099687 | 16 | Industrial_2036_Technical_GWh_Before Competition Groups_16 | HE HVAC Units | 0.9969% | 0 | 70.7496 | Industrial_2036_Technical_GWh_Before Competition Groups_HE HVAC Units
Industrial | Ind ¦ Material Handling Improvements | 2036 | Technical | GWh | Before Competition Groups | 67.2334 | 0 | 0 | 7097.2102 | 0.0094732 | 17 | Industrial_2036_Technical_GWh_Before Competition Groups_17 | Material Handling Improvements | 0.9473% | 0 | 67.2334 | Industrial_2036_Technical_GWh_Before Competition Groups_Material Handling Improvements
Industrial | Ind ¦ Pulp and Paper Process Improvements | 2036 | Economic | GWh | Before Competition Groups | 62.1073 | 0 | 0 | 6602.2051 | 0.0094071 | 15 | Industrial_2036_Economic_GWh_Before Competition Groups_15 | Pulp and Paper Process Improvements | 0.9407% | 0 | 62.1073 | Industrial_2036_Economic_GWh_Before Competition Groups_Pulp and Paper Process Improvements
Industrial | Ind ¦ Pulp and Paper Process Improvements | 2036 | Technical | GWh | Before Competition Groups | 62.1073 | 0 | 0 | 7097.2102 | 0.0087509 | 18 | Industrial_2036_Technical_GWh_Before Competition Groups_18 | Pulp and Paper Process Improvements | 0.8751% | 0 | 62.1073 | Industrial_2036_Technical_GWh_Before Competition Groups_Pulp and Paper Process Improvements
Industrial | Ind ¦ Efficient Irrigation | 2036 | Achievable | GWh | Before Competition Groups | 38.3359 | 0 | 0 | 4698.5695 | 0.0081591 | 14 | Industrial_2036_Achievable_GWh_Before Competition Groups_14 | Efficient Irrigation | 0.8159% | 0 | 38.3359 | Industrial_2036_Achievable_GWh_Before Competition Groups_Efficient Irrigation
Industrial | Ind ¦ Refiner Plate Improvements | 2036 | Economic | GWh | Before Competition Groups | 53.0551 | 0 | 0 | 6602.2051 | 0.008036 | 16 | Industrial_2036_Economic_GWh_Before Competition Groups_16 | Refiner Plate Improvements | 0.8036% | 0 | 53.0551 | Industrial_2036_Economic_GWh_Before Competition Groups_Refiner Plate Improvements
Industrial | Ind ¦ Refiner Plate Improvements | 2036 | Technical | GWh | Before Competition Groups | 53.0551 | 0 | 0 | 7097.2102 | 0.0074755 | 19 | Industrial_2036_Technical_GWh_Before Competition Groups_19 | Refiner Plate Improvements | 0.7475% | 0 | 53.0551 | Industrial_2036_Technical_GWh_Before Competition Groups_Refiner Plate Improvements
Industrial | Ind ¦ Refiner Plate Improvements | 2036 | Achievable | GWh | Before Competition Groups | 34.5599 | 0 | 0 | 4698.5695 | 0.0073554 | 15 | Industrial_2036_Achievable_GWh_Before Competition Groups_15 | Refiner Plate Improvements | 0.7355% | 0 | 34.5599 | Industrial_2036_Achievable_GWh_Before Competition Groups_Refiner Plate Improvements
Industrial | Ind ¦ Process Optimization (Elec) | 2036 | Achievable | GWh | Before Competition Groups | 32.4374 | 0 | 0 | 4698.5695 | 0.0069037 | 16 | Industrial_2036_Achievable_GWh_Before Competition Groups_16 | Process Optimization (Elec) | 0.6904% | 0 | 32.4374 | Industrial_2036_Achievable_GWh_Before Competition Groups_Process Optimization (Elec)
Industrial | Ind ¦ Process Heat Recovery | 2036 | Achievable | GWh | Before Competition Groups | 27.5667 | 0 | 0 | 4698.5695 | 0.005867 | 17 | Industrial_2036_Achievable_GWh_Before Competition Groups_17 | Process Heat Recovery | 0.5867% | 0 | 27.5667 | Industrial_2036_Achievable_GWh_Before Competition Groups_Process Heat Recovery
Industrial | Ind ¦ VAV Conversion Project | 2036 | Achievable | GWh | Before Competition Groups | 26.8817 | 0 | 0 | 4698.5695 | 0.0057212 | 18 | Industrial_2036_Achievable_GWh_Before Competition Groups_18 | VAV Conversion Project | 0.5721% | 0 | 26.8817 | Industrial_2036_Achievable_GWh_Before Competition Groups_VAV Conversion Project
Industrial | Ind ¦ Cold Storage Retrofit | 2036 | Technical | GWh | Before Competition Groups | 40.5053 | 0 | 0 | 7097.2102 | 0.0057072 | 20 | Industrial_2036_Technical_GWh_Before Competition Groups_20 | Cold Storage Retrofit | 0.5707% | 0 | 40.5053 | Industrial_2036_Technical_GWh_Before Competition Groups_Cold Storage Retrofit
Industrial | Ind ¦ Ventilation Optimization | 2036 | Economic | GWh | Before Competition Groups | 34.5652 | 0 | 0 | 6602.2051 | 0.0052354 | 17 | Industrial_2036_Economic_GWh_Before Competition Groups_17 | Ventilation Optimization | 0.5235% | 0 | 34.5652 | Industrial_2036_Economic_GWh_Before Competition Groups_Ventilation Optimization
Industrial | Ind ¦ Ventilation Optimization | 2036 | Technical | GWh | Before Competition Groups | 34.5652 | 0 | 0 | 7097.2102 | 0.0048703 | 21 | Industrial_2036_Technical_GWh_Before Competition Groups_21 | Ventilation Optimization | 0.487% | 0 | 34.5652 | Industrial_2036_Technical_GWh_Before Competition Groups_Ventilation Optimization
Industrial | Ind ¦ Process Heat Recovery | 2036 | Economic | GWh | Before Competition Groups | 31.5508 | 0 | 0 | 6602.2051 | 0.0047788 | 18 | Industrial_2036_Economic_GWh_Before Competition Groups_18 | Process Heat Recovery | 0.4779% | 0 | 31.5508 | Industrial_2036_Economic_GWh_Before Competition Groups_Process Heat Recovery
Industrial | Ind ¦ VAV Conversion Project | 2036 | Economic | GWh | Before Competition Groups | 30.2199 | 0 | 0 | 6602.2051 | 0.0045772 | 19 | Industrial_2036_Economic_GWh_Before Competition Groups_19 | VAV Conversion Project | 0.4577% | 0 | 30.2199 | Industrial_2036_Economic_GWh_Before Competition Groups_VAV Conversion Project
Industrial | Ind ¦ Process Heat Recovery | 2036 | Technical | GWh | Before Competition Groups | 31.5508 | 0 | 0 | 7097.2102 | 0.0044455 | 22 | Industrial_2036_Technical_GWh_Before Competition Groups_22 | Process Heat Recovery | 0.4446% | 0 | 31.5508 | Industrial_2036_Technical_GWh_Before Competition Groups_Process Heat Recovery
Industrial | Ind ¦ Improved Controls - Process Cooling | 2036 | Achievable | GWh | Before Competition Groups | 20.2457 | 0 | 0 | 4698.5695 | 0.0043089 | 19 | Industrial_2036_Achievable_GWh_Before Competition Groups_19 | Improved Controls - Process Cooling | 0.4309% | 0 | 20.2457 | Industrial_2036_Achievable_GWh_Before Competition Groups_Improved Controls - Process Cooling
Industrial | Ind ¦ VAV Conversion Project | 2036 | Technical | GWh | Before Competition Groups | 30.2199 | 0 | 0 | 7097.2102 | 0.004258 | 23 | Industrial_2036_Technical_GWh_Before Competition Groups_23 | VAV Conversion Project | 0.4258% | 0 | 30.2199 | Industrial_2036_Technical_GWh_Before Competition Groups_VAV Conversion Project
Industrial | Ind ¦ HVLS Fans | 2036 | Technical | GWh | Before Competition Groups | 29.6277 | 0 | 0 | 7097.2102 | 0.0041746 | 24 | Industrial_2036_Technical_GWh_Before Competition Groups_24 | HVLS Fans | 0.4175% | 0 | 29.6277 | Industrial_2036_Technical_GWh_Before Competition Groups_HVLS Fans
Industrial | Ind ¦ High Efficiency Battery Charger | 2036 | Achievable | GWh | Before Competition Groups | 17.2723 | 0 | 0 | 4698.5695 | 0.0036761 | 20 | Industrial_2036_Achievable_GWh_Before Competition Groups_20 | High Efficiency Battery Charger | 0.3676% | 0 | 17.2723 | Industrial_2036_Achievable_GWh_Before Competition Groups_High Efficiency Battery Charger
Industrial | Ind ¦ High Efficiency Battery Charger | 2036 | Economic | GWh | Before Competition Groups | 23.7757 | 0 | 0 | 6602.2051 | 0.0036012 | 20 | Industrial_2036_Economic_GWh_Before Competition Groups_20 | High Efficiency Battery Charger | 0.3601% | 0 | 23.7757 | Industrial_2036_Economic_GWh_Before Competition Groups_High Efficiency Battery Charger
Industrial | Ind ¦ Improved Controls - Process Cooling | 2036 | Economic | GWh | Before Competition Groups | 23.3252 | 0 | 0 | 6602.2051 | 0.0035329 | 21 | Industrial_2036_Economic_GWh_Before Competition Groups_21 | Improved Controls - Process Cooling | 0.3533% | 0 | 23.3252 | Industrial_2036_Economic_GWh_Before Competition Groups_Improved Controls - Process Cooling
Industrial | Ind ¦ Low Energy Livestock Waterers | 2036 | Technical | GWh | Before Competition Groups | 24.6394 | 0 | 0 | 7097.2102 | 0.0034717 | 25 | Industrial_2036_Technical_GWh_Before Competition Groups_25 | Low Energy Livestock Waterers | 0.3472% | 0 | 24.6394 | Industrial_2036_Technical_GWh_Before Competition Groups_Low Energy Livestock Waterers
Industrial | Ind ¦ High Efficiency Battery Charger | 2036 | Technical | GWh | Before Competition Groups | 23.7757 | 0 | 0 | 7097.2102 | 0.00335 | 26 | Industrial_2036_Technical_GWh_Before Competition Groups_26 | High Efficiency Battery Charger | 0.335% | 0 | 23.7757 | Industrial_2036_Technical_GWh_Before Competition Groups_High Efficiency Battery Charger
Industrial | Ind ¦ Improved Controls - Process Cooling | 2036 | Technical | GWh | Before Competition Groups | 23.3252 | 0 | 0 | 7097.2102 | 0.0032865 | 27 | Industrial_2036_Technical_GWh_Before Competition Groups_27 | Improved Controls - Process Cooling | 0.3287% | 0 | 23.3252 | Industrial_2036_Technical_GWh_Before Competition Groups_Improved Controls - Process Cooling
Industrial | Ind ¦ Ventilation Optimization | 2036 | Achievable | GWh | Before Competition Groups | 15.1059 | 0 | 0 | 4698.5695 | 0.003215 | 21 | Industrial_2036_Achievable_GWh_Before Competition Groups_21 | Ventilation Optimization | 0.3215% | 0 | 15.1059 | Industrial_2036_Achievable_GWh_Before Competition Groups_Ventilation Optimization
Industrial | Ind ¦ Synchronous Belts | 2036 | Economic | GWh | Before Competition Groups | 20.7705 | 0 | 0 | 6602.2051 | 0.003146 | 22 | Industrial_2036_Economic_GWh_Before Competition Groups_22 | Synchronous Belts | 0.3146% | 0 | 20.7705 | Industrial_2036_Economic_GWh_Before Competition Groups_Synchronous Belts
Industrial | Ind ¦ Synchronous Belts | 2036 | Technical | GWh | Before Competition Groups | 20.7705 | 0 | 0 | 7097.2102 | 0.0029266 | 28 | Industrial_2036_Technical_GWh_Before Competition Groups_28 | Synchronous Belts | 0.2927% | 0 | 20.7705 | Industrial_2036_Technical_GWh_Before Competition Groups_Synchronous Belts
Industrial | Ind ¦ Process Improvements | 2036 | Achievable | GWh | Before Competition Groups | 13.7142 | 0 | 0 | 4698.5695 | 0.0029188 | 22 | Industrial_2036_Achievable_GWh_Before Competition Groups_22 | Process Improvements | 0.2919% | 0 | 13.7142 | Industrial_2036_Achievable_GWh_Before Competition Groups_Process Improvements
Industrial | Ind ¦ Dairy Pre-Cooler | 2036 | Economic | GWh | Before Competition Groups | 18.9095 | 0 | 0 | 6602.2051 | 0.0028641 | 23 | Industrial_2036_Economic_GWh_Before Competition Groups_23 | Dairy Pre-Cooler | 0.2864% | 0 | 18.9095 | Industrial_2036_Economic_GWh_Before Competition Groups_Dairy Pre-Cooler
Industrial | Ind ¦ Dairy Pre-Cooler | 2036 | Technical | GWh | Before Competition Groups | 18.9095 | 0 | 0 | 7097.2102 | 0.0026644 | 29 | Industrial_2036_Technical_GWh_Before Competition Groups_29 | Dairy Pre-Cooler | 0.2664% | 0 | 18.9095 | Industrial_2036_Technical_GWh_Before Competition Groups_Dairy Pre-Cooler
Industrial | Ind ¦ Refrigeration Compressor VFD | 2036 | Achievable | GWh | Before Competition Groups | 12.1833 | 0 | 0 | 4698.5695 | 0.002593 | 23 | Industrial_2036_Achievable_GWh_Before Competition Groups_23 | Refrigeration Compressor VFD | 0.2593% | 0 | 12.1833 | Industrial_2036_Achievable_GWh_Before Competition Groups_Refrigeration Compressor VFD
Industrial | Ind ¦ Dairy Pre-Cooler | 2036 | Achievable | GWh | Before Competition Groups | 11.5754 | 0 | 0 | 4698.5695 | 0.0024636 | 24 | Industrial_2036_Achievable_GWh_Before Competition Groups_24 | Dairy Pre-Cooler | 0.2464% | 0 | 11.5754 | Industrial_2036_Achievable_GWh_Before Competition Groups_Dairy Pre-Cooler
Industrial | Ind ¦ Refrigeration Compressor VFD | 2036 | Economic | GWh | Before Competition Groups | 16.1968 | 0 | 0 | 6602.2051 | 0.0024532 | 24 | Industrial_2036_Economic_GWh_Before Competition Groups_24 | Refrigeration Compressor VFD | 0.2453% | 0 | 16.1968 | Industrial_2036_Economic_GWh_Before Competition Groups_Refrigeration Compressor VFD
Industrial | Ind ¦ Process Improvements | 2036 | Economic | GWh | Before Competition Groups | 15.4196 | 0 | 0 | 6602.2051 | 0.0023355 | 25 | Industrial_2036_Economic_GWh_Before Competition Groups_25 | Process Improvements | 0.2336% | 0 | 15.4196 | Industrial_2036_Economic_GWh_Before Competition Groups_Process Improvements
Industrial | Ind ¦ Refrigeration Compressor VFD | 2036 | Technical | GWh | Before Competition Groups | 16.1968 | 0 | 0 | 7097.2102 | 0.0022821 | 30 | Industrial_2036_Technical_GWh_Before Competition Groups_30 | Refrigeration Compressor VFD | 0.2282% | 0 | 16.1968 | Industrial_2036_Technical_GWh_Before Competition Groups_Refrigeration Compressor VFD
Industrial | Ind ¦ Process Improvements | 2036 | Technical | GWh | Before Competition Groups | 15.4196 | 0 | 0 | 7097.2102 | 0.0021726 | 31 | Industrial_2036_Technical_GWh_Before Competition Groups_31 | Process Improvements | 0.2173% | 0 | 15.4196 | Industrial_2036_Technical_GWh_Before Competition Groups_Process Improvements
Industrial | Ind ¦ Low Energy Livestock Waterers | 2036 | Economic | GWh | Before Competition Groups | 12.9066 | 0 | 0 | 6602.2051 | 0.0019549 | 26 | Industrial_2036_Economic_GWh_Before Competition Groups_26 | Low Energy Livestock Waterers | 0.1955% | 0 | 12.9066 | Industrial_2036_Economic_GWh_Before Competition Groups_Low Energy Livestock Waterers
Industrial | Ind ¦ Improved Controls - Process Heating | 2036 | Achievable | GWh | Before Competition Groups | 8.8539 | 0 | 0 | 4698.5695 | 0.0018844 | 25 | Industrial_2036_Achievable_GWh_Before Competition Groups_25 | Improved Controls - Process Heating | 0.1884% | 0 | 8.8539 | Industrial_2036_Achievable_GWh_Before Competition Groups_Improved Controls - Process Heating
Industrial | Ind ¦ Low Energy Livestock Waterers | 2036 | Achievable | GWh | Before Competition Groups | 8.3151 | 0 | 0 | 4698.5695 | 0.0017697 | 26 | Industrial_2036_Achievable_GWh_Before Competition Groups_26 | Low Energy Livestock Waterers | 0.177% | 0 | 8.3151 | Industrial_2036_Achievable_GWh_Before Competition Groups_Low Energy Livestock Waterers
Industrial | Ind ¦ Efficient Transformer | 2036 | Technical | GWh | Before Competition Groups | 11.8878 | 0 | 0 | 7097.2102 | 0.001675 | 32 | Industrial_2036_Technical_GWh_Before Competition Groups_32 | Efficient Transformer | 0.1675% | 0 | 11.8878 | Industrial_2036_Technical_GWh_Before Competition Groups_Efficient Transformer
Industrial | Ind ¦ High Efficiency Welders | 2036 | Technical | GWh | Before Competition Groups | 11.4997 | 0 | 0 | 7097.2102 | 0.0016203 | 33 | Industrial_2036_Technical_GWh_Before Competition Groups_33 | High Efficiency Welders | 0.162% | 0 | 11.4997 | Industrial_2036_Technical_GWh_Before Competition Groups_High Efficiency Welders
Industrial | Ind ¦ Chiller Optimization | 2036 | Technical | GWh | Before Competition Groups | 11.3723 | 0 | 0 | 7097.2102 | 0.0016024 | 34 | Industrial_2036_Technical_GWh_Before Competition Groups_34 | Chiller Optimization | 0.1602% | 0 | 11.3723 | Industrial_2036_Technical_GWh_Before Competition Groups_Chiller Optimization
Industrial | Ind ¦ Free Cooling | 2036 | Economic | GWh | Before Competition Groups | 10.4561 | 0 | 0 | 6602.2051 | 0.0015837 | 27 | Industrial_2036_Economic_GWh_Before Competition Groups_27 | Free Cooling | 0.1584% | 0 | 10.4561 | Industrial_2036_Economic_GWh_Before Competition Groups_Free Cooling
Industrial | Ind ¦ Improved Controls - Process Heating | 2036 | Economic | GWh | Before Competition Groups | 10.3273 | 0 | 0 | 6602.2051 | 0.0015642 | 28 | Industrial_2036_Economic_GWh_Before Competition Groups_28 | Improved Controls - Process Heating | 0.1564% | 0 | 10.3273 | Industrial_2036_Economic_GWh_Before Competition Groups_Improved Controls - Process Heating
Industrial | Ind ¦ Free Cooling | 2036 | Technical | GWh | Before Competition Groups | 10.4561 | 0 | 0 | 7097.2102 | 0.0014733 | 35 | Industrial_2036_Technical_GWh_Before Competition Groups_35 | Free Cooling | 0.1473% | 0 | 10.4561 | Industrial_2036_Technical_GWh_Before Competition Groups_Free Cooling
Industrial | Ind ¦ Improved Controls - Process Heating | 2036 | Technical | GWh | Before Competition Groups | 10.3273 | 0 | 0 | 7097.2102 | 0.0014551 | 36 | Industrial_2036_Technical_GWh_Before Competition Groups_36 | Improved Controls - Process Heating | 0.1455% | 0 | 10.3273 | Industrial_2036_Technical_GWh_Before Competition Groups_Improved Controls - Process Heating
Industrial | Ind ¦ Cooling Tower Optimization | 2036 | Economic | GWh | Before Competition Groups | 8.6312 | 0 | 0 | 6602.2051 | 0.0013073 | 29 | Industrial_2036_Economic_GWh_Before Competition Groups_29 | Cooling Tower Optimization | 0.1307% | 0 | 8.6312 | Industrial_2036_Economic_GWh_Before Competition Groups_Cooling Tower Optimization
Industrial | Ind ¦ Cooling Tower Optimization | 2036 | Technical | GWh | Before Competition Groups | 8.6312 | 0 | 0 | 7097.2102 | 0.0012161 | 37 | Industrial_2036_Technical_GWh_Before Competition Groups_37 | Cooling Tower Optimization | 0.1216% | 0 | 8.6312 | Industrial_2036_Technical_GWh_Before Competition Groups_Cooling Tower Optimization
Industrial | Ind ¦ Engine Block Heater Timer | 2036 | Achievable | GWh | Before Competition Groups | 5.3811 | 0 | 0 | 4698.5695 | 0.0011453 | 27 | Industrial_2036_Achievable_GWh_Before Competition Groups_27 | Engine Block Heater Timer | 0.1145% | 0 | 5.3811 | Industrial_2036_Achievable_GWh_Before Competition Groups_Engine Block Heater Timer
Industrial | Ind ¦ Free Cooling | 2036 | Achievable | GWh | Before Competition Groups | 4.8016 | 0 | 0 | 4698.5695 | 0.0010219 | 28 | Industrial_2036_Achievable_GWh_Before Competition Groups_28 | Free Cooling | 0.1022% | 0 | 4.8016 | Industrial_2036_Achievable_GWh_Before Competition Groups_Free Cooling
Industrial | Ind ¦ Synchronous Belts | 2036 | Achievable | GWh | Before Competition Groups | 4.4937 | 0 | 0 | 4698.5695 | 0.00095641 | 29 | Industrial_2036_Achievable_GWh_Before Competition Groups_29 | Synchronous Belts | 0.09564% | 0 | 4.4937 | Industrial_2036_Achievable_GWh_Before Competition Groups_Synchronous Belts
Industrial | Ind ¦ Engine Block Heater Timer | 2036 | Economic | GWh | Before Competition Groups | 6.0797 | 0 | 0 | 6602.2051 | 0.00092086 | 30 | Industrial_2036_Economic_GWh_Before Competition Groups_30 | Engine Block Heater Timer | 0.09209% | 0 | 6.0797 | Industrial_2036_Economic_GWh_Before Competition Groups_Engine Block Heater Timer
Industrial | Ind ¦ Engine Block Heater Timer | 2036 | Technical | GWh | Before Competition Groups | 6.0797 | 0 | 0 | 7097.2102 | 0.00085663 | 38 | Industrial_2036_Technical_GWh_Before Competition Groups_38 | Engine Block Heater Timer | 0.08566% | 0 | 6.0797 | Industrial_2036_Technical_GWh_Before Competition Groups_Engine Block Heater Timer
Industrial | Ind ¦ Efficient Refrigeration Compressor | 2036 | Achievable | GWh | Before Competition Groups | 3.3558 | 0 | 0 | 4698.5695 | 0.00071421 | 30 | Industrial_2036_Achievable_GWh_Before Competition Groups_30 | Efficient Refrigeration Compressor | 0.07142% | 0 | 3.3558 | Industrial_2036_Achievable_GWh_Before Competition Groups_Efficient Refrigeration Compressor
Industrial | Ind ¦ Heat Lamps/Heat Pad | 2036 | Technical | GWh | Before Competition Groups | 4.9861 | 0 | 0 | 7097.2102 | 0.00070254 | 39 | Industrial_2036_Technical_GWh_Before Competition Groups_39 | Heat Lamps/Heat Pad | 0.07025% | 0 | 4.9861 | Industrial_2036_Technical_GWh_Before Competition Groups_Heat Lamps/Heat Pad
Industrial | Ind ¦ Cooling Tower Optimization | 2036 | Achievable | GWh | Before Competition Groups | 3.1437 | 0 | 0 | 4698.5695 | 0.00066907 | 31 | Industrial_2036_Achievable_GWh_Before Competition Groups_31 | Cooling Tower Optimization | 0.06691% | 0 | 3.1437 | Industrial_2036_Achievable_GWh_Before Competition Groups_Cooling Tower Optimization
Industrial | Ind ¦ Efficient Refrigeration Compressor | 2036 | Economic | GWh | Before Competition Groups | 3.8909 | 0 | 0 | 6602.2051 | 0.00058934 | 31 | Industrial_2036_Economic_GWh_Before Competition Groups_31 | Efficient Refrigeration Compressor | 0.05893% | 0 | 3.8909 | Industrial_2036_Economic_GWh_Before Competition Groups_Efficient Refrigeration Compressor
Industrial | Ind ¦ Efficient Refrigeration Compressor | 2036 | Technical | GWh | Before Competition Groups | 3.8909 | 0 | 0 | 7097.2102 | 0.00054823 | 40 | Industrial_2036_Technical_GWh_Before Competition Groups_40 | Efficient Refrigeration Compressor | 0.05482% | 0 | 3.8909 | Industrial_2036_Technical_GWh_Before Competition Groups_Efficient Refrigeration Compressor
Industrial | Ind ¦ Air Compressor Heat Recovery | 2036 | Achievable | GWh | Before Competition Groups | 2.3147 | 0 | 0 | 4698.5695 | 0.00049264 | 32 | Industrial_2036_Achievable_GWh_Before Competition Groups_32 | Air Compressor Heat Recovery | 0.04926% | 0 | 2.3147 | Industrial_2036_Achievable_GWh_Before Competition Groups_Air Compressor Heat Recovery
Industrial | Ind ¦ Air Compressor Heat Recovery | 2036 | Economic | GWh | Before Competition Groups | 2.7259 | 0 | 0 | 6602.2051 | 0.00041288 | 32 | Industrial_2036_Economic_GWh_Before Competition Groups_32 | Air Compressor Heat Recovery | 0.04129% | 0 | 2.7259 | Industrial_2036_Economic_GWh_Before Competition Groups_Air Compressor Heat Recovery
Industrial | Ind ¦ Air Compressor Heat Recovery | 2036 | Technical | GWh | Before Competition Groups | 2.7259 | 0 | 0 | 7097.2102 | 0.00038408 | 41 | Industrial_2036_Technical_GWh_Before Competition Groups_41 | Air Compressor Heat Recovery | 0.03841% | 0 | 2.7259 | Industrial_2036_Technical_GWh_Before Competition Groups_Air Compressor Heat Recovery
Industrial | Ind ¦ Creep Heat Controller | 2036 | Technical | GWh | Before Competition Groups | 2.5446 | 0 | 0 | 7097.2102 | 0.00035853 | 42 | Industrial_2036_Technical_GWh_Before Competition Groups_42 | Creep Heat Controller | 0.03585% | 0 | 2.5446 | Industrial_2036_Technical_GWh_Before Competition Groups_Creep Heat Controller
Industrial | Ind ¦ Heat Lamps/Heat Pad | 2036 | Achievable | GWh | Before Competition Groups | 1.4247 | 0 | 0 | 4698.5695 | 0.00030322 | 33 | Industrial_2036_Achievable_GWh_Before Competition Groups_33 | Heat Lamps/Heat Pad | 0.03032% | 0 | 1.4247 | Industrial_2036_Achievable_GWh_Before Competition Groups_Heat Lamps/Heat Pad
Industrial | Ind ¦ Optimize Compressed Air Dryer | 2036 | Economic | GWh | Before Competition Groups | 1.9677 | 0 | 0 | 6602.2051 | 0.00029803 | 33 | Industrial_2036_Economic_GWh_Before Competition Groups_33 | Optimize Compressed Air Dryer | 0.0298% | 0 | 1.9677 | Industrial_2036_Economic_GWh_Before Competition Groups_Optimize Compressed Air Dryer
Industrial | Ind ¦ Optimize Compressed Air Dryer | 2036 | Technical | GWh | Before Competition Groups | 1.9677 | 0 | 0 | 7097.2102 | 0.00027725 | 43 | Industrial_2036_Technical_GWh_Before Competition Groups_43 | Optimize Compressed Air Dryer | 0.02772% | 0 | 1.9677 | Industrial_2036_Technical_GWh_Before Competition Groups_Optimize Compressed Air Dryer
Industrial | Ind ¦ Dual and Natural Exhaust Ventilation Systems | 2036 | Technical | GWh | Before Competition Groups | 1.5119 | 0 | 0 | 7097.2102 | 0.00021303 | 44 | Industrial_2036_Technical_GWh_Before Competition Groups_44 | Dual and Natural Exhaust Ventilation Systems | 0.0213% | 0 | 1.5119 | Industrial_2036_Technical_GWh_Before Competition Groups_Dual and Natural Exhaust Ventilation Systems
Industrial | Ind ¦ Efficient Transformer | 2036 | Achievable | GWh | Before Competition Groups | 0.99753 | 0 | 0 | 4698.5695 | 0.00021231 | 34 | Industrial_2036_Achievable_GWh_Before Competition Groups_34 | Efficient Transformer | 0.02123% | 0 | 0.99753 | Industrial_2036_Achievable_GWh_Before Competition Groups_Efficient Transformer
Industrial | Ind ¦ Dairy Water Heater | 2036 | Economic | GWh | Before Competition Groups | 0.95352 | 0 | 0 | 6602.2051 | 0.00014442 | 34 | Industrial_2036_Economic_GWh_Before Competition Groups_34 | Dairy Water Heater | 0.01444% | 0 | 0.95352 | Industrial_2036_Economic_GWh_Before Competition Groups_Dairy Water Heater
Industrial | Ind ¦ Dairy Water Heater | 2036 | Achievable | GWh | Before Competition Groups | 0.66248 | 0 | 0 | 4698.5695 | 0.000141 | 35 | Industrial_2036_Achievable_GWh_Before Competition Groups_35 | Dairy Water Heater | 0.0141% | 0 | 0.66248 | Industrial_2036_Achievable_GWh_Before Competition Groups_Dairy Water Heater
Industrial | Ind ¦ High Efficiency Welders | 2036 | Achievable | GWh | Before Competition Groups | 0.64941 | 0 | 0 | 4698.5695 | 0.00013821 | 36 | Industrial_2036_Achievable_GWh_Before Competition Groups_36 | High Efficiency Welders | 0.01382% | 0 | 0.64941 | Industrial_2036_Achievable_GWh_Before Competition Groups_High Efficiency Welders
Industrial | Ind ¦ Dairy Water Heater | 2036 | Technical | GWh | Before Competition Groups | 0.95352 | 0 | 0 | 7097.2102 | 0.00013435 | 45 | Industrial_2036_Technical_GWh_Before Competition Groups_45 | Dairy Water Heater | 0.01344% | 0 | 0.95352 | Industrial_2036_Technical_GWh_Before Competition Groups_Dairy Water Heater
Industrial | Ind ¦ Efficient Transformer | 2036 | Economic | GWh | Before Competition Groups | 0.725 | 0 | 0 | 6602.2051 | 0.00010981 | 35 | Industrial_2036_Economic_GWh_Before Competition Groups_35 | Efficient Transformer | 0.01098% | 0 | 0.725 | Industrial_2036_Economic_GWh_Before Competition Groups_Efficient Transformer
Industrial | Ind ¦ High Efficiency Welders | 2036 | Economic | GWh | Before Competition Groups | 0.4561 | 0 | 0 | 6602.2051 | 6.9082e-05 | 36 | Industrial_2036_Economic_GWh_Before Competition Groups_36 | High Efficiency Welders | 0.006908% | 0 | 0.4561 | Industrial_2036_Economic_GWh_Before Competition Groups_High Efficiency Welders
Industrial | Ind ¦ Dual and Natural Exhaust Ventilation Systems | 2036 | Achievable | GWh | Before Competition Groups | 0.21074 | 0 | 0 | 4698.5695 | 4.4853e-05 | 37 | Industrial_2036_Achievable_GWh_Before Competition Groups_37 | Dual and Natural Exhaust Ventilation Systems | 0.004485% | 0 | 0.21074 | Industrial_2036_Achievable_GWh_Before Competition Groups_Dual and Natural Exhaust Ventilation Systems
Industrial | Ind ¦ Optimize Compressed Air Dryer | 2036 | Achievable | GWh | Before Competition Groups | 0.18106 | 0 | 0 | 4698.5695 | 3.8535e-05 | 38 | Industrial_2036_Achievable_GWh_Before Competition Groups_38 | Optimize Compressed Air Dryer | 0.003854% | 0 | 0.18106 | Industrial_2036_Achievable_GWh_Before Competition Groups_Optimize Compressed Air Dryer
Industrial | Ind ¦ Heat Lamps/Heat Pad | 2036 | Economic | GWh | Before Competition Groups | 0.24602 | 0 | 0 | 6602.2051 | 3.7263e-05 | 37 | Industrial_2036_Economic_GWh_Before Competition Groups_37 | Heat Lamps/Heat Pad | 0.003726% | 0 | 0.24602 | Industrial_2036_Economic_GWh_Before Competition Groups_Heat Lamps/Heat Pad
Industrial | Ind ¦ Dual and Natural Exhaust Ventilation Systems | 2036 | Economic | GWh | Before Competition Groups | 0.11363 | 0 | 0 | 6602.2051 | 1.7211e-05 | 38 | Industrial_2036_Economic_GWh_Before Competition Groups_38 | Dual and Natural Exhaust Ventilation Systems | 0.001721% | 0 | 0.11363 | Industrial_2036_Economic_GWh_Before Competition Groups_Dual and Natural Exhaust Ventilation Systems
Industrial | Ind ¦ Creep Heat Controller | 2036 | Achievable | GWh | Before Competition Groups | 0 | 0 | 0 | 4698.5695 | 0 | 39 | Industrial_2036_Achievable_GWh_Before Competition Groups_39 | Creep Heat Controller | 0% | 0 | 0 | Industrial_2036_Achievable_GWh_Before Competition Groups_Creep Heat Controller
Industrial | Ind ¦ Creep Heat Controller | 2036 | Economic | GWh | Before Competition Groups | 0 | 0 | 0 | 6602.2051 | 0 | 39 | Industrial_2036_Economic_GWh_Before Competition Groups_39 | Creep Heat Controller | 0% | 0 | 0 | Industrial_2036_Economic_GWh_Before Competition Groups_Creep Heat Controller
Industrial | Ind ¦ HVLS Fans | 2036 | Achievable | GWh | Before Competition Groups | 0 | 0 | 0 | 4698.5695 | 0 | 40 | Industrial_2036_Achievable_GWh_Before Competition Groups_40 | HVLS Fans | 0% | 0 | 0 | Industrial_2036_Achievable_GWh_Before Competition Groups_HVLS Fans
Industrial | Ind ¦ HVLS Fans | 2036 | Economic | GWh | Before Competition Groups | 0 | 0 | 0 | 6602.2051 | 0 | 40 | Industrial_2036_Economic_GWh_Before Competition Groups_40 | HVLS Fans | 0% | 0 | 0 | Industrial_2036_Economic_GWh_Before Competition Groups_HVLS Fans
Industrial | Ind ¦ Premium Efficient Motors | 2036 | Achievable | GWh | Before Competition Groups | 0 | 0 | 0 | 4698.5695 | 0 | 41 | Industrial_2036_Achievable_GWh_Before Competition Groups_41 | Premium Efficient Motors | 0% | 0 | 0 | Industrial_2036_Achievable_GWh_Before Competition Groups_Premium Efficient Motors
Industrial | Ind ¦ Premium Efficient Motors | 2036 | Economic | GWh | Before Competition Groups | 0 | 0 | 0 | 6602.2051 | 0 | 41 | Industrial_2036_Economic_GWh_Before Competition Groups_41 | Premium Efficient Motors | 0% | 0 | 0 | Industrial_2036_Economic_GWh_Before Competition Groups_Premium Efficient Motors
Industrial | Ind ¦ Pump System Optimization | 2037 | Economic | GWh | Before Competition Groups | 1164.6793 | 0 | 0 | 6666.1603 | 0.17472 | 1 | Industrial_2037_Economic_GWh_Before Competition Groups_1 | Pump System Optimization | 17.47% | 0 | 1164.6793 | Industrial_2037_Economic_GWh_Before Competition Groups_Pump System Optimization
Industrial | Ind ¦ Pump System Optimization | 2037 | Achievable | GWh | Before Competition Groups | 833.3561 | 0 | 0 | 4956.2957 | 0.16814 | 1 | Industrial_2037_Achievable_GWh_Before Competition Groups_1 | Pump System Optimization | 16.81% | 0 | 833.3561 | Industrial_2037_Achievable_GWh_Before Competition Groups_Pump System Optimization
Industrial | Ind ¦ Pump System Optimization | 2037 | Technical | GWh | Before Competition Groups | 1185.5557 | 0 | 0 | 7161.9897 | 0.16553 | 1 | Industrial_2037_Technical_GWh_Before Competition Groups_1 | Pump System Optimization | 16.55% | 0 | 1185.5557 | Industrial_2037_Technical_GWh_Before Competition Groups_Pump System Optimization
Industrial | Ind ¦ HE Lighting | 2037 | Economic | GWh | Before Competition Groups | 734.2193 | 0 | 0 | 6666.1603 | 0.11014 | 2 | Industrial_2037_Economic_GWh_Before Competition Groups_2 | HE Lighting | 11.01% | 0 | 734.2193 | Industrial_2037_Economic_GWh_Before Competition Groups_HE Lighting
Industrial | Ind ¦ HE Lighting | 2037 | Technical | GWh | Before Competition Groups | 783.9584 | 0 | 0 | 7161.9897 | 0.10946 | 2 | Industrial_2037_Technical_GWh_Before Competition Groups_2 | HE Lighting | 10.95% | 0 | 783.9584 | Industrial_2037_Technical_GWh_Before Competition Groups_HE Lighting
Industrial | Ind ¦ Air Leak Survey and Repair | 2037 | Achievable | GWh | Before Competition Groups | 513.6302 | 0 | 0 | 4956.2957 | 0.10363 | 2 | Industrial_2037_Achievable_GWh_Before Competition Groups_2 | Air Leak Survey and Repair | 10.36% | 0 | 513.6302 | Industrial_2037_Achievable_GWh_Before Competition Groups_Air Leak Survey and Repair
Industrial | Ind ¦ Greenhouse Grow Lights | 2037 | Achievable | GWh | Before Competition Groups | 454.8457 | 0 | 0 | 4956.2957 | 0.091771 | 3 | Industrial_2037_Achievable_GWh_Before Competition Groups_3 | Greenhouse Grow Lights | 9.177% | 0 | 454.8457 | Industrial_2037_Achievable_GWh_Before Competition Groups_Greenhouse Grow Lights
Industrial | Ind ¦ Greenhouse Grow Lights | 2037 | Economic | GWh | Before Competition Groups | 598.968 | 0 | 0 | 6666.1603 | 0.089852 | 3 | Industrial_2037_Economic_GWh_Before Competition Groups_3 | Greenhouse Grow Lights | 8.985% | 0 | 598.968 | Industrial_2037_Economic_GWh_Before Competition Groups_Greenhouse Grow Lights
Industrial | Ind ¦ Air Compressor Optimization | 2037 | Achievable | GWh | Before Competition Groups | 438.0572 | 0 | 0 | 4956.2957 | 0.088384 | 4 | Industrial_2037_Achievable_GWh_Before Competition Groups_4 | Air Compressor Optimization | 8.838% | 0 | 438.0572 | Industrial_2037_Achievable_GWh_Before Competition Groups_Air Compressor Optimization
Industrial | Ind ¦ Air Leak Survey and Repair | 2037 | Economic | GWh | Before Competition Groups | 581.0553 | 0 | 0 | 6666.1603 | 0.087165 | 4 | Industrial_2037_Economic_GWh_Before Competition Groups_4 | Air Leak Survey and Repair | 8.716% | 0 | 581.0553 | Industrial_2037_Economic_GWh_Before Competition Groups_Air Leak Survey and Repair
Industrial | Ind ¦ Pump Equipment Upgrade | 2037 | Achievable | GWh | Before Competition Groups | 426.3216 | 0 | 0 | 4956.2957 | 0.086016 | 5 | Industrial_2037_Achievable_GWh_Before Competition Groups_5 | Pump Equipment Upgrade | 8.602% | 0 | 426.3216 | Industrial_2037_Achievable_GWh_Before Competition Groups_Pump Equipment Upgrade
Industrial | Ind ¦ Pump Equipment Upgrade | 2037 | Economic | GWh | Before Competition Groups | 557.5903 | 0 | 0 | 6666.1603 | 0.083645 | 5 | Industrial_2037_Economic_GWh_Before Competition Groups_5 | Pump Equipment Upgrade | 8.364% | 0 | 557.5903 | Industrial_2037_Economic_GWh_Before Competition Groups_Pump Equipment Upgrade
Industrial | Ind ¦ Greenhouse Grow Lights | 2037 | Technical | GWh | Before Competition Groups | 598.968 | 0 | 0 | 7161.9897 | 0.083632 | 3 | Industrial_2037_Technical_GWh_Before Competition Groups_3 | Greenhouse Grow Lights | 8.363% | 0 | 598.968 | Industrial_2037_Technical_GWh_Before Competition Groups_Greenhouse Grow Lights
Industrial | Ind ¦ Air Compressor Optimization | 2037 | Economic | GWh | Before Competition Groups | 542.9957 | 0 | 0 | 6666.1603 | 0.081456 | 6 | Industrial_2037_Economic_GWh_Before Competition Groups_6 | Air Compressor Optimization | 8.146% | 0 | 542.9957 | Industrial_2037_Economic_GWh_Before Competition Groups_Air Compressor Optimization
Industrial | Ind ¦ HE Lighting | 2037 | Achievable | GWh | Before Competition Groups | 402.6668 | 0 | 0 | 4956.2957 | 0.081243 | 6 | Industrial_2037_Achievable_GWh_Before Competition Groups_6 | HE Lighting | 8.124% | 0 | 402.6668 | Industrial_2037_Achievable_GWh_Before Competition Groups_HE Lighting
Industrial | Ind ¦ Air Leak Survey and Repair | 2037 | Technical | GWh | Before Competition Groups | 581.0553 | 0 | 0 | 7161.9897 | 0.08113 | 4 | Industrial_2037_Technical_GWh_Before Competition Groups_4 | Air Leak Survey and Repair | 8.113% | 0 | 581.0553 | Industrial_2037_Technical_GWh_Before Competition Groups_Air Leak Survey and Repair
Industrial | Ind ¦ Recommissioning | 2037 | Achievable | GWh | Before Competition Groups | 394.6819 | 0 | 0 | 4956.2957 | 0.079632 | 7 | Industrial_2037_Achievable_GWh_Before Competition Groups_7 | Recommissioning | 7.963% | 0 | 394.6819 | Industrial_2037_Achievable_GWh_Before Competition Groups_Recommissioning
Industrial | Ind ¦ SEM | 2037 | Achievable | GWh | Before Competition Groups | 394.6819 | 0 | 0 | 4956.2957 | 0.079632 | 8 | Industrial_2037_Achievable_GWh_Before Competition Groups_8 | SEM | 7.963% | 0 | 394.6819 | Industrial_2037_Achievable_GWh_Before Competition Groups_SEM
Industrial | Ind ¦ Pump Equipment Upgrade | 2037 | Technical | GWh | Before Competition Groups | 557.5903 | 0 | 0 | 7161.9897 | 0.077854 | 5 | Industrial_2037_Technical_GWh_Before Competition Groups_5 | Pump Equipment Upgrade | 7.785% | 0 | 557.5903 | Industrial_2037_Technical_GWh_Before Competition Groups_Pump Equipment Upgrade
Industrial | Ind ¦ Air Compressor Optimization | 2037 | Technical | GWh | Before Competition Groups | 542.9957 | 0 | 0 | 7161.9897 | 0.075816 | 6 | Industrial_2037_Technical_GWh_Before Competition Groups_6 | Air Compressor Optimization | 7.582% | 0 | 542.9957 | Industrial_2037_Technical_GWh_Before Competition Groups_Air Compressor Optimization
Industrial | Ind ¦ Efficient Compressed Air Nozzles | 2037 | Economic | GWh | Before Competition Groups | 469.4305 | 0 | 0 | 6666.1603 | 0.07042 | 7 | Industrial_2037_Economic_GWh_Before Competition Groups_7 | Efficient Compressed Air Nozzles | 7.042% | 0 | 469.4305 | Industrial_2037_Economic_GWh_Before Competition Groups_Efficient Compressed Air Nozzles
Industrial | Ind ¦ Efficient Compressed Air Nozzles | 2037 | Achievable | GWh | Before Competition Groups | 328.9257 | 0 | 0 | 4956.2957 | 0.066365 | 9 | Industrial_2037_Achievable_GWh_Before Competition Groups_9 | Efficient Compressed Air Nozzles | 6.637% | 0 | 328.9257 | Industrial_2037_Achievable_GWh_Before Competition Groups_Efficient Compressed Air Nozzles
Industrial | Ind ¦ Recommissioning | 2037 | Economic | GWh | Before Competition Groups | 438.7943 | 0 | 0 | 6666.1603 | 0.065824 | 8 | Industrial_2037_Economic_GWh_Before Competition Groups_8 | Recommissioning | 6.582% | 0 | 438.7943 | Industrial_2037_Economic_GWh_Before Competition Groups_Recommissioning
Industrial | Ind ¦ SEM | 2037 | Economic | GWh | Before Competition Groups | 438.7943 | 0 | 0 | 6666.1603 | 0.065824 | 9 | Industrial_2037_Economic_GWh_Before Competition Groups_9 | SEM | 6.582% | 0 | 438.7943 | Industrial_2037_Economic_GWh_Before Competition Groups_SEM
Industrial | Ind ¦ Efficient Compressed Air Nozzles | 2037 | Technical | GWh | Before Competition Groups | 469.4305 | 0 | 0 | 7161.9897 | 0.065545 | 7 | Industrial_2037_Technical_GWh_Before Competition Groups_7 | Efficient Compressed Air Nozzles | 6.554% | 0 | 469.4305 | Industrial_2037_Technical_GWh_Before Competition Groups_Efficient Compressed Air Nozzles
Industrial | Ind ¦ Recommissioning | 2037 | Technical | GWh | Before Competition Groups | 438.7943 | 0 | 0 | 7161.9897 | 0.061267 | 8 | Industrial_2037_Technical_GWh_Before Competition Groups_8 | Recommissioning | 6.127% | 0 | 438.7943 | Industrial_2037_Technical_GWh_Before Competition Groups_Recommissioning
Industrial | Ind ¦ SEM | 2037 | Technical | GWh | Before Competition Groups | 438.7943 | 0 | 0 | 7161.9897 | 0.061267 | 9 | Industrial_2037_Technical_GWh_Before Competition Groups_9 | SEM | 6.127% | 0 | 438.7943 | Industrial_2037_Technical_GWh_Before Competition Groups_SEM
Industrial | Ind ¦ High Efficiency HVAC Fans | 2037 | Achievable | GWh | Before Competition Groups | 282.1293 | 0 | 0 | 4956.2957 | 0.056923 | 10 | Industrial_2037_Achievable_GWh_Before Competition Groups_10 | High Efficiency HVAC Fans | 5.692% | 0 | 282.1293 | Industrial_2037_Achievable_GWh_Before Competition Groups_High Efficiency HVAC Fans
Industrial | Ind ¦ High Efficiency HVAC Fans | 2037 | Economic | GWh | Before Competition Groups | 371.4347 | 0 | 0 | 6666.1603 | 0.055719 | 10 | Industrial_2037_Economic_GWh_Before Competition Groups_10 | High Efficiency HVAC Fans | 5.572% | 0 | 371.4347 | Industrial_2037_Economic_GWh_Before Competition Groups_High Efficiency HVAC Fans
Industrial | Ind ¦ High Efficiency HVAC Fans | 2037 | Technical | GWh | Before Competition Groups | 371.4347 | 0 | 0 | 7161.9897 | 0.051862 | 10 | Industrial_2037_Technical_GWh_Before Competition Groups_10 | High Efficiency HVAC Fans | 5.186% | 0 | 371.4347 | Industrial_2037_Technical_GWh_Before Competition Groups_High Efficiency HVAC Fans
Industrial | Ind ¦ Process Optimization (Elec) | 2037 | Economic | GWh | Before Competition Groups | 161.5723 | 0 | 0 | 6666.1603 | 0.024238 | 11 | Industrial_2037_Economic_GWh_Before Competition Groups_11 | Process Optimization (Elec) | 2.424% | 0 | 161.5723 | Industrial_2037_Economic_GWh_Before Competition Groups_Process Optimization (Elec)
Industrial | Ind ¦ Process Optimization (Elec) | 2037 | Technical | GWh | Before Competition Groups | 161.5723 | 0 | 0 | 7161.9897 | 0.02256 | 11 | Industrial_2037_Technical_GWh_Before Competition Groups_11 | Process Optimization (Elec) | 2.256% | 0 | 161.5723 | Industrial_2037_Technical_GWh_Before Competition Groups_Process Optimization (Elec)
Industrial | Ind ¦ Premium Efficient Motors | 2037 | Technical | GWh | Before Competition Groups | 156.8974 | 0 | 0 | 7161.9897 | 0.021907 | 12 | Industrial_2037_Technical_GWh_Before Competition Groups_12 | Premium Efficient Motors | 2.191% | 0 | 156.8974 | Industrial_2037_Technical_GWh_Before Competition Groups_Premium Efficient Motors
Industrial | Ind ¦ Fan System Optimization | 2037 | Achievable | GWh | Before Competition Groups | 61.585 | 0 | 0 | 4956.2957 | 0.012426 | 11 | Industrial_2037_Achievable_GWh_Before Competition Groups_11 | Fan System Optimization | 1.243% | 0 | 61.585 | Industrial_2037_Achievable_GWh_Before Competition Groups_Fan System Optimization
Industrial | Ind ¦ Material Handling Improvements | 2037 | Achievable | GWh | Before Competition Groups | 54.602 | 0 | 0 | 4956.2957 | 0.011017 | 12 | Industrial_2037_Achievable_GWh_Before Competition Groups_12 | Material Handling Improvements | 1.102% | 0 | 54.602 | Industrial_2037_Achievable_GWh_Before Competition Groups_Material Handling Improvements
Industrial | Ind ¦ Fan System Optimization | 2037 | Economic | GWh | Before Competition Groups | 73.2173 | 0 | 0 | 6666.1603 | 0.010983 | 12 | Industrial_2037_Economic_GWh_Before Competition Groups_12 | Fan System Optimization | 1.098% | 0 | 73.2173 | Industrial_2037_Economic_GWh_Before Competition Groups_Fan System Optimization
Industrial | Ind ¦ Pulp and Paper Process Improvements | 2037 | Achievable | GWh | Before Competition Groups | 53.2894 | 0 | 0 | 4956.2957 | 0.010752 | 13 | Industrial_2037_Achievable_GWh_Before Competition Groups_13 | Pulp and Paper Process Improvements | 1.075% | 0 | 53.2894 | Industrial_2037_Achievable_GWh_Before Competition Groups_Pulp and Paper Process Improvements
Industrial | Ind ¦ Efficient Irrigation | 2037 | Economic | GWh | Before Competition Groups | 71.5694 | 0 | 0 | 6666.1603 | 0.010736 | 13 | Industrial_2037_Economic_GWh_Before Competition Groups_13 | Efficient Irrigation | 1.074% | 0 | 71.5694 | Industrial_2037_Economic_GWh_Before Competition Groups_Efficient Irrigation
Industrial | Ind ¦ HE HVAC Controls | 2037 | Technical | GWh | Before Competition Groups | 74.3328 | 0 | 0 | 7161.9897 | 0.010379 | 13 | Industrial_2037_Technical_GWh_Before Competition Groups_13 | HE HVAC Controls | 1.038% | 0 | 74.3328 | Industrial_2037_Technical_GWh_Before Competition Groups_HE HVAC Controls
Industrial | Ind ¦ Material Handling Improvements | 2037 | Economic | GWh | Before Competition Groups | 68.338 | 0 | 0 | 6666.1603 | 0.010251 | 14 | Industrial_2037_Economic_GWh_Before Competition Groups_14 | Material Handling Improvements | 1.025% | 0 | 68.338 | Industrial_2037_Economic_GWh_Before Competition Groups_Material Handling Improvements
Industrial | Ind ¦ Fan System Optimization | 2037 | Technical | GWh | Before Competition Groups | 73.2173 | 0 | 0 | 7161.9897 | 0.010223 | 14 | Industrial_2037_Technical_GWh_Before Competition Groups_14 | Fan System Optimization | 1.022% | 0 | 73.2173 | Industrial_2037_Technical_GWh_Before Competition Groups_Fan System Optimization
Industrial | Ind ¦ Efficient Irrigation | 2037 | Technical | GWh | Before Competition Groups | 71.5694 | 0 | 0 | 7161.9897 | 0.009993 | 15 | Industrial_2037_Technical_GWh_Before Competition Groups_15 | Efficient Irrigation | 0.9993% | 0 | 71.5694 | Industrial_2037_Technical_GWh_Before Competition Groups_Efficient Irrigation
Industrial | Ind ¦ HE HVAC Units | 2037 | Technical | GWh | Before Competition Groups | 71.3453 | 0 | 0 | 7161.9897 | 0.0099617 | 16 | Industrial_2037_Technical_GWh_Before Competition Groups_16 | HE HVAC Units | 0.9962% | 0 | 71.3453 | Industrial_2037_Technical_GWh_Before Competition Groups_HE HVAC Units
Industrial | Ind ¦ Material Handling Improvements | 2037 | Technical | GWh | Before Competition Groups | 68.338 | 0 | 0 | 7161.9897 | 0.0095418 | 17 | Industrial_2037_Technical_GWh_Before Competition Groups_17 | Material Handling Improvements | 0.9542% | 0 | 68.338 | Industrial_2037_Technical_GWh_Before Competition Groups_Material Handling Improvements
Industrial | Ind ¦ Pulp and Paper Process Improvements | 2037 | Economic | GWh | Before Competition Groups | 62.1073 | 0 | 0 | 6666.1603 | 0.0093168 | 15 | Industrial_2037_Economic_GWh_Before Competition Groups_15 | Pulp and Paper Process Improvements | 0.9317% | 0 | 62.1073 | Industrial_2037_Economic_GWh_Before Competition Groups_Pulp and Paper Process Improvements
Industrial | Ind ¦ Pulp and Paper Process Improvements | 2037 | Technical | GWh | Before Competition Groups | 62.1073 | 0 | 0 | 7161.9897 | 0.0086718 | 18 | Industrial_2037_Technical_GWh_Before Competition Groups_18 | Pulp and Paper Process Improvements | 0.8672% | 0 | 62.1073 | Industrial_2037_Technical_GWh_Before Competition Groups_Pulp and Paper Process Improvements
Industrial | Ind ¦ Efficient Irrigation | 2037 | Achievable | GWh | Before Competition Groups | 41.7209 | 0 | 0 | 4956.2957 | 0.0084178 | 14 | Industrial_2037_Achievable_GWh_Before Competition Groups_14 | Efficient Irrigation | 0.8418% | 0 | 41.7209 | Industrial_2037_Achievable_GWh_Before Competition Groups_Efficient Irrigation
Industrial | Ind ¦ Refiner Plate Improvements | 2037 | Economic | GWh | Before Competition Groups | 53.9569 | 0 | 0 | 6666.1603 | 0.0080941 | 16 | Industrial_2037_Economic_GWh_Before Competition Groups_16 | Refiner Plate Improvements | 0.8094% | 0 | 53.9569 | Industrial_2037_Economic_GWh_Before Competition Groups_Refiner Plate Improvements
Industrial | Ind ¦ Refiner Plate Improvements | 2037 | Technical | GWh | Before Competition Groups | 53.9569 | 0 | 0 | 7161.9897 | 0.0075338 | 19 | Industrial_2037_Technical_GWh_Before Competition Groups_19 | Refiner Plate Improvements | 0.7534% | 0 | 53.9569 | Industrial_2037_Technical_GWh_Before Competition Groups_Refiner Plate Improvements
Industrial | Ind ¦ Refiner Plate Improvements | 2037 | Achievable | GWh | Before Competition Groups | 36.7082 | 0 | 0 | 4956.2957 | 0.0074064 | 15 | Industrial_2037_Achievable_GWh_Before Competition Groups_15 | Refiner Plate Improvements | 0.7406% | 0 | 36.7082 | Industrial_2037_Achievable_GWh_Before Competition Groups_Refiner Plate Improvements
Industrial | Ind ¦ Process Optimization (Elec) | 2037 | Achievable | GWh | Before Competition Groups | 36.0702 | 0 | 0 | 4956.2957 | 0.0072777 | 16 | Industrial_2037_Achievable_GWh_Before Competition Groups_16 | Process Optimization (Elec) | 0.7278% | 0 | 36.0702 | Industrial_2037_Achievable_GWh_Before Competition Groups_Process Optimization (Elec)
Industrial | Ind ¦ Process Heat Recovery | 2037 | Achievable | GWh | Before Competition Groups | 28.6472 | 0 | 0 | 4956.2957 | 0.00578 | 17 | Industrial_2037_Achievable_GWh_Before Competition Groups_17 | Process Heat Recovery | 0.578% | 0 | 28.6472 | Industrial_2037_Achievable_GWh_Before Competition Groups_Process Heat Recovery
Industrial | Ind ¦ Cold Storage Retrofit | 2037 | Technical | GWh | Before Competition Groups | 40.2315 | 0 | 0 | 7161.9897 | 0.0056174 | 20 | Industrial_2037_Technical_GWh_Before Competition Groups_20 | Cold Storage Retrofit | 0.5617% | 0 | 40.2315 | Industrial_2037_Technical_GWh_Before Competition Groups_Cold Storage Retrofit
Industrial | Ind ¦ VAV Conversion Project | 2037 | Achievable | GWh | Before Competition Groups | 27.83 | 0 | 0 | 4956.2957 | 0.0056151 | 18 | Industrial_2037_Achievable_GWh_Before Competition Groups_18 | VAV Conversion Project | 0.5615% | 0 | 27.83 | Industrial_2037_Achievable_GWh_Before Competition Groups_VAV Conversion Project
Industrial | Ind ¦ Ventilation Optimization | 2037 | Economic | GWh | Before Competition Groups | 35.2742 | 0 | 0 | 6666.1603 | 0.0052915 | 17 | Industrial_2037_Economic_GWh_Before Competition Groups_17 | Ventilation Optimization | 0.5292% | 0 | 35.2742 | Industrial_2037_Economic_GWh_Before Competition Groups_Ventilation Optimization
Industrial | Ind ¦ Ventilation Optimization | 2037 | Technical | GWh | Before Competition Groups | 35.2742 | 0 | 0 | 7161.9897 | 0.0049252 | 21 | Industrial_2037_Technical_GWh_Before Competition Groups_21 | Ventilation Optimization | 0.4925% | 0 | 35.2742 | Industrial_2037_Technical_GWh_Before Competition Groups_Ventilation Optimization
Industrial | Ind ¦ Process Heat Recovery | 2037 | Economic | GWh | Before Competition Groups | 31.5458 | 0 | 0 | 6666.1603 | 0.0047322 | 18 | Industrial_2037_Economic_GWh_Before Competition Groups_18 | Process Heat Recovery | 0.4732% | 0 | 31.5458 | Industrial_2037_Economic_GWh_Before Competition Groups_Process Heat Recovery
Industrial | Ind ¦ VAV Conversion Project | 2037 | Economic | GWh | Before Competition Groups | 30.0858 | 0 | 0 | 6666.1603 | 0.0045132 | 19 | Industrial_2037_Economic_GWh_Before Competition Groups_19 | VAV Conversion Project | 0.4513% | 0 | 30.0858 | Industrial_2037_Economic_GWh_Before Competition Groups_VAV Conversion Project
Industrial | Ind ¦ Process Heat Recovery | 2037 | Technical | GWh | Before Competition Groups | 31.5458 | 0 | 0 | 7161.9897 | 0.0044046 | 22 | Industrial_2037_Technical_GWh_Before Competition Groups_22 | Process Heat Recovery | 0.4405% | 0 | 31.5458 | Industrial_2037_Technical_GWh_Before Competition Groups_Process Heat Recovery
Industrial | Ind ¦ Improved Controls - Process Cooling | 2037 | Achievable | GWh | Before Competition Groups | 20.9965 | 0 | 0 | 4956.2957 | 0.0042363 | 19 | Industrial_2037_Achievable_GWh_Before Competition Groups_19 | Improved Controls - Process Cooling | 0.4236% | 0 | 20.9965 | Industrial_2037_Achievable_GWh_Before Competition Groups_Improved Controls - Process Cooling
Industrial | Ind ¦ VAV Conversion Project | 2037 | Technical | GWh | Before Competition Groups | 30.0858 | 0 | 0 | 7161.9897 | 0.0042008 | 23 | Industrial_2037_Technical_GWh_Before Competition Groups_23 | VAV Conversion Project | 0.4201% | 0 | 30.0858 | Industrial_2037_Technical_GWh_Before Competition Groups_VAV Conversion Project
Industrial | Ind ¦ HVLS Fans | 2037 | Technical | GWh | Before Competition Groups | 29.9446 | 0 | 0 | 7161.9897 | 0.0041811 | 24 | Industrial_2037_Technical_GWh_Before Competition Groups_24 | HVLS Fans | 0.4181% | 0 | 29.9446 | Industrial_2037_Technical_GWh_Before Competition Groups_HVLS Fans
Industrial | Ind ¦ High Efficiency Battery Charger | 2037 | Achievable | GWh | Before Competition Groups | 18.1077 | 0 | 0 | 4956.2957 | 0.0036535 | 20 | Industrial_2037_Achievable_GWh_Before Competition Groups_20 | High Efficiency Battery Charger | 0.3653% | 0 | 18.1077 | Industrial_2037_Achievable_GWh_Before Competition Groups_High Efficiency Battery Charger
Industrial | Ind ¦ High Efficiency Battery Charger | 2037 | Economic | GWh | Before Competition Groups | 24.2009 | 0 | 0 | 6666.1603 | 0.0036304 | 20 | Industrial_2037_Economic_GWh_Before Competition Groups_20 | High Efficiency Battery Charger | 0.363% | 0 | 24.2009 | Industrial_2037_Economic_GWh_Before Competition Groups_High Efficiency Battery Charger
Industrial | Ind ¦ Improved Controls - Process Cooling | 2037 | Economic | GWh | Before Competition Groups | 23.2717 | 0 | 0 | 6666.1603 | 0.003491 | 21 | Industrial_2037_Economic_GWh_Before Competition Groups_21 | Improved Controls - Process Cooling | 0.3491% | 0 | 23.2717 | Industrial_2037_Economic_GWh_Before Competition Groups_Improved Controls - Process Cooling
Industrial | Ind ¦ Ventilation Optimization | 2037 | Achievable | GWh | Before Competition Groups | 17.171 | 0 | 0 | 4956.2957 | 0.0034645 | 21 | Industrial_2037_Achievable_GWh_Before Competition Groups_21 | Ventilation Optimization | 0.3464% | 0 | 17.171 | Industrial_2037_Achievable_GWh_Before Competition Groups_Ventilation Optimization
Industrial | Ind ¦ Low Energy Livestock Waterers | 2037 | Technical | GWh | Before Competition Groups | 24.7518 | 0 | 0 | 7161.9897 | 0.003456 | 25 | Industrial_2037_Technical_GWh_Before Competition Groups_25 | Low Energy Livestock Waterers | 0.3456% | 0 | 24.7518 | Industrial_2037_Technical_GWh_Before Competition Groups_Low Energy Livestock Waterers
Industrial | Ind ¦ High Efficiency Battery Charger | 2037 | Technical | GWh | Before Competition Groups | 24.2009 | 0 | 0 | 7161.9897 | 0.0033791 | 26 | Industrial_2037_Technical_GWh_Before Competition Groups_26 | High Efficiency Battery Charger | 0.3379% | 0 | 24.2009 | Industrial_2037_Technical_GWh_Before Competition Groups_High Efficiency Battery Charger
Industrial | Ind ¦ Improved Controls - Process Cooling | 2037 | Technical | GWh | Before Competition Groups | 23.2717 | 0 | 0 | 7161.9897 | 0.0032493 | 27 | Industrial_2037_Technical_GWh_Before Competition Groups_27 | Improved Controls - Process Cooling | 0.3249% | 0 | 23.2717 | Industrial_2037_Technical_GWh_Before Competition Groups_Improved Controls - Process Cooling
Industrial | Ind ¦ Synchronous Belts | 2037 | Economic | GWh | Before Competition Groups | 20.7633 | 0 | 0 | 6666.1603 | 0.0031147 | 22 | Industrial_2037_Economic_GWh_Before Competition Groups_22 | Synchronous Belts | 0.3115% | 0 | 20.7633 | Industrial_2037_Economic_GWh_Before Competition Groups_Synchronous Belts
Industrial | Ind ¦ Synchronous Belts | 2037 | Technical | GWh | Before Competition Groups | 20.7633 | 0 | 0 | 7161.9897 | 0.0028991 | 28 | Industrial_2037_Technical_GWh_Before Competition Groups_28 | Synchronous Belts | 0.2899% | 0 | 20.7633 | Industrial_2037_Technical_GWh_Before Competition Groups_Synchronous Belts
Industrial | Ind ¦ Process Improvements | 2037 | Achievable | GWh | Before Competition Groups | 14.2191 | 0 | 0 | 4956.2957 | 0.0028689 | 22 | Industrial_2037_Achievable_GWh_Before Competition Groups_22 | Process Improvements | 0.2869% | 0 | 14.2191 | Industrial_2037_Achievable_GWh_Before Competition Groups_Process Improvements
Industrial | Ind ¦ Dairy Pre-Cooler | 2037 | Economic | GWh | Before Competition Groups | 19.0006 | 0 | 0 | 6666.1603 | 0.0028503 | 23 | Industrial_2037_Economic_GWh_Before Competition Groups_23 | Dairy Pre-Cooler | 0.285% | 0 | 19.0006 | Industrial_2037_Economic_GWh_Before Competition Groups_Dairy Pre-Cooler
Industrial | Ind ¦ Dairy Pre-Cooler | 2037 | Technical | GWh | Before Competition Groups | 19.0006 | 0 | 0 | 7161.9897 | 0.002653 | 29 | Industrial_2037_Technical_GWh_Before Competition Groups_29 | Dairy Pre-Cooler | 0.2653% | 0 | 19.0006 | Industrial_2037_Technical_GWh_Before Competition Groups_Dairy Pre-Cooler
Industrial | Ind ¦ Refrigeration Compressor VFD | 2037 | Achievable | GWh | Before Competition Groups | 12.8475 | 0 | 0 | 4956.2957 | 0.0025922 | 23 | Industrial_2037_Achievable_GWh_Before Competition Groups_23 | Refrigeration Compressor VFD | 0.2592% | 0 | 12.8475 | Industrial_2037_Achievable_GWh_Before Competition Groups_Refrigeration Compressor VFD
Industrial | Ind ¦ Dairy Pre-Cooler | 2037 | Achievable | GWh | Before Competition Groups | 12.431 | 0 | 0 | 4956.2957 | 0.0025081 | 24 | Industrial_2037_Achievable_GWh_Before Competition Groups_24 | Dairy Pre-Cooler | 0.2508% | 0 | 12.431 | Industrial_2037_Achievable_GWh_Before Competition Groups_Dairy Pre-Cooler
Industrial | Ind ¦ Refrigeration Compressor VFD | 2037 | Economic | GWh | Before Competition Groups | 16.4524 | 0 | 0 | 6666.1603 | 0.002468 | 24 | Industrial_2037_Economic_GWh_Before Competition Groups_24 | Refrigeration Compressor VFD | 0.2468% | 0 | 16.4524 | Industrial_2037_Economic_GWh_Before Competition Groups_Refrigeration Compressor VFD
Industrial | Ind ¦ Process Improvements | 2037 | Economic | GWh | Before Competition Groups | 15.4145 | 0 | 0 | 6666.1603 | 0.0023123 | 25 | Industrial_2037_Economic_GWh_Before Competition Groups_25 | Process Improvements | 0.2312% | 0 | 15.4145 | Industrial_2037_Economic_GWh_Before Competition Groups_Process Improvements
Industrial | Ind ¦ Refrigeration Compressor VFD | 2037 | Technical | GWh | Before Competition Groups | 16.4524 | 0 | 0 | 7161.9897 | 0.0022972 | 30 | Industrial_2037_Technical_GWh_Before Competition Groups_30 | Refrigeration Compressor VFD | 0.2297% | 0 | 16.4524 | Industrial_2037_Technical_GWh_Before Competition Groups_Refrigeration Compressor VFD
Industrial | Ind ¦ Process Improvements | 2037 | Technical | GWh | Before Competition Groups | 15.4145 | 0 | 0 | 7161.9897 | 0.0021523 | 31 | Industrial_2037_Technical_GWh_Before Competition Groups_31 | Process Improvements | 0.2152% | 0 | 15.4145 | Industrial_2037_Technical_GWh_Before Competition Groups_Process Improvements
Industrial | Ind ¦ Low Energy Livestock Waterers | 2037 | Economic | GWh | Before Competition Groups | 13.0189 | 0 | 0 | 6666.1603 | 0.001953 | 26 | Industrial_2037_Economic_GWh_Before Competition Groups_26 | Low Energy Livestock Waterers | 0.1953% | 0 | 13.0189 | Industrial_2037_Economic_GWh_Before Competition Groups_Low Energy Livestock Waterers
Industrial | Ind ¦ Low Energy Livestock Waterers | 2037 | Achievable | GWh | Before Competition Groups | 9.5939 | 0 | 0 | 4956.2957 | 0.0019357 | 25 | Industrial_2037_Achievable_GWh_Before Competition Groups_25 | Low Energy Livestock Waterers | 0.1936% | 0 | 9.5939 | Industrial_2037_Achievable_GWh_Before Competition Groups_Low Energy Livestock Waterers
Industrial | Ind ¦ Improved Controls - Process Heating | 2037 | Achievable | GWh | Before Competition Groups | 9.178 | 0 | 0 | 4956.2957 | 0.0018518 | 26 | Industrial_2037_Achievable_GWh_Before Competition Groups_26 | Improved Controls - Process Heating | 0.1852% | 0 | 9.178 | Industrial_2037_Achievable_GWh_Before Competition Groups_Improved Controls - Process Heating
Industrial | Ind ¦ Efficient Transformer | 2037 | Technical | GWh | Before Competition Groups | 12.1004 | 0 | 0 | 7161.9897 | 0.0016895 | 32 | Industrial_2037_Technical_GWh_Before Competition Groups_32 | Efficient Transformer | 0.169% | 0 | 12.1004 | Industrial_2037_Technical_GWh_Before Competition Groups_Efficient Transformer
Industrial | Ind ¦ High Efficiency Welders | 2037 | Technical | GWh | Before Competition Groups | 11.6784 | 0 | 0 | 7161.9897 | 0.0016306 | 33 | Industrial_2037_Technical_GWh_Before Competition Groups_33 | High Efficiency Welders | 0.1631% | 0 | 11.6784 | Industrial_2037_Technical_GWh_Before Competition Groups_High Efficiency Welders
Industrial | Ind ¦ Chiller Optimization | 2037 | Technical | GWh | Before Competition Groups | 11.3652 | 0 | 0 | 7161.9897 | 0.0015869 | 34 | Industrial_2037_Technical_GWh_Before Competition Groups_34 | Chiller Optimization | 0.1587% | 0 | 11.3652 | Industrial_2037_Technical_GWh_Before Competition Groups_Chiller Optimization
Industrial | Ind ¦ Free Cooling | 2037 | Economic | GWh | Before Competition Groups | 10.381 | 0 | 0 | 6666.1603 | 0.0015573 | 27 | Industrial_2037_Economic_GWh_Before Competition Groups_27 | Free Cooling | 0.1557% | 0 | 10.381 | Industrial_2037_Economic_GWh_Before Competition Groups_Free Cooling
Industrial | Ind ¦ Improved Controls - Process Heating | 2037 | Economic | GWh | Before Competition Groups | 10.3197 | 0 | 0 | 6666.1603 | 0.0015481 | 28 | Industrial_2037_Economic_GWh_Before Competition Groups_28 | Improved Controls - Process Heating | 0.1548% | 0 | 10.3197 | Industrial_2037_Economic_GWh_Before Competition Groups_Improved Controls - Process Heating
Industrial | Ind ¦ Free Cooling | 2037 | Technical | GWh | Before Competition Groups | 10.381 | 0 | 0 | 7161.9897 | 0.0014495 | 35 | Industrial_2037_Technical_GWh_Before Competition Groups_35 | Free Cooling | 0.1449% | 0 | 10.381 | Industrial_2037_Technical_GWh_Before Competition Groups_Free Cooling
Industrial | Ind ¦ Improved Controls - Process Heating | 2037 | Technical | GWh | Before Competition Groups | 10.3197 | 0 | 0 | 7161.9897 | 0.0014409 | 36 | Industrial_2037_Technical_GWh_Before Competition Groups_36 | Improved Controls - Process Heating | 0.1441% | 0 | 10.3197 | Industrial_2037_Technical_GWh_Before Competition Groups_Improved Controls - Process Heating
Industrial | Ind ¦ Cooling Tower Optimization | 2037 | Economic | GWh | Before Competition Groups | 8.631 | 0 | 0 | 6666.1603 | 0.0012948 | 29 | Industrial_2037_Economic_GWh_Before Competition Groups_29 | Cooling Tower Optimization | 0.1295% | 0 | 8.631 | Industrial_2037_Economic_GWh_Before Competition Groups_Cooling Tower Optimization
Industrial | Ind ¦ Cooling Tower Optimization | 2037 | Technical | GWh | Before Competition Groups | 8.631 | 0 | 0 | 7161.9897 | 0.0012051 | 37 | Industrial_2037_Technical_GWh_Before Competition Groups_37 | Cooling Tower Optimization | 0.1205% | 0 | 8.631 | Industrial_2037_Technical_GWh_Before Competition Groups_Cooling Tower Optimization
Industrial | Ind ¦ Synchronous Belts | 2037 | Achievable | GWh | Before Competition Groups | 5.9145 | 0 | 0 | 4956.2957 | 0.0011933 | 27 | Industrial_2037_Achievable_GWh_Before Competition Groups_27 | Synchronous Belts | 0.1193% | 0 | 5.9145 | Industrial_2037_Achievable_GWh_Before Competition Groups_Synchronous Belts
Industrial | Ind ¦ Free Cooling | 2037 | Achievable | GWh | Before Competition Groups | 5.6177 | 0 | 0 | 4956.2957 | 0.0011334 | 28 | Industrial_2037_Achievable_GWh_Before Competition Groups_28 | Free Cooling | 0.1133% | 0 | 5.6177 | Industrial_2037_Achievable_GWh_Before Competition Groups_Free Cooling
Industrial | Ind ¦ Engine Block Heater Timer | 2037 | Achievable | GWh | Before Competition Groups | 5.583 | 0 | 0 | 4956.2957 | 0.0011264 | 29 | Industrial_2037_Achievable_GWh_Before Competition Groups_29 | Engine Block Heater Timer | 0.1126% | 0 | 5.583 | Industrial_2037_Achievable_GWh_Before Competition Groups_Engine Block Heater Timer
Industrial | Ind ¦ Engine Block Heater Timer | 2037 | Economic | GWh | Before Competition Groups | 6.0745 | 0 | 0 | 6666.1603 | 0.00091125 | 30 | Industrial_2037_Economic_GWh_Before Competition Groups_30 | Engine Block Heater Timer | 0.09112% | 0 | 6.0745 | Industrial_2037_Economic_GWh_Before Competition Groups_Engine Block Heater Timer
Industrial | Ind ¦ Engine Block Heater Timer | 2037 | Technical | GWh | Before Competition Groups | 6.0745 | 0 | 0 | 7161.9897 | 0.00084816 | 38 | Industrial_2037_Technical_GWh_Before Competition Groups_38 | Engine Block Heater Timer | 0.08482% | 0 | 6.0745 | Industrial_2037_Technical_GWh_Before Competition Groups_Engine Block Heater Timer
Industrial | Ind ¦ Cooling Tower Optimization | 2037 | Achievable | GWh | Before Competition Groups | 3.794 | 0 | 0 | 4956.2957 | 0.00076549 | 30 | Industrial_2037_Achievable_GWh_Before Competition Groups_30 | Cooling Tower Optimization | 0.07655% | 0 | 3.794 | Industrial_2037_Achievable_GWh_Before Competition Groups_Cooling Tower Optimization
Industrial | Ind ¦ Heat Lamps/Heat Pad | 2037 | Technical | GWh | Before Competition Groups | 4.9827 | 0 | 0 | 7161.9897 | 0.00069572 | 39 | Industrial_2037_Technical_GWh_Before Competition Groups_39 | Heat Lamps/Heat Pad | 0.06957% | 0 | 4.9827 | Industrial_2037_Technical_GWh_Before Competition Groups_Heat Lamps/Heat Pad
Industrial | Ind ¦ Efficient Refrigeration Compressor | 2037 | Achievable | GWh | Before Competition Groups | 3.4374 | 0 | 0 | 4956.2957 | 0.00069355 | 31 | Industrial_2037_Achievable_GWh_Before Competition Groups_31 | Efficient Refrigeration Compressor | 0.06935% | 0 | 3.4374 | Industrial_2037_Achievable_GWh_Before Competition Groups_Efficient Refrigeration Compressor
Industrial | Ind ¦ Efficient Refrigeration Compressor | 2037 | Economic | GWh | Before Competition Groups | 3.9132 | 0 | 0 | 6666.1603 | 0.00058703 | 31 | Industrial_2037_Economic_GWh_Before Competition Groups_31 | Efficient Refrigeration Compressor | 0.0587% | 0 | 3.9132 | Industrial_2037_Economic_GWh_Before Competition Groups_Efficient Refrigeration Compressor
Industrial | Ind ¦ Efficient Refrigeration Compressor | 2037 | Technical | GWh | Before Competition Groups | 3.9132 | 0 | 0 | 7161.9897 | 0.00054639 | 40 | Industrial_2037_Technical_GWh_Before Competition Groups_40 | Efficient Refrigeration Compressor | 0.05464% | 0 | 3.9132 | Industrial_2037_Technical_GWh_Before Competition Groups_Efficient Refrigeration Compressor
Industrial | Ind ¦ Air Compressor Heat Recovery | 2037 | Achievable | GWh | Before Competition Groups | 2.4034 | 0 | 0 | 4956.2957 | 0.00048491 | 32 | Industrial_2037_Achievable_GWh_Before Competition Groups_32 | Air Compressor Heat Recovery | 0.04849% | 0 | 2.4034 | Industrial_2037_Achievable_GWh_Before Competition Groups_Air Compressor Heat Recovery
Industrial | Ind ¦ Air Compressor Heat Recovery | 2037 | Economic | GWh | Before Competition Groups | 2.7259 | 0 | 0 | 6666.1603 | 0.00040891 | 32 | Industrial_2037_Economic_GWh_Before Competition Groups_32 | Air Compressor Heat Recovery | 0.04089% | 0 | 2.7259 | Industrial_2037_Economic_GWh_Before Competition Groups_Air Compressor Heat Recovery
Industrial | Ind ¦ Air Compressor Heat Recovery | 2037 | Technical | GWh | Before Competition Groups | 2.7259 | 0 | 0 | 7161.9897 | 0.0003806 | 41 | Industrial_2037_Technical_GWh_Before Competition Groups_41 | Air Compressor Heat Recovery | 0.03806% | 0 | 2.7259 | Industrial_2037_Technical_GWh_Before Competition Groups_Air Compressor Heat Recovery
Industrial | Ind ¦ Creep Heat Controller | 2037 | Technical | GWh | Before Competition Groups | 2.5198 | 0 | 0 | 7161.9897 | 0.00035183 | 42 | Industrial_2037_Technical_GWh_Before Competition Groups_42 | Creep Heat Controller | 0.03518% | 0 | 2.5198 | Industrial_2037_Technical_GWh_Before Competition Groups_Creep Heat Controller
Industrial | Ind ¦ Heat Lamps/Heat Pad | 2037 | Achievable | GWh | Before Competition Groups | 1.7152 | 0 | 0 | 4956.2957 | 0.00034606 | 33 | Industrial_2037_Achievable_GWh_Before Competition Groups_33 | Heat Lamps/Heat Pad | 0.03461% | 0 | 1.7152 | Industrial_2037_Achievable_GWh_Before Competition Groups_Heat Lamps/Heat Pad
Industrial | Ind ¦ Optimize Compressed Air Dryer | 2037 | Economic | GWh | Before Competition Groups | 1.9677 | 0 | 0 | 6666.1603 | 0.00029517 | 33 | Industrial_2037_Economic_GWh_Before Competition Groups_33 | Optimize Compressed Air Dryer | 0.02952% | 0 | 1.9677 | Industrial_2037_Economic_GWh_Before Competition Groups_Optimize Compressed Air Dryer
Industrial | Ind ¦ Optimize Compressed Air Dryer | 2037 | Technical | GWh | Before Competition Groups | 1.9677 | 0 | 0 | 7161.9897 | 0.00027474 | 43 | Industrial_2037_Technical_GWh_Before Competition Groups_43 | Optimize Compressed Air Dryer | 0.02747% | 0 | 1.9677 | Industrial_2037_Technical_GWh_Before Competition Groups_Optimize Compressed Air Dryer
Industrial | Ind ¦ Efficient Transformer | 2037 | Achievable | GWh | Before Competition Groups | 1.3136 | 0 | 0 | 4956.2957 | 0.00026505 | 34 | Industrial_2037_Achievable_GWh_Before Competition Groups_34 | Efficient Transformer | 0.0265% | 0 | 1.3136 | Industrial_2037_Achievable_GWh_Before Competition Groups_Efficient Transformer
Industrial | Ind ¦ Heat Lamps/Heat Pad | 2037 | Economic | GWh | Before Competition Groups | 1.7181 | 0 | 0 | 6666.1603 | 0.00025774 | 34 | Industrial_2037_Economic_GWh_Before Competition Groups_34 | Heat Lamps/Heat Pad | 0.02577% | 0 | 1.7181 | Industrial_2037_Economic_GWh_Before Competition Groups_Heat Lamps/Heat Pad
Industrial | Ind ¦ Dual and Natural Exhaust Ventilation Systems | 2037 | Technical | GWh | Before Competition Groups | 1.5211 | 0 | 0 | 7161.9897 | 0.00021238 | 44 | Industrial_2037_Technical_GWh_Before Competition Groups_44 | Dual and Natural Exhaust Ventilation Systems | 0.02124% | 0 | 1.5211 | Industrial_2037_Technical_GWh_Before Competition Groups_Dual and Natural Exhaust Ventilation Systems
Industrial | Ind ¦ High Efficiency Welders | 2037 | Achievable | GWh | Before Competition Groups | 0.97506 | 0 | 0 | 4956.2957 | 0.00019673 | 35 | Industrial_2037_Achievable_GWh_Before Competition Groups_35 | High Efficiency Welders | 0.01967% | 0 | 0.97506 | Industrial_2037_Achievable_GWh_Before Competition Groups_High Efficiency Welders
Industrial | Ind ¦ Dairy Water Heater | 2037 | Economic | GWh | Before Competition Groups | 0.95785 | 0 | 0 | 6666.1603 | 0.00014369 | 35 | Industrial_2037_Economic_GWh_Before Competition Groups_35 | Dairy Water Heater | 0.01437% | 0 | 0.95785 | Industrial_2037_Economic_GWh_Before Competition Groups_Dairy Water Heater
Industrial | Ind ¦ Efficient Transformer | 2037 | Economic | GWh | Before Competition Groups | 0.94276 | 0 | 0 | 6666.1603 | 0.00014142 | 36 | Industrial_2037_Economic_GWh_Before Competition Groups_36 | Efficient Transformer | 0.01414% | 0 | 0.94276 | Industrial_2037_Economic_GWh_Before Competition Groups_Efficient Transformer
Industrial | Ind ¦ Dairy Water Heater | 2037 | Achievable | GWh | Before Competition Groups | 0.69884 | 0 | 0 | 4956.2957 | 0.000141 | 36 | Industrial_2037_Achievable_GWh_Before Competition Groups_36 | Dairy Water Heater | 0.0141% | 0 | 0.69884 | Industrial_2037_Achievable_GWh_Before Competition Groups_Dairy Water Heater
Industrial | Ind ¦ Dairy Water Heater | 2037 | Technical | GWh | Before Competition Groups | 0.95785 | 0 | 0 | 7161.9897 | 0.00013374 | 45 | Industrial_2037_Technical_GWh_Before Competition Groups_45 | Dairy Water Heater | 0.01337% | 0 | 0.95785 | Industrial_2037_Technical_GWh_Before Competition Groups_Dairy Water Heater
Industrial | Ind ¦ High Efficiency Welders | 2037 | Economic | GWh | Before Competition Groups | 0.64945 | 0 | 0 | 6666.1603 | 9.7426e-05 | 37 | Industrial_2037_Economic_GWh_Before Competition Groups_37 | High Efficiency Welders | 0.009743% | 0 | 0.64945 | Industrial_2037_Economic_GWh_Before Competition Groups_High Efficiency Welders
Industrial | Ind ¦ Optimize Compressed Air Dryer | 2037 | Achievable | GWh | Before Competition Groups | 0.29062 | 0 | 0 | 4956.2957 | 5.8637e-05 | 37 | Industrial_2037_Achievable_GWh_Before Competition Groups_37 | Optimize Compressed Air Dryer | 0.005864% | 0 | 0.29062 | Industrial_2037_Achievable_GWh_Before Competition Groups_Optimize Compressed Air Dryer
Industrial | Ind ¦ Dual and Natural Exhaust Ventilation Systems | 2037 | Achievable | GWh | Before Competition Groups | 0.25856 | 0 | 0 | 4956.2957 | 5.2168e-05 | 38 | Industrial_2037_Achievable_GWh_Before Competition Groups_38 | Dual and Natural Exhaust Ventilation Systems | 0.005217% | 0 | 0.25856 | Industrial_2037_Achievable_GWh_Before Competition Groups_Dual and Natural Exhaust Ventilation Systems
Industrial | Ind ¦ Dual and Natural Exhaust Ventilation Systems | 2037 | Economic | GWh | Before Competition Groups | 0.12805 | 0 | 0 | 6666.1603 | 1.9209e-05 | 38 | Industrial_2037_Economic_GWh_Before Competition Groups_38 | Dual and Natural Exhaust Ventilation Systems | 0.001921% | 0 | 0.12805 | Industrial_2037_Economic_GWh_Before Competition Groups_Dual and Natural Exhaust Ventilation Systems
Industrial | Ind ¦ Creep Heat Controller | 2037 | Achievable | GWh | Before Competition Groups | 0 | 0 | 0 | 4956.2957 | 0 | 39 | Industrial_2037_Achievable_GWh_Before Competition Groups_39 | Creep Heat Controller | 0% | 0 | 0 | Industrial_2037_Achievable_GWh_Before Competition Groups_Creep Heat Controller
Industrial | Ind ¦ Creep Heat Controller | 2037 | Economic | GWh | Before Competition Groups | 0 | 0 | 0 | 6666.1603 | 0 | 39 | Industrial_2037_Economic_GWh_Before Competition Groups_39 | Creep Heat Controller | 0% | 0 | 0 | Industrial_2037_Economic_GWh_Before Competition Groups_Creep Heat Controller
Industrial | Ind ¦ HVLS Fans | 2037 | Achievable | GWh | Before Competition Groups | 0 | 0 | 0 | 4956.2957 | 0 | 40 | Industrial_2037_Achievable_GWh_Before Competition Groups_40 | HVLS Fans | 0% | 0 | 0 | Industrial_2037_Achievable_GWh_Before Competition Groups_HVLS Fans
Industrial | Ind ¦ HVLS Fans | 2037 | Economic | GWh | Before Competition Groups | 0 | 0 | 0 | 6666.1603 | 0 | 40 | Industrial_2037_Economic_GWh_Before Competition Groups_40 | HVLS Fans | 0% | 0 | 0 | Industrial_2037_Economic_GWh_Before Competition Groups_HVLS Fans
Industrial | Ind ¦ Premium Efficient Motors | 2037 | Achievable | GWh | Before Competition Groups | 0 | 0 | 0 | 4956.2957 | 0 | 41 | Industrial_2037_Achievable_GWh_Before Competition Groups_41 | Premium Efficient Motors | 0% | 0 | 0 | Industrial_2037_Achievable_GWh_Before Competition Groups_Premium Efficient Motors
Industrial | Ind ¦ Premium Efficient Motors | 2037 | Economic | GWh | Before Competition Groups | 0 | 0 | 0 | 6666.1603 | 0 | 41 | Industrial_2037_Economic_GWh_Before Competition Groups_41 | Premium Efficient Motors | 0% | 0 | 0 | Industrial_2037_Economic_GWh_Before Competition Groups_Premium Efficient Motors
Industrial | Ind ¦ Pump System Optimization | 2038 | Economic | GWh | Before Competition Groups | 1181.802 | 0 | 0 | 6737.296 | 0.17541 | 1 | Industrial_2038_Economic_GWh_Before Competition Groups_1 | Pump System Optimization | 17.54% | 0 | 1181.802 | Industrial_2038_Economic_GWh_Before Competition Groups_Pump System Optimization
Industrial | Ind ¦ Pump System Optimization | 2038 | Achievable | GWh | Before Competition Groups | 875.6875 | 0 | 0 | 5186.3786 | 0.16884 | 1 | Industrial_2038_Achievable_GWh_Before Competition Groups_1 | Pump System Optimization | 16.88% | 0 | 875.6875 | Industrial_2038_Achievable_GWh_Before Competition Groups_Pump System Optimization
Industrial | Ind ¦ Pump System Optimization | 2038 | Technical | GWh | Before Competition Groups | 1202.6784 | 0 | 0 | 7232.7941 | 0.16628 | 1 | Industrial_2038_Technical_GWh_Before Competition Groups_1 | Pump System Optimization | 16.63% | 0 | 1202.6784 | Industrial_2038_Technical_GWh_Before Competition Groups_Pump System Optimization
Industrial | Ind ¦ HE Lighting | 2038 | Economic | GWh | Before Competition Groups | 746.0562 | 0 | 0 | 6737.296 | 0.11074 | 2 | Industrial_2038_Economic_GWh_Before Competition Groups_2 | HE Lighting | 11.07% | 0 | 746.0562 | Industrial_2038_Economic_GWh_Before Competition Groups_HE Lighting
Industrial | Ind ¦ HE Lighting | 2038 | Technical | GWh | Before Competition Groups | 795.7954 | 0 | 0 | 7232.7941 | 0.11003 | 2 | Industrial_2038_Technical_GWh_Before Competition Groups_2 | HE Lighting | 11% | 0 | 795.7954 | Industrial_2038_Technical_GWh_Before Competition Groups_HE Lighting
Industrial | Ind ¦ Air Leak Survey and Repair | 2038 | Achievable | GWh | Before Competition Groups | 529.0401 | 0 | 0 | 5186.3786 | 0.10201 | 2 | Industrial_2038_Achievable_GWh_Before Competition Groups_2 | Air Leak Survey and Repair | 10.2% | 0 | 529.0401 | Industrial_2038_Achievable_GWh_Before Competition Groups_Air Leak Survey and Repair
Industrial | Ind ¦ Greenhouse Grow Lights | 2038 | Achievable | GWh | Before Competition Groups | 471.4015 | 0 | 0 | 5186.3786 | 0.090892 | 3 | Industrial_2038_Achievable_GWh_Before Competition Groups_3 | Greenhouse Grow Lights | 9.089% | 0 | 471.4015 | Industrial_2038_Achievable_GWh_Before Competition Groups_Greenhouse Grow Lights
Industrial | Ind ¦ Greenhouse Grow Lights | 2038 | Economic | GWh | Before Competition Groups | 604.1778 | 0 | 0 | 6737.296 | 0.089677 | 3 | Industrial_2038_Economic_GWh_Before Competition Groups_3 | Greenhouse Grow Lights | 8.968% | 0 | 604.1778 | Industrial_2038_Economic_GWh_Before Competition Groups_Greenhouse Grow Lights
Industrial | Ind ¦ Air Compressor Optimization | 2038 | Achievable | GWh | Before Competition Groups | 453.8642 | 0 | 0 | 5186.3786 | 0.087511 | 4 | Industrial_2038_Achievable_GWh_Before Competition Groups_4 | Air Compressor Optimization | 8.751% | 0 | 453.8642 | Industrial_2038_Achievable_GWh_Before Competition Groups_Air Compressor Optimization
Industrial | Ind ¦ Pump Equipment Upgrade | 2038 | Achievable | GWh | Before Competition Groups | 447.6674 | 0 | 0 | 5186.3786 | 0.086316 | 5 | Industrial_2038_Achievable_GWh_Before Competition Groups_5 | Pump Equipment Upgrade | 8.632% | 0 | 447.6674 | Industrial_2038_Achievable_GWh_Before Competition Groups_Pump Equipment Upgrade
Industrial | Ind ¦ Air Leak Survey and Repair | 2038 | Economic | GWh | Before Competition Groups | 581.028 | 0 | 0 | 6737.296 | 0.086241 | 4 | Industrial_2038_Economic_GWh_Before Competition Groups_4 | Air Leak Survey and Repair | 8.624% | 0 | 581.028 | Industrial_2038_Economic_GWh_Before Competition Groups_Air Leak Survey and Repair
Industrial | Ind ¦ HE Lighting | 2038 | Achievable | GWh | Before Competition Groups | 443.7006 | 0 | 0 | 5186.3786 | 0.085551 | 6 | Industrial_2038_Achievable_GWh_Before Competition Groups_6 | HE Lighting | 8.555% | 0 | 443.7006 | Industrial_2038_Achievable_GWh_Before Competition Groups_HE Lighting
Industrial | Ind ¦ Pump Equipment Upgrade | 2038 | Economic | GWh | Before Competition Groups | 565.6198 | 0 | 0 | 6737.296 | 0.083954 | 5 | Industrial_2038_Economic_GWh_Before Competition Groups_5 | Pump Equipment Upgrade | 8.395% | 0 | 565.6198 | Industrial_2038_Economic_GWh_Before Competition Groups_Pump Equipment Upgrade
Industrial | Ind ¦ Greenhouse Grow Lights | 2038 | Technical | GWh | Before Competition Groups | 604.1778 | 0 | 0 | 7232.7941 | 0.083533 | 3 | Industrial_2038_Technical_GWh_Before Competition Groups_3 | Greenhouse Grow Lights | 8.353% | 0 | 604.1778 | Industrial_2038_Technical_GWh_Before Competition Groups_Greenhouse Grow Lights
Industrial | Ind ¦ Air Compressor Optimization | 2038 | Economic | GWh | Before Competition Groups | 551.89 | 0 | 0 | 6737.296 | 0.081916 | 6 | Industrial_2038_Economic_GWh_Before Competition Groups_6 | Air Compressor Optimization | 8.192% | 0 | 551.89 | Industrial_2038_Economic_GWh_Before Competition Groups_Air Compressor Optimization
Industrial | Ind ¦ Air Leak Survey and Repair | 2038 | Technical | GWh | Before Competition Groups | 581.028 | 0 | 0 | 7232.7941 | 0.080332 | 4 | Industrial_2038_Technical_GWh_Before Competition Groups_4 | Air Leak Survey and Repair | 8.033% | 0 | 581.028 | Industrial_2038_Technical_GWh_Before Competition Groups_Air Leak Survey and Repair
Industrial | Ind ¦ Recommissioning | 2038 | Achievable | GWh | Before Competition Groups | 406.1429 | 0 | 0 | 5186.3786 | 0.07831 | 7 | Industrial_2038_Achievable_GWh_Before Competition Groups_7 | Recommissioning | 7.831% | 0 | 406.1429 | Industrial_2038_Achievable_GWh_Before Competition Groups_Recommissioning
Industrial | Ind ¦ SEM | 2038 | Achievable | GWh | Before Competition Groups | 406.1429 | 0 | 0 | 5186.3786 | 0.07831 | 8 | Industrial_2038_Achievable_GWh_Before Competition Groups_8 | SEM | 7.831% | 0 | 406.1429 | Industrial_2038_Achievable_GWh_Before Competition Groups_SEM
Industrial | Ind ¦ Pump Equipment Upgrade | 2038 | Technical | GWh | Before Competition Groups | 565.6198 | 0 | 0 | 7232.7941 | 0.078202 | 5 | Industrial_2038_Technical_GWh_Before Competition Groups_5 | Pump Equipment Upgrade | 7.82% | 0 | 565.6198 | Industrial_2038_Technical_GWh_Before Competition Groups_Pump Equipment Upgrade
Industrial | Ind ¦ Air Compressor Optimization | 2038 | Technical | GWh | Before Competition Groups | 551.89 | 0 | 0 | 7232.7941 | 0.076304 | 6 | Industrial_2038_Technical_GWh_Before Competition Groups_6 | Air Compressor Optimization | 7.63% | 0 | 551.89 | Industrial_2038_Technical_GWh_Before Competition Groups_Air Compressor Optimization
Industrial | Ind ¦ Efficient Compressed Air Nozzles | 2038 | Economic | GWh | Before Competition Groups | 476.3842 | 0 | 0 | 6737.296 | 0.070709 | 7 | Industrial_2038_Economic_GWh_Before Competition Groups_7 | Efficient Compressed Air Nozzles | 7.071% | 0 | 476.3842 | Industrial_2038_Economic_GWh_Before Competition Groups_Efficient Compressed Air Nozzles
Industrial | Ind ¦ Efficient Compressed Air Nozzles | 2038 | Achievable | GWh | Before Competition Groups | 346.0976 | 0 | 0 | 5186.3786 | 0.066732 | 9 | Industrial_2038_Achievable_GWh_Before Competition Groups_9 | Efficient Compressed Air Nozzles | 6.673% | 0 | 346.0976 | Industrial_2038_Achievable_GWh_Before Competition Groups_Efficient Compressed Air Nozzles
Industrial | Ind ¦ Efficient Compressed Air Nozzles | 2038 | Technical | GWh | Before Competition Groups | 476.3842 | 0 | 0 | 7232.7941 | 0.065864 | 7 | Industrial_2038_Technical_GWh_Before Competition Groups_7 | Efficient Compressed Air Nozzles | 6.586% | 0 | 476.3842 | Industrial_2038_Technical_GWh_Before Competition Groups_Efficient Compressed Air Nozzles
Industrial | Ind ¦ Recommissioning | 2038 | Economic | GWh | Before Competition Groups | 438.7688 | 0 | 0 | 6737.296 | 0.065125 | 8 | Industrial_2038_Economic_GWh_Before Competition Groups_8 | Recommissioning | 6.513% | 0 | 438.7688 | Industrial_2038_Economic_GWh_Before Competition Groups_Recommissioning
Industrial | Ind ¦ SEM | 2038 | Economic | GWh | Before Competition Groups | 438.7688 | 0 | 0 | 6737.296 | 0.065125 | 9 | Industrial_2038_Economic_GWh_Before Competition Groups_9 | SEM | 6.513% | 0 | 438.7688 | Industrial_2038_Economic_GWh_Before Competition Groups_SEM
Industrial | Ind ¦ Recommissioning | 2038 | Technical | GWh | Before Competition Groups | 438.7688 | 0 | 0 | 7232.7941 | 0.060664 | 8 | Industrial_2038_Technical_GWh_Before Competition Groups_8 | Recommissioning | 6.066% | 0 | 438.7688 | Industrial_2038_Technical_GWh_Before Competition Groups_Recommissioning
Industrial | Ind ¦ SEM | 2038 | Technical | GWh | Before Competition Groups | 438.7688 | 0 | 0 | 7232.7941 | 0.060664 | 9 | Industrial_2038_Technical_GWh_Before Competition Groups_9 | SEM | 6.066% | 0 | 438.7688 | Industrial_2038_Technical_GWh_Before Competition Groups_SEM
Industrial | Ind ¦ High Efficiency HVAC Fans | 2038 | Achievable | GWh | Before Competition Groups | 291.9991 | 0 | 0 | 5186.3786 | 0.056301 | 10 | Industrial_2038_Achievable_GWh_Before Competition Groups_10 | High Efficiency HVAC Fans | 5.63% | 0 | 291.9991 | Industrial_2038_Achievable_GWh_Before Competition Groups_High Efficiency HVAC Fans
Industrial | Ind ¦ High Efficiency HVAC Fans | 2038 | Economic | GWh | Before Competition Groups | 376.0465 | 0 | 0 | 6737.296 | 0.055816 | 10 | Industrial_2038_Economic_GWh_Before Competition Groups_10 | High Efficiency HVAC Fans | 5.582% | 0 | 376.0465 | Industrial_2038_Economic_GWh_Before Competition Groups_High Efficiency HVAC Fans
Industrial | Ind ¦ High Efficiency HVAC Fans | 2038 | Technical | GWh | Before Competition Groups | 376.0465 | 0 | 0 | 7232.7941 | 0.051992 | 10 | Industrial_2038_Technical_GWh_Before Competition Groups_10 | High Efficiency HVAC Fans | 5.199% | 0 | 376.0465 | Industrial_2038_Technical_GWh_Before Competition Groups_High Efficiency HVAC Fans
Industrial | Ind ¦ Process Optimization (Elec) | 2038 | Economic | GWh | Before Competition Groups | 161.5655 | 0 | 0 | 6737.296 | 0.023981 | 11 | Industrial_2038_Economic_GWh_Before Competition Groups_11 | Process Optimization (Elec) | 2.398% | 0 | 161.5655 | Industrial_2038_Economic_GWh_Before Competition Groups_Process Optimization (Elec)
Industrial | Ind ¦ Process Optimization (Elec) | 2038 | Technical | GWh | Before Competition Groups | 161.5655 | 0 | 0 | 7232.7941 | 0.022338 | 11 | Industrial_2038_Technical_GWh_Before Competition Groups_11 | Process Optimization (Elec) | 2.234% | 0 | 161.5655 | Industrial_2038_Technical_GWh_Before Competition Groups_Process Optimization (Elec)
Industrial | Ind ¦ Premium Efficient Motors | 2038 | Technical | GWh | Before Competition Groups | 158.568 | 0 | 0 | 7232.7941 | 0.021923 | 12 | Industrial_2038_Technical_GWh_Before Competition Groups_12 | Premium Efficient Motors | 2.192% | 0 | 158.568 | Industrial_2038_Technical_GWh_Before Competition Groups_Premium Efficient Motors
Industrial | Ind ¦ Fan System Optimization | 2038 | Achievable | GWh | Before Competition Groups | 63.5691 | 0 | 0 | 5186.3786 | 0.012257 | 11 | Industrial_2038_Achievable_GWh_Before Competition Groups_11 | Fan System Optimization | 1.226% | 0 | 63.5691 | Industrial_2038_Achievable_GWh_Before Competition Groups_Fan System Optimization
Industrial | Ind ¦ Fan System Optimization | 2038 | Economic | GWh | Before Competition Groups | 73.9258 | 0 | 0 | 6737.296 | 0.010973 | 12 | Industrial_2038_Economic_GWh_Before Competition Groups_12 | Fan System Optimization | 1.097% | 0 | 73.9258 | Industrial_2038_Economic_GWh_Before Competition Groups_Fan System Optimization
Industrial | Ind ¦ Material Handling Improvements | 2038 | Achievable | GWh | Before Competition Groups | 56.4918 | 0 | 0 | 5186.3786 | 0.010892 | 12 | Industrial_2038_Achievable_GWh_Before Competition Groups_12 | Material Handling Improvements | 1.089% | 0 | 56.4918 | Industrial_2038_Achievable_GWh_Before Competition Groups_Material Handling Improvements
Industrial | Ind ¦ Efficient Irrigation | 2038 | Economic | GWh | Before Competition Groups | 72.221 | 0 | 0 | 6737.296 | 0.01072 | 13 | Industrial_2038_Economic_GWh_Before Competition Groups_13 | Efficient Irrigation | 1.072% | 0 | 72.221 | Industrial_2038_Economic_GWh_Before Competition Groups_Efficient Irrigation
Industrial | Ind ¦ Pulp and Paper Process Improvements | 2038 | Achievable | GWh | Before Competition Groups | 55.1243 | 0 | 0 | 5186.3786 | 0.010629 | 13 | Industrial_2038_Achievable_GWh_Before Competition Groups_13 | Pulp and Paper Process Improvements | 1.063% | 0 | 55.1243 | Industrial_2038_Achievable_GWh_Before Competition Groups_Pulp and Paper Process Improvements
Industrial | Ind ¦ Material Handling Improvements | 2038 | Economic | GWh | Before Competition Groups | 69.3429 | 0 | 0 | 6737.296 | 0.010292 | 14 | Industrial_2038_Economic_GWh_Before Competition Groups_14 | Material Handling Improvements | 1.029% | 0 | 69.3429 | Industrial_2038_Economic_GWh_Before Competition Groups_Material Handling Improvements
Industrial | Ind ¦ HE HVAC Controls | 2038 | Technical | GWh | Before Competition Groups | 74.3294 | 0 | 0 | 7232.7941 | 0.010277 | 13 | Industrial_2038_Technical_GWh_Before Competition Groups_13 | HE HVAC Controls | 1.028% | 0 | 74.3294 | Industrial_2038_Technical_GWh_Before Competition Groups_HE HVAC Controls
Industrial | Ind ¦ Fan System Optimization | 2038 | Technical | GWh | Before Competition Groups | 73.9258 | 0 | 0 | 7232.7941 | 0.010221 | 14 | Industrial_2038_Technical_GWh_Before Competition Groups_14 | Fan System Optimization | 1.022% | 0 | 73.9258 | Industrial_2038_Technical_GWh_Before Competition Groups_Fan System Optimization
Industrial | Ind ¦ Efficient Irrigation | 2038 | Technical | GWh | Before Competition Groups | 72.221 | 0 | 0 | 7232.7941 | 0.0099852 | 15 | Industrial_2038_Technical_GWh_Before Competition Groups_15 | Efficient Irrigation | 0.9985% | 0 | 72.221 | Industrial_2038_Technical_GWh_Before Competition Groups_Efficient Irrigation
Industrial | Ind ¦ HE HVAC Units | 2038 | Technical | GWh | Before Competition Groups | 72.0769 | 0 | 0 | 7232.7941 | 0.0099653 | 16 | Industrial_2038_Technical_GWh_Before Competition Groups_16 | HE HVAC Units | 0.9965% | 0 | 72.0769 | Industrial_2038_Technical_GWh_Before Competition Groups_HE HVAC Units
Industrial | Ind ¦ Material Handling Improvements | 2038 | Technical | GWh | Before Competition Groups | 69.3429 | 0 | 0 | 7232.7941 | 0.0095873 | 17 | Industrial_2038_Technical_GWh_Before Competition Groups_17 | Material Handling Improvements | 0.9587% | 0 | 69.3429 | Industrial_2038_Technical_GWh_Before Competition Groups_Material Handling Improvements
Industrial | Ind ¦ Pulp and Paper Process Improvements | 2038 | Economic | GWh | Before Competition Groups | 62.1073 | 0 | 0 | 6737.296 | 0.0092184 | 15 | Industrial_2038_Economic_GWh_Before Competition Groups_15 | Pulp and Paper Process Improvements | 0.9218% | 0 | 62.1073 | Industrial_2038_Economic_GWh_Before Competition Groups_Pulp and Paper Process Improvements
Industrial | Ind ¦ Efficient Irrigation | 2038 | Achievable | GWh | Before Competition Groups | 44.8518 | 0 | 0 | 5186.3786 | 0.008648 | 14 | Industrial_2038_Achievable_GWh_Before Competition Groups_14 | Efficient Irrigation | 0.8648% | 0 | 44.8518 | Industrial_2038_Achievable_GWh_Before Competition Groups_Efficient Irrigation
Industrial | Ind ¦ Pulp and Paper Process Improvements | 2038 | Technical | GWh | Before Competition Groups | 62.1073 | 0 | 0 | 7232.7941 | 0.0085869 | 18 | Industrial_2038_Technical_GWh_Before Competition Groups_18 | Pulp and Paper Process Improvements | 0.8587% | 0 | 62.1073 | Industrial_2038_Technical_GWh_Before Competition Groups_Pulp and Paper Process Improvements
Industrial | Ind ¦ Refiner Plate Improvements | 2038 | Economic | GWh | Before Competition Groups | 54.9786 | 0 | 0 | 6737.296 | 0.0081603 | 16 | Industrial_2038_Economic_GWh_Before Competition Groups_16 | Refiner Plate Improvements | 0.816% | 0 | 54.9786 | Industrial_2038_Economic_GWh_Before Competition Groups_Refiner Plate Improvements
Industrial | Ind ¦ Process Optimization (Elec) | 2038 | Achievable | GWh | Before Competition Groups | 39.8871 | 0 | 0 | 5186.3786 | 0.0076907 | 15 | Industrial_2038_Achievable_GWh_Before Competition Groups_15 | Process Optimization (Elec) | 0.7691% | 0 | 39.8871 | Industrial_2038_Achievable_GWh_Before Competition Groups_Process Optimization (Elec)
Industrial | Ind ¦ Refiner Plate Improvements | 2038 | Technical | GWh | Before Competition Groups | 54.9786 | 0 | 0 | 7232.7941 | 0.0076013 | 19 | Industrial_2038_Technical_GWh_Before Competition Groups_19 | Refiner Plate Improvements | 0.7601% | 0 | 54.9786 | Industrial_2038_Technical_GWh_Before Competition Groups_Refiner Plate Improvements
Industrial | Ind ¦ Refiner Plate Improvements | 2038 | Achievable | GWh | Before Competition Groups | 38.7628 | 0 | 0 | 5186.3786 | 0.007474 | 16 | Industrial_2038_Achievable_GWh_Before Competition Groups_16 | Refiner Plate Improvements | 0.7474% | 0 | 38.7628 | Industrial_2038_Achievable_GWh_Before Competition Groups_Refiner Plate Improvements
Industrial | Ind ¦ Process Heat Recovery | 2038 | Achievable | GWh | Before Competition Groups | 29.5315 | 0 | 0 | 5186.3786 | 0.0056941 | 17 | Industrial_2038_Achievable_GWh_Before Competition Groups_17 | Process Heat Recovery | 0.5694% | 0 | 29.5315 | Industrial_2038_Achievable_GWh_Before Competition Groups_Process Heat Recovery
Industrial | Ind ¦ Cold Storage Retrofit | 2038 | Technical | GWh | Before Competition Groups | 40.2248 | 0 | 0 | 7232.7941 | 0.0055614 | 20 | Industrial_2038_Technical_GWh_Before Competition Groups_20 | Cold Storage Retrofit | 0.5561% | 0 | 40.2248 | Industrial_2038_Technical_GWh_Before Competition Groups_Cold Storage Retrofit
Industrial | Ind ¦ VAV Conversion Project | 2038 | Achievable | GWh | Before Competition Groups | 28.5912 | 0 | 0 | 5186.3786 | 0.0055128 | 18 | Industrial_2038_Achievable_GWh_Before Competition Groups_18 | VAV Conversion Project | 0.5513% | 0 | 28.5912 | Industrial_2038_Achievable_GWh_Before Competition Groups_VAV Conversion Project
Industrial | Ind ¦ Ventilation Optimization | 2038 | Economic | GWh | Before Competition Groups | 35.9462 | 0 | 0 | 6737.296 | 0.0053354 | 17 | Industrial_2038_Economic_GWh_Before Competition Groups_17 | Ventilation Optimization | 0.5335% | 0 | 35.9462 | Industrial_2038_Economic_GWh_Before Competition Groups_Ventilation Optimization
Industrial | Ind ¦ Ventilation Optimization | 2038 | Technical | GWh | Before Competition Groups | 35.9462 | 0 | 0 | 7232.7941 | 0.0049699 | 21 | Industrial_2038_Technical_GWh_Before Competition Groups_21 | Ventilation Optimization | 0.497% | 0 | 35.9462 | Industrial_2038_Technical_GWh_Before Competition Groups_Ventilation Optimization
Industrial | Ind ¦ Process Heat Recovery | 2038 | Economic | GWh | Before Competition Groups | 31.5455 | 0 | 0 | 6737.296 | 0.0046822 | 18 | Industrial_2038_Economic_GWh_Before Competition Groups_18 | Process Heat Recovery | 0.4682% | 0 | 31.5455 | Industrial_2038_Economic_GWh_Before Competition Groups_Process Heat Recovery
Industrial | Ind ¦ VAV Conversion Project | 2038 | Economic | GWh | Before Competition Groups | 30.0839 | 0 | 0 | 6737.296 | 0.0044653 | 19 | Industrial_2038_Economic_GWh_Before Competition Groups_19 | VAV Conversion Project | 0.4465% | 0 | 30.0839 | Industrial_2038_Economic_GWh_Before Competition Groups_VAV Conversion Project
Industrial | Ind ¦ Process Heat Recovery | 2038 | Technical | GWh | Before Competition Groups | 31.5455 | 0 | 0 | 7232.7941 | 0.0043615 | 22 | Industrial_2038_Technical_GWh_Before Competition Groups_22 | Process Heat Recovery | 0.4361% | 0 | 31.5455 | Industrial_2038_Technical_GWh_Before Competition Groups_Process Heat Recovery
Industrial | Ind ¦ HVLS Fans | 2038 | Technical | GWh | Before Competition Groups | 30.3022 | 0 | 0 | 7232.7941 | 0.0041896 | 23 | Industrial_2038_Technical_GWh_Before Competition Groups_23 | HVLS Fans | 0.419% | 0 | 30.3022 | Industrial_2038_Technical_GWh_Before Competition Groups_HVLS Fans
Industrial | Ind ¦ Improved Controls - Process Cooling | 2038 | Achievable | GWh | Before Competition Groups | 21.6019 | 0 | 0 | 5186.3786 | 0.0041651 | 19 | Industrial_2038_Achievable_GWh_Before Competition Groups_19 | Improved Controls - Process Cooling | 0.4165% | 0 | 21.6019 | Industrial_2038_Achievable_GWh_Before Competition Groups_Improved Controls - Process Cooling
Industrial | Ind ¦ VAV Conversion Project | 2038 | Technical | GWh | Before Competition Groups | 30.0839 | 0 | 0 | 7232.7941 | 0.0041594 | 24 | Industrial_2038_Technical_GWh_Before Competition Groups_24 | VAV Conversion Project | 0.4159% | 0 | 30.0839 | Industrial_2038_Technical_GWh_Before Competition Groups_VAV Conversion Project
Industrial | Ind ¦ Ventilation Optimization | 2038 | Achievable | GWh | Before Competition Groups | 19.2842 | 0 | 0 | 5186.3786 | 0.0037182 | 20 | Industrial_2038_Achievable_GWh_Before Competition Groups_20 | Ventilation Optimization | 0.3718% | 0 | 19.2842 | Industrial_2038_Achievable_GWh_Before Competition Groups_Ventilation Optimization
Industrial | Ind ¦ High Efficiency Battery Charger | 2038 | Economic | GWh | Before Competition Groups | 24.6073 | 0 | 0 | 6737.296 | 0.0036524 | 20 | Industrial_2038_Economic_GWh_Before Competition Groups_20 | High Efficiency Battery Charger | 0.3652% | 0 | 24.6073 | Industrial_2038_Economic_GWh_Before Competition Groups_High Efficiency Battery Charger
Industrial | Ind ¦ High Efficiency Battery Charger | 2038 | Achievable | GWh | Before Competition Groups | 18.8451 | 0 | 0 | 5186.3786 | 0.0036336 | 21 | Industrial_2038_Achievable_GWh_Before Competition Groups_21 | High Efficiency Battery Charger | 0.3634% | 0 | 18.8451 | Industrial_2038_Achievable_GWh_Before Competition Groups_High Efficiency Battery Charger
Industrial | Ind ¦ Improved Controls - Process Cooling | 2038 | Economic | GWh | Before Competition Groups | 23.2697 | 0 | 0 | 6737.296 | 0.0034539 | 21 | Industrial_2038_Economic_GWh_Before Competition Groups_21 | Improved Controls - Process Cooling | 0.3454% | 0 | 23.2697 | Industrial_2038_Economic_GWh_Before Competition Groups_Improved Controls - Process Cooling
Industrial | Ind ¦ Low Energy Livestock Waterers | 2038 | Technical | GWh | Before Competition Groups | 24.9341 | 0 | 0 | 7232.7941 | 0.0034474 | 25 | Industrial_2038_Technical_GWh_Before Competition Groups_25 | Low Energy Livestock Waterers | 0.3447% | 0 | 24.9341 | Industrial_2038_Technical_GWh_Before Competition Groups_Low Energy Livestock Waterers
Industrial | Ind ¦ High Efficiency Battery Charger | 2038 | Technical | GWh | Before Competition Groups | 24.6073 | 0 | 0 | 7232.7941 | 0.0034022 | 26 | Industrial_2038_Technical_GWh_Before Competition Groups_26 | High Efficiency Battery Charger | 0.3402% | 0 | 24.6073 | Industrial_2038_Technical_GWh_Before Competition Groups_High Efficiency Battery Charger
Industrial | Ind ¦ Improved Controls - Process Cooling | 2038 | Technical | GWh | Before Competition Groups | 23.2697 | 0 | 0 | 7232.7941 | 0.0032173 | 27 | Industrial_2038_Technical_GWh_Before Competition Groups_27 | Improved Controls - Process Cooling | 0.3217% | 0 | 23.2697 | Industrial_2038_Technical_GWh_Before Competition Groups_Improved Controls - Process Cooling
Industrial | Ind ¦ Synchronous Belts | 2038 | Economic | GWh | Before Competition Groups | 20.7628 | 0 | 0 | 6737.296 | 0.0030818 | 22 | Industrial_2038_Economic_GWh_Before Competition Groups_22 | Synchronous Belts | 0.3082% | 0 | 20.7628 | Industrial_2038_Economic_GWh_Before Competition Groups_Synchronous Belts
Industrial | Ind ¦ Synchronous Belts | 2038 | Technical | GWh | Before Competition Groups | 20.7628 | 0 | 0 | 7232.7941 | 0.0028707 | 28 | Industrial_2038_Technical_GWh_Before Competition Groups_28 | Synchronous Belts | 0.2871% | 0 | 20.7628 | Industrial_2038_Technical_GWh_Before Competition Groups_Synchronous Belts
Industrial | Ind ¦ Dairy Pre-Cooler | 2038 | Economic | GWh | Before Competition Groups | 19.1437 | 0 | 0 | 6737.296 | 0.0028414 | 23 | Industrial_2038_Economic_GWh_Before Competition Groups_23 | Dairy Pre-Cooler | 0.2841% | 0 | 19.1437 | Industrial_2038_Economic_GWh_Before Competition Groups_Dairy Pre-Cooler
Industrial | Ind ¦ Process Improvements | 2038 | Achievable | GWh | Before Competition Groups | 14.628 | 0 | 0 | 5186.3786 | 0.0028205 | 22 | Industrial_2038_Achievable_GWh_Before Competition Groups_22 | Process Improvements | 0.282% | 0 | 14.628 | Industrial_2038_Achievable_GWh_Before Competition Groups_Process Improvements
Industrial | Ind ¦ Dairy Pre-Cooler | 2038 | Technical | GWh | Before Competition Groups | 19.1437 | 0 | 0 | 7232.7941 | 0.0026468 | 29 | Industrial_2038_Technical_GWh_Before Competition Groups_29 | Dairy Pre-Cooler | 0.2647% | 0 | 19.1437 | Industrial_2038_Technical_GWh_Before Competition Groups_Dairy Pre-Cooler
Industrial | Ind ¦ Refrigeration Compressor VFD | 2038 | Achievable | GWh | Before Competition Groups | 13.4306 | 0 | 0 | 5186.3786 | 0.0025896 | 23 | Industrial_2038_Achievable_GWh_Before Competition Groups_23 | Refrigeration Compressor VFD | 0.259% | 0 | 13.4306 | Industrial_2038_Achievable_GWh_Before Competition Groups_Refrigeration Compressor VFD
Industrial | Ind ¦ Dairy Pre-Cooler | 2038 | Achievable | GWh | Before Competition Groups | 13.249 | 0 | 0 | 5186.3786 | 0.0025546 | 24 | Industrial_2038_Achievable_GWh_Before Competition Groups_24 | Dairy Pre-Cooler | 0.2555% | 0 | 13.249 | Industrial_2038_Achievable_GWh_Before Competition Groups_Dairy Pre-Cooler
Industrial | Ind ¦ Refrigeration Compressor VFD | 2038 | Economic | GWh | Before Competition Groups | 16.6991 | 0 | 0 | 6737.296 | 0.0024786 | 24 | Industrial_2038_Economic_GWh_Before Competition Groups_24 | Refrigeration Compressor VFD | 0.2479% | 0 | 16.6991 | Industrial_2038_Economic_GWh_Before Competition Groups_Refrigeration Compressor VFD
Industrial | Ind ¦ Refrigeration Compressor VFD | 2038 | Technical | GWh | Before Competition Groups | 16.6991 | 0 | 0 | 7232.7941 | 0.0023088 | 30 | Industrial_2038_Technical_GWh_Before Competition Groups_30 | Refrigeration Compressor VFD | 0.2309% | 0 | 16.6991 | Industrial_2038_Technical_GWh_Before Competition Groups_Refrigeration Compressor VFD
Industrial | Ind ¦ Process Improvements | 2038 | Economic | GWh | Before Competition Groups | 15.4141 | 0 | 0 | 6737.296 | 0.0022879 | 25 | Industrial_2038_Economic_GWh_Before Competition Groups_25 | Process Improvements | 0.2288% | 0 | 15.4141 | Industrial_2038_Economic_GWh_Before Competition Groups_Process Improvements
Industrial | Ind ¦ Process Improvements | 2038 | Technical | GWh | Before Competition Groups | 15.4141 | 0 | 0 | 7232.7941 | 0.0021311 | 31 | Industrial_2038_Technical_GWh_Before Competition Groups_31 | Process Improvements | 0.2131% | 0 | 15.4141 | Industrial_2038_Technical_GWh_Before Competition Groups_Process Improvements
Industrial | Ind ¦ Low Energy Livestock Waterers | 2038 | Achievable | GWh | Before Competition Groups | 10.8705 | 0 | 0 | 5186.3786 | 0.002096 | 25 | Industrial_2038_Achievable_GWh_Before Competition Groups_25 | Low Energy Livestock Waterers | 0.2096% | 0 | 10.8705 | Industrial_2038_Achievable_GWh_Before Competition Groups_Low Energy Livestock Waterers
Industrial | Ind ¦ Low Energy Livestock Waterers | 2038 | Economic | GWh | Before Competition Groups | 13.2013 | 0 | 0 | 6737.296 | 0.0019594 | 26 | Industrial_2038_Economic_GWh_Before Competition Groups_26 | Low Energy Livestock Waterers | 0.1959% | 0 | 13.2013 | Industrial_2038_Economic_GWh_Before Competition Groups_Low Energy Livestock Waterers
Industrial | Ind ¦ Improved Controls - Process Heating | 2038 | Achievable | GWh | Before Competition Groups | 9.438 | 0 | 0 | 5186.3786 | 0.0018198 | 26 | Industrial_2038_Achievable_GWh_Before Competition Groups_26 | Improved Controls - Process Heating | 0.182% | 0 | 9.438 | Industrial_2038_Achievable_GWh_Before Competition Groups_Improved Controls - Process Heating
Industrial | Ind ¦ Efficient Transformer | 2038 | Technical | GWh | Before Competition Groups | 12.3036 | 0 | 0 | 7232.7941 | 0.0017011 | 32 | Industrial_2038_Technical_GWh_Before Competition Groups_32 | Efficient Transformer | 0.1701% | 0 | 12.3036 | Industrial_2038_Technical_GWh_Before Competition Groups_Efficient Transformer
Industrial | Ind ¦ High Efficiency Welders | 2038 | Technical | GWh | Before Competition Groups | 11.8603 | 0 | 0 | 7232.7941 | 0.0016398 | 33 | Industrial_2038_Technical_GWh_Before Competition Groups_33 | High Efficiency Welders | 0.164% | 0 | 11.8603 | Industrial_2038_Technical_GWh_Before Competition Groups_High Efficiency Welders
Industrial | Ind ¦ Chiller Optimization | 2038 | Technical | GWh | Before Competition Groups | 11.3649 | 0 | 0 | 7232.7941 | 0.0015713 | 34 | Industrial_2038_Technical_GWh_Before Competition Groups_34 | Chiller Optimization | 0.1571% | 0 | 11.3649 | Industrial_2038_Technical_GWh_Before Competition Groups_Chiller Optimization
Industrial | Ind ¦ Free Cooling | 2038 | Economic | GWh | Before Competition Groups | 10.3781 | 0 | 0 | 6737.296 | 0.0015404 | 27 | Industrial_2038_Economic_GWh_Before Competition Groups_27 | Free Cooling | 0.154% | 0 | 10.3781 | Industrial_2038_Economic_GWh_Before Competition Groups_Free Cooling
Industrial | Ind ¦ Improved Controls - Process Heating | 2038 | Economic | GWh | Before Competition Groups | 10.3194 | 0 | 0 | 6737.296 | 0.0015317 | 28 | Industrial_2038_Economic_GWh_Before Competition Groups_28 | Improved Controls - Process Heating | 0.1532% | 0 | 10.3194 | Industrial_2038_Economic_GWh_Before Competition Groups_Improved Controls - Process Heating
Industrial | Ind ¦ Free Cooling | 2038 | Technical | GWh | Before Competition Groups | 10.3781 | 0 | 0 | 7232.7941 | 0.0014349 | 35 | Industrial_2038_Technical_GWh_Before Competition Groups_35 | Free Cooling | 0.1435% | 0 | 10.3781 | Industrial_2038_Technical_GWh_Before Competition Groups_Free Cooling
Industrial | Ind ¦ Synchronous Belts | 2038 | Achievable | GWh | Before Competition Groups | 7.4102 | 0 | 0 | 5186.3786 | 0.0014288 | 27 | Industrial_2038_Achievable_GWh_Before Competition Groups_27 | Synchronous Belts | 0.1429% | 0 | 7.4102 | Industrial_2038_Achievable_GWh_Before Competition Groups_Synchronous Belts
Industrial | Ind ¦ Improved Controls - Process Heating | 2038 | Technical | GWh | Before Competition Groups | 10.3194 | 0 | 0 | 7232.7941 | 0.0014267 | 36 | Industrial_2038_Technical_GWh_Before Competition Groups_36 | Improved Controls - Process Heating | 0.1427% | 0 | 10.3194 | Industrial_2038_Technical_GWh_Before Competition Groups_Improved Controls - Process Heating
Industrial | Ind ¦ Cooling Tower Optimization | 2038 | Economic | GWh | Before Competition Groups | 8.6309 | 0 | 0 | 6737.296 | 0.0012811 | 29 | Industrial_2038_Economic_GWh_Before Competition Groups_29 | Cooling Tower Optimization | 0.1281% | 0 | 8.6309 | Industrial_2038_Economic_GWh_Before Competition Groups_Cooling Tower Optimization
Industrial | Ind ¦ Free Cooling | 2038 | Achievable | GWh | Before Competition Groups | 6.396 | 0 | 0 | 5186.3786 | 0.0012332 | 28 | Industrial_2038_Achievable_GWh_Before Competition Groups_28 | Free Cooling | 0.1233% | 0 | 6.396 | Industrial_2038_Achievable_GWh_Before Competition Groups_Free Cooling
Industrial | Ind ¦ Cooling Tower Optimization | 2038 | Technical | GWh | Before Competition Groups | 8.6309 | 0 | 0 | 7232.7941 | 0.0011933 | 37 | Industrial_2038_Technical_GWh_Before Competition Groups_37 | Cooling Tower Optimization | 0.1193% | 0 | 8.6309 | Industrial_2038_Technical_GWh_Before Competition Groups_Cooling Tower Optimization
Industrial | Ind ¦ Engine Block Heater Timer | 2038 | Achievable | GWh | Before Competition Groups | 5.747 | 0 | 0 | 5186.3786 | 0.0011081 | 29 | Industrial_2038_Achievable_GWh_Before Competition Groups_29 | Engine Block Heater Timer | 0.1108% | 0 | 5.747 | Industrial_2038_Achievable_GWh_Before Competition Groups_Engine Block Heater Timer
Industrial | Ind ¦ Engine Block Heater Timer | 2038 | Economic | GWh | Before Competition Groups | 6.0743 | 0 | 0 | 6737.296 | 0.0009016 | 30 | Industrial_2038_Economic_GWh_Before Competition Groups_30 | Engine Block Heater Timer | 0.09016% | 0 | 6.0743 | Industrial_2038_Economic_GWh_Before Competition Groups_Engine Block Heater Timer
Industrial | Ind ¦ Cooling Tower Optimization | 2038 | Achievable | GWh | Before Competition Groups | 4.4391 | 0 | 0 | 5186.3786 | 0.00085592 | 30 | Industrial_2038_Achievable_GWh_Before Competition Groups_30 | Cooling Tower Optimization | 0.08559% | 0 | 4.4391 | Industrial_2038_Achievable_GWh_Before Competition Groups_Cooling Tower Optimization
Industrial | Ind ¦ Engine Block Heater Timer | 2038 | Technical | GWh | Before Competition Groups | 6.0743 | 0 | 0 | 7232.7941 | 0.00083983 | 38 | Industrial_2038_Technical_GWh_Before Competition Groups_38 | Engine Block Heater Timer | 0.08398% | 0 | 6.0743 | Industrial_2038_Technical_GWh_Before Competition Groups_Engine Block Heater Timer
Industrial | Ind ¦ Heat Lamps/Heat Pad | 2038 | Technical | GWh | Before Competition Groups | 4.9951 | 0 | 0 | 7232.7941 | 0.00069062 | 39 | Industrial_2038_Technical_GWh_Before Competition Groups_39 | Heat Lamps/Heat Pad | 0.06906% | 0 | 4.9951 | Industrial_2038_Technical_GWh_Before Competition Groups_Heat Lamps/Heat Pad
Industrial | Ind ¦ Efficient Refrigeration Compressor | 2038 | Achievable | GWh | Before Competition Groups | 3.509 | 0 | 0 | 5186.3786 | 0.00067657 | 31 | Industrial_2038_Achievable_GWh_Before Competition Groups_31 | Efficient Refrigeration Compressor | 0.06766% | 0 | 3.509 | Industrial_2038_Achievable_GWh_Before Competition Groups_Efficient Refrigeration Compressor
Industrial | Ind ¦ Efficient Refrigeration Compressor | 2038 | Economic | GWh | Before Competition Groups | 3.948 | 0 | 0 | 6737.296 | 0.00058599 | 31 | Industrial_2038_Economic_GWh_Before Competition Groups_31 | Efficient Refrigeration Compressor | 0.0586% | 0 | 3.948 | Industrial_2038_Economic_GWh_Before Competition Groups_Efficient Refrigeration Compressor
Industrial | Ind ¦ Efficient Refrigeration Compressor | 2038 | Technical | GWh | Before Competition Groups | 3.948 | 0 | 0 | 7232.7941 | 0.00054585 | 40 | Industrial_2038_Technical_GWh_Before Competition Groups_40 | Efficient Refrigeration Compressor | 0.05458% | 0 | 3.948 | Industrial_2038_Technical_GWh_Before Competition Groups_Efficient Refrigeration Compressor
Industrial | Ind ¦ Air Compressor Heat Recovery | 2038 | Achievable | GWh | Before Competition Groups | 2.475 | 0 | 0 | 5186.3786 | 0.00047722 | 32 | Industrial_2038_Achievable_GWh_Before Competition Groups_32 | Air Compressor Heat Recovery | 0.04772% | 0 | 2.475 | Industrial_2038_Achievable_GWh_Before Competition Groups_Air Compressor Heat Recovery
Industrial | Ind ¦ Air Compressor Heat Recovery | 2038 | Economic | GWh | Before Competition Groups | 2.7258 | 0 | 0 | 6737.296 | 0.00040458 | 32 | Industrial_2038_Economic_GWh_Before Competition Groups_32 | Air Compressor Heat Recovery | 0.04046% | 0 | 2.7258 | Industrial_2038_Economic_GWh_Before Competition Groups_Air Compressor Heat Recovery
Industrial | Ind ¦ Heat Lamps/Heat Pad | 2038 | Achievable | GWh | Before Competition Groups | 1.9795 | 0 | 0 | 5186.3786 | 0.00038168 | 33 | Industrial_2038_Achievable_GWh_Before Competition Groups_33 | Heat Lamps/Heat Pad | 0.03817% | 0 | 1.9795 | Industrial_2038_Achievable_GWh_Before Competition Groups_Heat Lamps/Heat Pad
Industrial | Ind ¦ Air Compressor Heat Recovery | 2038 | Technical | GWh | Before Competition Groups | 2.7258 | 0 | 0 | 7232.7941 | 0.00037686 | 41 | Industrial_2038_Technical_GWh_Before Competition Groups_41 | Air Compressor Heat Recovery | 0.03769% | 0 | 2.7258 | Industrial_2038_Technical_GWh_Before Competition Groups_Air Compressor Heat Recovery
Industrial | Ind ¦ Creep Heat Controller | 2038 | Economic | GWh | Before Competition Groups | 2.5191 | 0 | 0 | 6737.296 | 0.0003739 | 33 | Industrial_2038_Economic_GWh_Before Competition Groups_33 | Creep Heat Controller | 0.03739% | 0 | 2.5191 | Industrial_2038_Economic_GWh_Before Competition Groups_Creep Heat Controller
Industrial | Ind ¦ Creep Heat Controller | 2038 | Technical | GWh | Before Competition Groups | 2.5191 | 0 | 0 | 7232.7941 | 0.00034829 | 42 | Industrial_2038_Technical_GWh_Before Competition Groups_42 | Creep Heat Controller | 0.03483% | 0 | 2.5191 | Industrial_2038_Technical_GWh_Before Competition Groups_Creep Heat Controller
Industrial | Ind ¦ Efficient Transformer | 2038 | Achievable | GWh | Before Competition Groups | 1.6137 | 0 | 0 | 5186.3786 | 0.00031114 | 34 | Industrial_2038_Achievable_GWh_Before Competition Groups_34 | Efficient Transformer | 0.03111% | 0 | 1.6137 | Industrial_2038_Achievable_GWh_Before Competition Groups_Efficient Transformer
Industrial | Ind ¦ Optimize Compressed Air Dryer | 2038 | Economic | GWh | Before Competition Groups | 1.9676 | 0 | 0 | 6737.296 | 0.00029205 | 34 | Industrial_2038_Economic_GWh_Before Competition Groups_34 | Optimize Compressed Air Dryer | 0.02921% | 0 | 1.9676 | Industrial_2038_Economic_GWh_Before Competition Groups_Optimize Compressed Air Dryer
Industrial | Ind ¦ Optimize Compressed Air Dryer | 2038 | Technical | GWh | Before Competition Groups | 1.9676 | 0 | 0 | 7232.7941 | 0.00027204 | 43 | Industrial_2038_Technical_GWh_Before Competition Groups_43 | Optimize Compressed Air Dryer | 0.0272% | 0 | 1.9676 | Industrial_2038_Technical_GWh_Before Competition Groups_Optimize Compressed Air Dryer
Industrial | Ind ¦ Heat Lamps/Heat Pad | 2038 | Economic | GWh | Before Competition Groups | 1.7305 | 0 | 0 | 6737.296 | 0.00025685 | 35 | Industrial_2038_Economic_GWh_Before Competition Groups_35 | Heat Lamps/Heat Pad | 0.02568% | 0 | 1.7305 | Industrial_2038_Economic_GWh_Before Competition Groups_Heat Lamps/Heat Pad
Industrial | Ind ¦ High Efficiency Welders | 2038 | Achievable | GWh | Before Competition Groups | 1.2909 | 0 | 0 | 5186.3786 | 0.0002489 | 35 | Industrial_2038_Achievable_GWh_Before Competition Groups_35 | High Efficiency Welders | 0.02489% | 0 | 1.2909 | Industrial_2038_Achievable_GWh_Before Competition Groups_High Efficiency Welders
Industrial | Ind ¦ Dual and Natural Exhaust Ventilation Systems | 2038 | Technical | GWh | Before Competition Groups | 1.5349 | 0 | 0 | 7232.7941 | 0.00021221 | 44 | Industrial_2038_Technical_GWh_Before Competition Groups_44 | Dual and Natural Exhaust Ventilation Systems | 0.02122% | 0 | 1.5349 | Industrial_2038_Technical_GWh_Before Competition Groups_Dual and Natural Exhaust Ventilation Systems
Industrial | Ind ¦ Efficient Transformer | 2038 | Economic | GWh | Before Competition Groups | 1.1462 | 0 | 0 | 6737.296 | 0.00017012 | 36 | Industrial_2038_Economic_GWh_Before Competition Groups_36 | Efficient Transformer | 0.01701% | 0 | 1.1462 | Industrial_2038_Economic_GWh_Before Competition Groups_Efficient Transformer
Industrial | Ind ¦ Dairy Water Heater | 2038 | Economic | GWh | Before Competition Groups | 0.9654 | 0 | 0 | 6737.296 | 0.00014329 | 37 | Industrial_2038_Economic_GWh_Before Competition Groups_37 | Dairy Water Heater | 0.01433% | 0 | 0.9654 | Industrial_2038_Economic_GWh_Before Competition Groups_Dairy Water Heater
Industrial | Ind ¦ Dairy Water Heater | 2038 | Achievable | GWh | Before Competition Groups | 0.73331 | 0 | 0 | 5186.3786 | 0.00014139 | 36 | Industrial_2038_Achievable_GWh_Before Competition Groups_36 | Dairy Water Heater | 0.01414% | 0 | 0.73331 | Industrial_2038_Achievable_GWh_Before Competition Groups_Dairy Water Heater
Industrial | Ind ¦ Dairy Water Heater | 2038 | Technical | GWh | Before Competition Groups | 0.9654 | 0 | 0 | 7232.7941 | 0.00013348 | 45 | Industrial_2038_Technical_GWh_Before Competition Groups_45 | Dairy Water Heater | 0.01335% | 0 | 0.9654 | Industrial_2038_Technical_GWh_Before Competition Groups_Dairy Water Heater
Industrial | Ind ¦ High Efficiency Welders | 2038 | Economic | GWh | Before Competition Groups | 0.83182 | 0 | 0 | 6737.296 | 0.00012346 | 38 | Industrial_2038_Economic_GWh_Before Competition Groups_38 | High Efficiency Welders | 0.01235% | 0 | 0.83182 | Industrial_2038_Economic_GWh_Before Competition Groups_High Efficiency Welders
Industrial | Ind ¦ Dual and Natural Exhaust Ventilation Systems | 2038 | Economic | GWh | Before Competition Groups | 0.70207 | 0 | 0 | 6737.296 | 0.00010421 | 39 | Industrial_2038_Economic_GWh_Before Competition Groups_39 | Dual and Natural Exhaust Ventilation Systems | 0.01042% | 0 | 0.70207 | Industrial_2038_Economic_GWh_Before Competition Groups_Dual and Natural Exhaust Ventilation Systems
Industrial | Ind ¦ Optimize Compressed Air Dryer | 2038 | Achievable | GWh | Before Competition Groups | 0.41225 | 0 | 0 | 5186.3786 | 7.9487e-05 | 37 | Industrial_2038_Achievable_GWh_Before Competition Groups_37 | Optimize Compressed Air Dryer | 0.007949% | 0 | 0.41225 | Industrial_2038_Achievable_GWh_Before Competition Groups_Optimize Compressed Air Dryer
Industrial | Ind ¦ Dual and Natural Exhaust Ventilation Systems | 2038 | Achievable | GWh | Before Competition Groups | 0.33092 | 0 | 0 | 5186.3786 | 6.3806e-05 | 38 | Industrial_2038_Achievable_GWh_Before Competition Groups_38 | Dual and Natural Exhaust Ventilation Systems | 0.006381% | 0 | 0.33092 | Industrial_2038_Achievable_GWh_Before Competition Groups_Dual and Natural Exhaust Ventilation Systems
Industrial | Ind ¦ Creep Heat Controller | 2038 | Achievable | GWh | Before Competition Groups | 0.14111 | 0 | 0 | 5186.3786 | 2.7208e-05 | 39 | Industrial_2038_Achievable_GWh_Before Competition Groups_39 | Creep Heat Controller | 0.002721% | 0 | 0.14111 | Industrial_2038_Achievable_GWh_Before Competition Groups_Creep Heat Controller
Industrial | Ind ¦ HVLS Fans | 2038 | Achievable | GWh | Before Competition Groups | 0 | 0 | 0 | 5186.3786 | 0 | 40 | Industrial_2038_Achievable_GWh_Before Competition Groups_40 | HVLS Fans | 0% | 0 | 0 | Industrial_2038_Achievable_GWh_Before Competition Groups_HVLS Fans
Industrial | Ind ¦ HVLS Fans | 2038 | Economic | GWh | Before Competition Groups | 0 | 0 | 0 | 6737.296 | 0 | 40 | Industrial_2038_Economic_GWh_Before Competition Groups_40 | HVLS Fans | 0% | 0 | 0 | Industrial_2038_Economic_GWh_Before Competition Groups_HVLS Fans
Industrial | Ind ¦ Premium Efficient Motors | 2038 | Achievable | GWh | Before Competition Groups | 0 | 0 | 0 | 5186.3786 | 0 | 41 | Industrial_2038_Achievable_GWh_Before Competition Groups_41 | Premium Efficient Motors | 0% | 0 | 0 | Industrial_2038_Achievable_GWh_Before Competition Groups_Premium Efficient Motors
Industrial | Ind ¦ Premium Efficient Motors | 2038 | Economic | GWh | Before Competition Groups | 0 | 0 | 0 | 6737.296 | 0 | 41 | Industrial_2038_Economic_GWh_Before Competition Groups_41 | Premium Efficient Motors | 0% | 0 | 0 | Industrial_2038_Economic_GWh_Before Competition Groups_Premium Efficient Motors
Industrial | Ind ¦ Pump System Optimization | 2039 | Economic | GWh | Before Competition Groups | 1198.8417 | 0 | 0 | 6802.2883 | 0.17624 | 1 | Industrial_2039_Economic_GWh_Before Competition Groups_1 | Pump System Optimization | 17.62% | 0 | 1198.8417 | Industrial_2039_Economic_GWh_Before Competition Groups_Pump System Optimization
Industrial | Ind ¦ Pump System Optimization | 2039 | Achievable | GWh | Before Competition Groups | 914.0395 | 0 | 0 | 5391.7777 | 0.16952 | 1 | Industrial_2039_Achievable_GWh_Before Competition Groups_1 | Pump System Optimization | 16.95% | 0 | 914.0395 | Industrial_2039_Achievable_GWh_Before Competition Groups_Pump System Optimization
Industrial | Ind ¦ Pump System Optimization | 2039 | Technical | GWh | Before Competition Groups | 1219.7181 | 0 | 0 | 7300.1164 | 0.16708 | 1 | Industrial_2039_Technical_GWh_Before Competition Groups_1 | Pump System Optimization | 16.71% | 0 | 1219.7181 | Industrial_2039_Technical_GWh_Before Competition Groups_Pump System Optimization
Industrial | Ind ¦ HE Lighting | 2039 | Economic | GWh | Before Competition Groups | 757.485 | 0 | 0 | 6802.2883 | 0.11136 | 2 | Industrial_2039_Economic_GWh_Before Competition Groups_2 | HE Lighting | 11.14% | 0 | 757.485 | Industrial_2039_Economic_GWh_Before Competition Groups_HE Lighting
Industrial | Ind ¦ HE Lighting | 2039 | Technical | GWh | Before Competition Groups | 807.2242 | 0 | 0 | 7300.1164 | 0.11058 | 2 | Industrial_2039_Technical_GWh_Before Competition Groups_2 | HE Lighting | 11.06% | 0 | 807.2242 | Industrial_2039_Technical_GWh_Before Competition Groups_HE Lighting
Industrial | Ind ¦ Air Leak Survey and Repair | 2039 | Achievable | GWh | Before Competition Groups | 541.3351 | 0 | 0 | 5391.7777 | 0.1004 | 2 | Industrial_2039_Achievable_GWh_Before Competition Groups_2 | Air Leak Survey and Repair | 10.04% | 0 | 541.3351 | Industrial_2039_Achievable_GWh_Before Competition Groups_Air Leak Survey and Repair
Industrial | Ind ¦ Greenhouse Grow Lights | 2039 | Achievable | GWh | Before Competition Groups | 485.8177 | 0 | 0 | 5391.7777 | 0.090103 | 3 | Industrial_2039_Achievable_GWh_Before Competition Groups_3 | Greenhouse Grow Lights | 9.01% | 0 | 485.8177 | Industrial_2039_Achievable_GWh_Before Competition Groups_Greenhouse Grow Lights
Industrial | Ind ¦ Greenhouse Grow Lights | 2039 | Economic | GWh | Before Competition Groups | 608.9717 | 0 | 0 | 6802.2883 | 0.089525 | 3 | Industrial_2039_Economic_GWh_Before Competition Groups_3 | Greenhouse Grow Lights | 8.952% | 0 | 608.9717 | Industrial_2039_Economic_GWh_Before Competition Groups_Greenhouse Grow Lights
Industrial | Ind ¦ HE Lighting | 2039 | Achievable | GWh | Before Competition Groups | 482.1018 | 0 | 0 | 5391.7777 | 0.089414 | 4 | Industrial_2039_Achievable_GWh_Before Competition Groups_4 | HE Lighting | 8.941% | 0 | 482.1018 | Industrial_2039_Achievable_GWh_Before Competition Groups_HE Lighting
Industrial | Ind ¦ Air Compressor Optimization | 2039 | Achievable | GWh | Before Competition Groups | 467.8807 | 0 | 0 | 5391.7777 | 0.086777 | 5 | Industrial_2039_Achievable_GWh_Before Competition Groups_5 | Air Compressor Optimization | 8.678% | 0 | 467.8807 | Industrial_2039_Achievable_GWh_Before Competition Groups_Air Compressor Optimization
Industrial | Ind ¦ Pump Equipment Upgrade | 2039 | Achievable | GWh | Before Competition Groups | 466.3676 | 0 | 0 | 5391.7777 | 0.086496 | 6 | Industrial_2039_Achievable_GWh_Before Competition Groups_6 | Pump Equipment Upgrade | 8.65% | 0 | 466.3676 | Industrial_2039_Achievable_GWh_Before Competition Groups_Pump Equipment Upgrade
Industrial | Ind ¦ Air Leak Survey and Repair | 2039 | Economic | GWh | Before Competition Groups | 580.9996 | 0 | 0 | 6802.2883 | 0.085412 | 4 | Industrial_2039_Economic_GWh_Before Competition Groups_4 | Air Leak Survey and Repair | 8.541% | 0 | 580.9996 | Industrial_2039_Economic_GWh_Before Competition Groups_Air Leak Survey and Repair
Industrial | Ind ¦ Pump Equipment Upgrade | 2039 | Economic | GWh | Before Competition Groups | 573.0197 | 0 | 0 | 6802.2883 | 0.084239 | 5 | Industrial_2039_Economic_GWh_Before Competition Groups_5 | Pump Equipment Upgrade | 8.424% | 0 | 573.0197 | Industrial_2039_Economic_GWh_Before Competition Groups_Pump Equipment Upgrade
Industrial | Ind ¦ Greenhouse Grow Lights | 2039 | Technical | GWh | Before Competition Groups | 608.9717 | 0 | 0 | 7300.1164 | 0.083419 | 3 | Industrial_2039_Technical_GWh_Before Competition Groups_3 | Greenhouse Grow Lights | 8.342% | 0 | 608.9717 | Industrial_2039_Technical_GWh_Before Competition Groups_Greenhouse Grow Lights
Industrial | Ind ¦ Air Compressor Optimization | 2039 | Economic | GWh | Before Competition Groups | 560.3941 | 0 | 0 | 6802.2883 | 0.082383 | 6 | Industrial_2039_Economic_GWh_Before Competition Groups_6 | Air Compressor Optimization | 8.238% | 0 | 560.3941 | Industrial_2039_Economic_GWh_Before Competition Groups_Air Compressor Optimization
Industrial | Ind ¦ Air Leak Survey and Repair | 2039 | Technical | GWh | Before Competition Groups | 580.9996 | 0 | 0 | 7300.1164 | 0.079588 | 4 | Industrial_2039_Technical_GWh_Before Competition Groups_4 | Air Leak Survey and Repair | 7.959% | 0 | 580.9996 | Industrial_2039_Technical_GWh_Before Competition Groups_Air Leak Survey and Repair
Industrial | Ind ¦ Pump Equipment Upgrade | 2039 | Technical | GWh | Before Competition Groups | 573.0197 | 0 | 0 | 7300.1164 | 0.078495 | 5 | Industrial_2039_Technical_GWh_Before Competition Groups_5 | Pump Equipment Upgrade | 7.849% | 0 | 573.0197 | Industrial_2039_Technical_GWh_Before Competition Groups_Pump Equipment Upgrade
Industrial | Ind ¦ Recommissioning | 2039 | Achievable | GWh | Before Competition Groups | 415.2653 | 0 | 0 | 5391.7777 | 0.077018 | 7 | Industrial_2039_Achievable_GWh_Before Competition Groups_7 | Recommissioning | 7.702% | 0 | 415.2653 | Industrial_2039_Achievable_GWh_Before Competition Groups_Recommissioning
Industrial | Ind ¦ SEM | 2039 | Achievable | GWh | Before Competition Groups | 415.2653 | 0 | 0 | 5391.7777 | 0.077018 | 8 | Industrial_2039_Achievable_GWh_Before Competition Groups_8 | SEM | 7.702% | 0 | 415.2653 | Industrial_2039_Achievable_GWh_Before Competition Groups_SEM
Industrial | Ind ¦ Air Compressor Optimization | 2039 | Technical | GWh | Before Competition Groups | 560.3941 | 0 | 0 | 7300.1164 | 0.076765 | 6 | Industrial_2039_Technical_GWh_Before Competition Groups_6 | Air Compressor Optimization | 7.677% | 0 | 560.3941 | Industrial_2039_Technical_GWh_Before Competition Groups_Air Compressor Optimization
Industrial | Ind ¦ Efficient Compressed Air Nozzles | 2039 | Economic | GWh | Before Competition Groups | 482.7142 | 0 | 0 | 6802.2883 | 0.070964 | 7 | Industrial_2039_Economic_GWh_Before Competition Groups_7 | Efficient Compressed Air Nozzles | 7.096% | 0 | 482.7142 | Industrial_2039_Economic_GWh_Before Competition Groups_Efficient Compressed Air Nozzles
Industrial | Ind ¦ Efficient Compressed Air Nozzles | 2039 | Achievable | GWh | Before Competition Groups | 361.3133 | 0 | 0 | 5391.7777 | 0.067012 | 9 | Industrial_2039_Achievable_GWh_Before Competition Groups_9 | Efficient Compressed Air Nozzles | 6.701% | 0 | 361.3133 | Industrial_2039_Achievable_GWh_Before Competition Groups_Efficient Compressed Air Nozzles
Industrial | Ind ¦ Efficient Compressed Air Nozzles | 2039 | Technical | GWh | Before Competition Groups | 482.7142 | 0 | 0 | 7300.1164 | 0.066124 | 7 | Industrial_2039_Technical_GWh_Before Competition Groups_7 | Efficient Compressed Air Nozzles | 6.612% | 0 | 482.7142 | Industrial_2039_Technical_GWh_Before Competition Groups_Efficient Compressed Air Nozzles
Industrial | Ind ¦ Recommissioning | 2039 | Economic | GWh | Before Competition Groups | 438.7187 | 0 | 0 | 6802.2883 | 0.064496 | 8 | Industrial_2039_Economic_GWh_Before Competition Groups_8 | Recommissioning | 6.45% | 0 | 438.7187 | Industrial_2039_Economic_GWh_Before Competition Groups_Recommissioning
Industrial | Ind ¦ SEM | 2039 | Economic | GWh | Before Competition Groups | 438.7187 | 0 | 0 | 6802.2883 | 0.064496 | 9 | Industrial_2039_Economic_GWh_Before Competition Groups_9 | SEM | 6.45% | 0 | 438.7187 | Industrial_2039_Economic_GWh_Before Competition Groups_SEM
Industrial | Ind ¦ Recommissioning | 2039 | Technical | GWh | Before Competition Groups | 438.7187 | 0 | 0 | 7300.1164 | 0.060097 | 8 | Industrial_2039_Technical_GWh_Before Competition Groups_8 | Recommissioning | 6.01% | 0 | 438.7187 | Industrial_2039_Technical_GWh_Before Competition Groups_Recommissioning
Industrial | Ind ¦ SEM | 2039 | Technical | GWh | Before Competition Groups | 438.7187 | 0 | 0 | 7300.1164 | 0.060097 | 9 | Industrial_2039_Technical_GWh_Before Competition Groups_9 | SEM | 6.01% | 0 | 438.7187 | Industrial_2039_Technical_GWh_Before Competition Groups_SEM
Industrial | Ind ¦ High Efficiency HVAC Fans | 2039 | Economic | GWh | Before Competition Groups | 380.4606 | 0 | 0 | 6802.2883 | 0.055931 | 10 | Industrial_2039_Economic_GWh_Before Competition Groups_10 | High Efficiency HVAC Fans | 5.593% | 0 | 380.4606 | Industrial_2039_Economic_GWh_Before Competition Groups_High Efficiency HVAC Fans
Industrial | Ind ¦ High Efficiency HVAC Fans | 2039 | Achievable | GWh | Before Competition Groups | 300.8015 | 0 | 0 | 5391.7777 | 0.055789 | 10 | Industrial_2039_Achievable_GWh_Before Competition Groups_10 | High Efficiency HVAC Fans | 5.579% | 0 | 300.8015 | Industrial_2039_Achievable_GWh_Before Competition Groups_High Efficiency HVAC Fans
Industrial | Ind ¦ High Efficiency HVAC Fans | 2039 | Technical | GWh | Before Competition Groups | 380.4606 | 0 | 0 | 7300.1164 | 0.052117 | 10 | Industrial_2039_Technical_GWh_Before Competition Groups_10 | High Efficiency HVAC Fans | 5.212% | 0 | 380.4606 | Industrial_2039_Technical_GWh_Before Competition Groups_High Efficiency HVAC Fans
Industrial | Ind ¦ Process Optimization (Elec) | 2039 | Economic | GWh | Before Competition Groups | 161.5493 | 0 | 0 | 6802.2883 | 0.023749 | 11 | Industrial_2039_Economic_GWh_Before Competition Groups_11 | Process Optimization (Elec) | 2.375% | 0 | 161.5493 | Industrial_2039_Economic_GWh_Before Competition Groups_Process Optimization (Elec)
Industrial | Ind ¦ Process Optimization (Elec) | 2039 | Technical | GWh | Before Competition Groups | 161.5493 | 0 | 0 | 7300.1164 | 0.02213 | 11 | Industrial_2039_Technical_GWh_Before Competition Groups_11 | Process Optimization (Elec) | 2.213% | 0 | 161.5493 | Industrial_2039_Technical_GWh_Before Competition Groups_Process Optimization (Elec)
Industrial | Ind ¦ Premium Efficient Motors | 2039 | Technical | GWh | Before Competition Groups | 160.2187 | 0 | 0 | 7300.1164 | 0.021947 | 12 | Industrial_2039_Technical_GWh_Before Competition Groups_12 | Premium Efficient Motors | 2.195% | 0 | 160.2187 | Industrial_2039_Technical_GWh_Before Competition Groups_Premium Efficient Motors
Industrial | Ind ¦ Fan System Optimization | 2039 | Achievable | GWh | Before Competition Groups | 65.251 | 0 | 0 | 5391.7777 | 0.012102 | 11 | Industrial_2039_Achievable_GWh_Before Competition Groups_11 | Fan System Optimization | 1.21% | 0 | 65.251 | Industrial_2039_Achievable_GWh_Before Competition Groups_Fan System Optimization
Industrial | Ind ¦ Fan System Optimization | 2039 | Economic | GWh | Before Competition Groups | 74.59 | 0 | 0 | 6802.2883 | 0.010965 | 12 | Industrial_2039_Economic_GWh_Before Competition Groups_12 | Fan System Optimization | 1.097% | 0 | 74.59 | Industrial_2039_Economic_GWh_Before Competition Groups_Fan System Optimization
Industrial | Ind ¦ Material Handling Improvements | 2039 | Achievable | GWh | Before Competition Groups | 58.1464 | 0 | 0 | 5391.7777 | 0.010784 | 12 | Industrial_2039_Achievable_GWh_Before Competition Groups_12 | Material Handling Improvements | 1.078% | 0 | 58.1464 | Industrial_2039_Achievable_GWh_Before Competition Groups_Material Handling Improvements
Industrial | Ind ¦ Efficient Irrigation | 2039 | Economic | GWh | Before Competition Groups | 72.8221 | 0 | 0 | 6802.2883 | 0.010706 | 13 | Industrial_2039_Economic_GWh_Before Competition Groups_13 | Efficient Irrigation | 1.071% | 0 | 72.8221 | Industrial_2039_Economic_GWh_Before Competition Groups_Efficient Irrigation
Industrial | Ind ¦ Pulp and Paper Process Improvements | 2039 | Achievable | GWh | Before Competition Groups | 56.6179 | 0 | 0 | 5391.7777 | 0.010501 | 13 | Industrial_2039_Achievable_GWh_Before Competition Groups_13 | Pulp and Paper Process Improvements | 1.05% | 0 | 56.6179 | Industrial_2039_Achievable_GWh_Before Competition Groups_Pulp and Paper Process Improvements
Industrial | Ind ¦ Material Handling Improvements | 2039 | Economic | GWh | Before Competition Groups | 70.2829 | 0 | 0 | 6802.2883 | 0.010332 | 14 | Industrial_2039_Economic_GWh_Before Competition Groups_14 | Material Handling Improvements | 1.033% | 0 | 70.2829 | Industrial_2039_Economic_GWh_Before Competition Groups_Material Handling Improvements
Industrial | Ind ¦ Fan System Optimization | 2039 | Technical | GWh | Before Competition Groups | 74.59 | 0 | 0 | 7300.1164 | 0.010218 | 13 | Industrial_2039_Technical_GWh_Before Competition Groups_13 | Fan System Optimization | 1.022% | 0 | 74.59 | Industrial_2039_Technical_GWh_Before Competition Groups_Fan System Optimization
Industrial | Ind ¦ HE HVAC Controls | 2039 | Technical | GWh | Before Competition Groups | 74.3275 | 0 | 0 | 7300.1164 | 0.010182 | 14 | Industrial_2039_Technical_GWh_Before Competition Groups_14 | HE HVAC Controls | 1.018% | 0 | 74.3275 | Industrial_2039_Technical_GWh_Before Competition Groups_HE HVAC Controls
Industrial | Ind ¦ Efficient Irrigation | 2039 | Technical | GWh | Before Competition Groups | 72.8221 | 0 | 0 | 7300.1164 | 0.0099755 | 15 | Industrial_2039_Technical_GWh_Before Competition Groups_15 | Efficient Irrigation | 0.9975% | 0 | 72.8221 | Industrial_2039_Technical_GWh_Before Competition Groups_Efficient Irrigation
Industrial | Ind ¦ HE HVAC Units | 2039 | Technical | GWh | Before Competition Groups | 72.7674 | 0 | 0 | 7300.1164 | 0.009968 | 16 | Industrial_2039_Technical_GWh_Before Competition Groups_16 | HE HVAC Units | 0.9968% | 0 | 72.7674 | Industrial_2039_Technical_GWh_Before Competition Groups_HE HVAC Units
Industrial | Ind ¦ Material Handling Improvements | 2039 | Technical | GWh | Before Competition Groups | 70.2829 | 0 | 0 | 7300.1164 | 0.0096276 | 17 | Industrial_2039_Technical_GWh_Before Competition Groups_17 | Material Handling Improvements | 0.9628% | 0 | 70.2829 | Industrial_2039_Technical_GWh_Before Competition Groups_Material Handling Improvements
Industrial | Ind ¦ Pulp and Paper Process Improvements | 2039 | Economic | GWh | Before Competition Groups | 62.1073 | 0 | 0 | 6802.2883 | 0.0091304 | 15 | Industrial_2039_Economic_GWh_Before Competition Groups_15 | Pulp and Paper Process Improvements | 0.913% | 0 | 62.1073 | Industrial_2039_Economic_GWh_Before Competition Groups_Pulp and Paper Process Improvements
Industrial | Ind ¦ Efficient Irrigation | 2039 | Achievable | GWh | Before Competition Groups | 47.671 | 0 | 0 | 5391.7777 | 0.0088414 | 14 | Industrial_2039_Achievable_GWh_Before Competition Groups_14 | Efficient Irrigation | 0.8841% | 0 | 47.671 | Industrial_2039_Achievable_GWh_Before Competition Groups_Efficient Irrigation
Industrial | Ind ¦ Pulp and Paper Process Improvements | 2039 | Technical | GWh | Before Competition Groups | 62.1073 | 0 | 0 | 7300.1164 | 0.0085077 | 18 | Industrial_2039_Technical_GWh_Before Competition Groups_18 | Pulp and Paper Process Improvements | 0.8508% | 0 | 62.1073 | Industrial_2039_Technical_GWh_Before Competition Groups_Pulp and Paper Process Improvements
Industrial | Ind ¦ Refiner Plate Improvements | 2039 | Economic | GWh | Before Competition Groups | 55.6763 | 0 | 0 | 6802.2883 | 0.0081849 | 16 | Industrial_2039_Economic_GWh_Before Competition Groups_16 | Refiner Plate Improvements | 0.8185% | 0 | 55.6763 | Industrial_2039_Economic_GWh_Before Competition Groups_Refiner Plate Improvements
Industrial | Ind ¦ Process Optimization (Elec) | 2039 | Achievable | GWh | Before Competition Groups | 43.8787 | 0 | 0 | 5391.7777 | 0.0081381 | 15 | Industrial_2039_Achievable_GWh_Before Competition Groups_15 | Process Optimization (Elec) | 0.8138% | 0 | 43.8787 | Industrial_2039_Achievable_GWh_Before Competition Groups_Process Optimization (Elec)
Industrial | Ind ¦ Refiner Plate Improvements | 2039 | Technical | GWh | Before Competition Groups | 55.6763 | 0 | 0 | 7300.1164 | 0.0076268 | 19 | Industrial_2039_Technical_GWh_Before Competition Groups_19 | Refiner Plate Improvements | 0.7627% | 0 | 55.6763 | Industrial_2039_Technical_GWh_Before Competition Groups_Refiner Plate Improvements
Industrial | Ind ¦ Refiner Plate Improvements | 2039 | Achievable | GWh | Before Competition Groups | 40.4158 | 0 | 0 | 5391.7777 | 0.0074958 | 16 | Industrial_2039_Achievable_GWh_Before Competition Groups_16 | Refiner Plate Improvements | 0.7496% | 0 | 40.4158 | Industrial_2039_Achievable_GWh_Before Competition Groups_Refiner Plate Improvements
Industrial | Ind ¦ Process Heat Recovery | 2039 | Achievable | GWh | Before Competition Groups | 30.2442 | 0 | 0 | 5391.7777 | 0.0056093 | 17 | Industrial_2039_Achievable_GWh_Before Competition Groups_17 | Process Heat Recovery | 0.5609% | 0 | 30.2442 | Industrial_2039_Achievable_GWh_Before Competition Groups_Process Heat Recovery
Industrial | Ind ¦ Cold Storage Retrofit | 2039 | Technical | GWh | Before Competition Groups | 40.2191 | 0 | 0 | 7300.1164 | 0.0055094 | 20 | Industrial_2039_Technical_GWh_Before Competition Groups_20 | Cold Storage Retrofit | 0.5509% | 0 | 40.2191 | Industrial_2039_Technical_GWh_Before Competition Groups_Cold Storage Retrofit
Industrial | Ind ¦ VAV Conversion Project | 2039 | Achievable | GWh | Before Competition Groups | 29.1936 | 0 | 0 | 5391.7777 | 0.0054145 | 18 | Industrial_2039_Achievable_GWh_Before Competition Groups_18 | VAV Conversion Project | 0.5414% | 0 | 29.1936 | Industrial_2039_Achievable_GWh_Before Competition Groups_VAV Conversion Project
Industrial | Ind ¦ Ventilation Optimization | 2039 | Economic | GWh | Before Competition Groups | 36.5821 | 0 | 0 | 6802.2883 | 0.0053779 | 17 | Industrial_2039_Economic_GWh_Before Competition Groups_17 | Ventilation Optimization | 0.5378% | 0 | 36.5821 | Industrial_2039_Economic_GWh_Before Competition Groups_Ventilation Optimization
Industrial | Ind ¦ Ventilation Optimization | 2039 | Technical | GWh | Before Competition Groups | 36.5821 | 0 | 0 | 7300.1164 | 0.0050112 | 21 | Industrial_2039_Technical_GWh_Before Competition Groups_21 | Ventilation Optimization | 0.5011% | 0 | 36.5821 | Industrial_2039_Technical_GWh_Before Competition Groups_Ventilation Optimization
Industrial | Ind ¦ Process Heat Recovery | 2039 | Economic | GWh | Before Competition Groups | 31.5393 | 0 | 0 | 6802.2883 | 0.0046366 | 18 | Industrial_2039_Economic_GWh_Before Competition Groups_18 | Process Heat Recovery | 0.4637% | 0 | 31.5393 | Industrial_2039_Economic_GWh_Before Competition Groups_Process Heat Recovery
Industrial | Ind ¦ VAV Conversion Project | 2039 | Economic | GWh | Before Competition Groups | 30.0793 | 0 | 0 | 6802.2883 | 0.0044219 | 19 | Industrial_2039_Economic_GWh_Before Competition Groups_19 | VAV Conversion Project | 0.4422% | 0 | 30.0793 | Industrial_2039_Economic_GWh_Before Competition Groups_VAV Conversion Project
Industrial | Ind ¦ Process Heat Recovery | 2039 | Technical | GWh | Before Competition Groups | 31.5393 | 0 | 0 | 7300.1164 | 0.0043204 | 22 | Industrial_2039_Technical_GWh_Before Competition Groups_22 | Process Heat Recovery | 0.432% | 0 | 31.5393 | Industrial_2039_Technical_GWh_Before Competition Groups_Process Heat Recovery
Industrial | Ind ¦ HVLS Fans | 2039 | Technical | GWh | Before Competition Groups | 30.6214 | 0 | 0 | 7300.1164 | 0.0041946 | 23 | Industrial_2039_Technical_GWh_Before Competition Groups_23 | HVLS Fans | 0.4195% | 0 | 30.6214 | Industrial_2039_Technical_GWh_Before Competition Groups_HVLS Fans
Industrial | Ind ¦ VAV Conversion Project | 2039 | Technical | GWh | Before Competition Groups | 30.0793 | 0 | 0 | 7300.1164 | 0.0041204 | 24 | Industrial_2039_Technical_GWh_Before Competition Groups_24 | VAV Conversion Project | 0.412% | 0 | 30.0793 | Industrial_2039_Technical_GWh_Before Competition Groups_VAV Conversion Project
Industrial | Ind ¦ Improved Controls - Process Cooling | 2039 | Achievable | GWh | Before Competition Groups | 22.0828 | 0 | 0 | 5391.7777 | 0.0040957 | 19 | Industrial_2039_Achievable_GWh_Before Competition Groups_19 | Improved Controls - Process Cooling | 0.4096% | 0 | 22.0828 | Industrial_2039_Achievable_GWh_Before Competition Groups_Improved Controls - Process Cooling
Industrial | Ind ¦ Ventilation Optimization | 2039 | Achievable | GWh | Before Competition Groups | 21.403 | 0 | 0 | 5391.7777 | 0.0039696 | 20 | Industrial_2039_Achievable_GWh_Before Competition Groups_20 | Ventilation Optimization | 0.397% | 0 | 21.403 | Industrial_2039_Achievable_GWh_Before Competition Groups_Ventilation Optimization
Industrial | Ind ¦ High Efficiency Battery Charger | 2039 | Economic | GWh | Before Competition Groups | 25.0165 | 0 | 0 | 6802.2883 | 0.0036777 | 20 | Industrial_2039_Economic_GWh_Before Competition Groups_20 | High Efficiency Battery Charger | 0.3678% | 0 | 25.0165 | Industrial_2039_Economic_GWh_Before Competition Groups_High Efficiency Battery Charger
Industrial | Ind ¦ High Efficiency Battery Charger | 2039 | Achievable | GWh | Before Competition Groups | 19.5187 | 0 | 0 | 5391.7777 | 0.0036201 | 21 | Industrial_2039_Achievable_GWh_Before Competition Groups_21 | High Efficiency Battery Charger | 0.362% | 0 | 19.5187 | Industrial_2039_Achievable_GWh_Before Competition Groups_High Efficiency Battery Charger
Industrial | Ind ¦ Low Energy Livestock Waterers | 2039 | Technical | GWh | Before Competition Groups | 25.0959 | 0 | 0 | 7300.1164 | 0.0034377 | 25 | Industrial_2039_Technical_GWh_Before Competition Groups_25 | Low Energy Livestock Waterers | 0.3438% | 0 | 25.0959 | Industrial_2039_Technical_GWh_Before Competition Groups_Low Energy Livestock Waterers
Industrial | Ind ¦ High Efficiency Battery Charger | 2039 | Technical | GWh | Before Competition Groups | 25.0165 | 0 | 0 | 7300.1164 | 0.0034269 | 26 | Industrial_2039_Technical_GWh_Before Competition Groups_26 | High Efficiency Battery Charger | 0.3427% | 0 | 25.0165 | Industrial_2039_Technical_GWh_Before Competition Groups_High Efficiency Battery Charger
Industrial | Ind ¦ Improved Controls - Process Cooling | 2039 | Economic | GWh | Before Competition Groups | 23.2662 | 0 | 0 | 6802.2883 | 0.0034204 | 21 | Industrial_2039_Economic_GWh_Before Competition Groups_21 | Improved Controls - Process Cooling | 0.342% | 0 | 23.2662 | Industrial_2039_Economic_GWh_Before Competition Groups_Improved Controls - Process Cooling
Industrial | Ind ¦ Improved Controls - Process Cooling | 2039 | Technical | GWh | Before Competition Groups | 23.2662 | 0 | 0 | 7300.1164 | 0.0031871 | 27 | Industrial_2039_Technical_GWh_Before Competition Groups_27 | Improved Controls - Process Cooling | 0.3187% | 0 | 23.2662 | Industrial_2039_Technical_GWh_Before Competition Groups_Improved Controls - Process Cooling
Industrial | Ind ¦ Synchronous Belts | 2039 | Economic | GWh | Before Competition Groups | 20.7627 | 0 | 0 | 6802.2883 | 0.0030523 | 22 | Industrial_2039_Economic_GWh_Before Competition Groups_22 | Synchronous Belts | 0.3052% | 0 | 20.7627 | Industrial_2039_Economic_GWh_Before Competition Groups_Synchronous Belts
Industrial | Ind ¦ Synchronous Belts | 2039 | Technical | GWh | Before Competition Groups | 20.7627 | 0 | 0 | 7300.1164 | 0.0028442 | 28 | Industrial_2039_Technical_GWh_Before Competition Groups_28 | Synchronous Belts | 0.2844% | 0 | 20.7627 | Industrial_2039_Technical_GWh_Before Competition Groups_Synchronous Belts
Industrial | Ind ¦ Dairy Pre-Cooler | 2039 | Economic | GWh | Before Competition Groups | 19.2708 | 0 | 0 | 6802.2883 | 0.002833 | 23 | Industrial_2039_Economic_GWh_Before Competition Groups_23 | Dairy Pre-Cooler | 0.2833% | 0 | 19.2708 | Industrial_2039_Economic_GWh_Before Competition Groups_Dairy Pre-Cooler
Industrial | Ind ¦ Process Improvements | 2039 | Achievable | GWh | Before Competition Groups | 14.9544 | 0 | 0 | 5391.7777 | 0.0027736 | 22 | Industrial_2039_Achievable_GWh_Before Competition Groups_22 | Process Improvements | 0.2774% | 0 | 14.9544 | Industrial_2039_Achievable_GWh_Before Competition Groups_Process Improvements
Industrial | Ind ¦ Dairy Pre-Cooler | 2039 | Technical | GWh | Before Competition Groups | 19.2708 | 0 | 0 | 7300.1164 | 0.0026398 | 29 | Industrial_2039_Technical_GWh_Before Competition Groups_29 | Dairy Pre-Cooler | 0.264% | 0 | 19.2708 | Industrial_2039_Technical_GWh_Before Competition Groups_Dairy Pre-Cooler
Industrial | Ind ¦ Dairy Pre-Cooler | 2039 | Achievable | GWh | Before Competition Groups | 14.0056 | 0 | 0 | 5391.7777 | 0.0025976 | 23 | Industrial_2039_Achievable_GWh_Before Competition Groups_23 | Dairy Pre-Cooler | 0.2598% | 0 | 14.0056 | Industrial_2039_Achievable_GWh_Before Competition Groups_Dairy Pre-Cooler
Industrial | Ind ¦ Refrigeration Compressor VFD | 2039 | Achievable | GWh | Before Competition Groups | 13.9501 | 0 | 0 | 5391.7777 | 0.0025873 | 24 | Industrial_2039_Achievable_GWh_Before Competition Groups_24 | Refrigeration Compressor VFD | 0.2587% | 0 | 13.9501 | Industrial_2039_Achievable_GWh_Before Competition Groups_Refrigeration Compressor VFD
Industrial | Ind ¦ Refrigeration Compressor VFD | 2039 | Economic | GWh | Before Competition Groups | 16.9415 | 0 | 0 | 6802.2883 | 0.0024906 | 24 | Industrial_2039_Economic_GWh_Before Competition Groups_24 | Refrigeration Compressor VFD | 0.2491% | 0 | 16.9415 | Industrial_2039_Economic_GWh_Before Competition Groups_Refrigeration Compressor VFD
Industrial | Ind ¦ Refrigeration Compressor VFD | 2039 | Technical | GWh | Before Competition Groups | 16.9415 | 0 | 0 | 7300.1164 | 0.0023207 | 30 | Industrial_2039_Technical_GWh_Before Competition Groups_30 | Refrigeration Compressor VFD | 0.2321% | 0 | 16.9415 | Industrial_2039_Technical_GWh_Before Competition Groups_Refrigeration Compressor VFD
Industrial | Ind ¦ Process Improvements | 2039 | Economic | GWh | Before Competition Groups | 15.4107 | 0 | 0 | 6802.2883 | 0.0022655 | 25 | Industrial_2039_Economic_GWh_Before Competition Groups_25 | Process Improvements | 0.2266% | 0 | 15.4107 | Industrial_2039_Economic_GWh_Before Competition Groups_Process Improvements
Industrial | Ind ¦ Low Energy Livestock Waterers | 2039 | Achievable | GWh | Before Competition Groups | 12.1285 | 0 | 0 | 5391.7777 | 0.0022494 | 25 | Industrial_2039_Achievable_GWh_Before Competition Groups_25 | Low Energy Livestock Waterers | 0.2249% | 0 | 12.1285 | Industrial_2039_Achievable_GWh_Before Competition Groups_Low Energy Livestock Waterers
Industrial | Ind ¦ Process Improvements | 2039 | Technical | GWh | Before Competition Groups | 15.4107 | 0 | 0 | 7300.1164 | 0.002111 | 31 | Industrial_2039_Technical_GWh_Before Competition Groups_31 | Process Improvements | 0.2111% | 0 | 15.4107 | Industrial_2039_Technical_GWh_Before Competition Groups_Process Improvements
Industrial | Ind ¦ Low Energy Livestock Waterers | 2039 | Economic | GWh | Before Competition Groups | 13.3631 | 0 | 0 | 6802.2883 | 0.0019645 | 26 | Industrial_2039_Economic_GWh_Before Competition Groups_26 | Low Energy Livestock Waterers | 0.1964% | 0 | 13.3631 | Industrial_2039_Economic_GWh_Before Competition Groups_Low Energy Livestock Waterers
Industrial | Ind ¦ Improved Controls - Process Heating | 2039 | Achievable | GWh | Before Competition Groups | 9.6438 | 0 | 0 | 5391.7777 | 0.0017886 | 26 | Industrial_2039_Achievable_GWh_Before Competition Groups_26 | Improved Controls - Process Heating | 0.1789% | 0 | 9.6438 | Industrial_2039_Achievable_GWh_Before Competition Groups_Improved Controls - Process Heating
Industrial | Ind ¦ Efficient Transformer | 2039 | Technical | GWh | Before Competition Groups | 12.5082 | 0 | 0 | 7300.1164 | 0.0017134 | 32 | Industrial_2039_Technical_GWh_Before Competition Groups_32 | Efficient Transformer | 0.1713% | 0 | 12.5082 | Industrial_2039_Technical_GWh_Before Competition Groups_Efficient Transformer
Industrial | Ind ¦ Synchronous Belts | 2039 | Achievable | GWh | Before Competition Groups | 8.9414 | 0 | 0 | 5391.7777 | 0.0016583 | 27 | Industrial_2039_Achievable_GWh_Before Competition Groups_27 | Synchronous Belts | 0.1658% | 0 | 8.9414 | Industrial_2039_Achievable_GWh_Before Competition Groups_Synchronous Belts
Industrial | Ind ¦ High Efficiency Welders | 2039 | Technical | GWh | Before Competition Groups | 12.042 | 0 | 0 | 7300.1164 | 0.0016496 | 33 | Industrial_2039_Technical_GWh_Before Competition Groups_33 | High Efficiency Welders | 0.165% | 0 | 12.042 | Industrial_2039_Technical_GWh_Before Competition Groups_High Efficiency Welders
Industrial | Ind ¦ Chiller Optimization | 2039 | Technical | GWh | Before Competition Groups | 11.3647 | 0 | 0 | 7300.1164 | 0.0015568 | 34 | Industrial_2039_Technical_GWh_Before Competition Groups_34 | Chiller Optimization | 0.1557% | 0 | 11.3647 | Industrial_2039_Technical_GWh_Before Competition Groups_Chiller Optimization
Industrial | Ind ¦ Free Cooling | 2039 | Economic | GWh | Before Competition Groups | 10.3756 | 0 | 0 | 6802.2883 | 0.0015253 | 27 | Industrial_2039_Economic_GWh_Before Competition Groups_27 | Free Cooling | 0.1525% | 0 | 10.3756 | Industrial_2039_Economic_GWh_Before Competition Groups_Free Cooling
Industrial | Ind ¦ Improved Controls - Process Heating | 2039 | Economic | GWh | Before Competition Groups | 10.3192 | 0 | 0 | 6802.2883 | 0.001517 | 28 | Industrial_2039_Economic_GWh_Before Competition Groups_28 | Improved Controls - Process Heating | 0.1517% | 0 | 10.3192 | Industrial_2039_Economic_GWh_Before Competition Groups_Improved Controls - Process Heating
Industrial | Ind ¦ Free Cooling | 2039 | Technical | GWh | Before Competition Groups | 10.3756 | 0 | 0 | 7300.1164 | 0.0014213 | 35 | Industrial_2039_Technical_GWh_Before Competition Groups_35 | Free Cooling | 0.1421% | 0 | 10.3756 | Industrial_2039_Technical_GWh_Before Competition Groups_Free Cooling
Industrial | Ind ¦ Improved Controls - Process Heating | 2039 | Technical | GWh | Before Competition Groups | 10.3192 | 0 | 0 | 7300.1164 | 0.0014136 | 36 | Industrial_2039_Technical_GWh_Before Competition Groups_36 | Improved Controls - Process Heating | 0.1414% | 0 | 10.3192 | Industrial_2039_Technical_GWh_Before Competition Groups_Improved Controls - Process Heating
Industrial | Ind ¦ Free Cooling | 2039 | Achievable | GWh | Before Competition Groups | 7.1126 | 0 | 0 | 5391.7777 | 0.0013192 | 28 | Industrial_2039_Achievable_GWh_Before Competition Groups_28 | Free Cooling | 0.1319% | 0 | 7.1126 | Industrial_2039_Achievable_GWh_Before Competition Groups_Free Cooling
Industrial | Ind ¦ Cooling Tower Optimization | 2039 | Economic | GWh | Before Competition Groups | 8.6309 | 0 | 0 | 6802.2883 | 0.0012688 | 29 | Industrial_2039_Economic_GWh_Before Competition Groups_29 | Cooling Tower Optimization | 0.1269% | 0 | 8.6309 | Industrial_2039_Economic_GWh_Before Competition Groups_Cooling Tower Optimization
Industrial | Ind ¦ Cooling Tower Optimization | 2039 | Technical | GWh | Before Competition Groups | 8.6309 | 0 | 0 | 7300.1164 | 0.0011823 | 37 | Industrial_2039_Technical_GWh_Before Competition Groups_37 | Cooling Tower Optimization | 0.1182% | 0 | 8.6309 | Industrial_2039_Technical_GWh_Before Competition Groups_Cooling Tower Optimization
Industrial | Ind ¦ Engine Block Heater Timer | 2039 | Achievable | GWh | Before Competition Groups | 5.8783 | 0 | 0 | 5391.7777 | 0.0010902 | 29 | Industrial_2039_Achievable_GWh_Before Competition Groups_29 | Engine Block Heater Timer | 0.109% | 0 | 5.8783 | Industrial_2039_Achievable_GWh_Before Competition Groups_Engine Block Heater Timer
Industrial | Ind ¦ Cooling Tower Optimization | 2039 | Achievable | GWh | Before Competition Groups | 5.059 | 0 | 0 | 5391.7777 | 0.00093828 | 30 | Industrial_2039_Achievable_GWh_Before Competition Groups_30 | Cooling Tower Optimization | 0.09383% | 0 | 5.059 | Industrial_2039_Achievable_GWh_Before Competition Groups_Cooling Tower Optimization
Industrial | Ind ¦ Engine Block Heater Timer | 2039 | Economic | GWh | Before Competition Groups | 6.073 | 0 | 0 | 6802.2883 | 0.00089278 | 30 | Industrial_2039_Economic_GWh_Before Competition Groups_30 | Engine Block Heater Timer | 0.08928% | 0 | 6.073 | Industrial_2039_Economic_GWh_Before Competition Groups_Engine Block Heater Timer
Industrial | Ind ¦ Engine Block Heater Timer | 2039 | Technical | GWh | Before Competition Groups | 6.073 | 0 | 0 | 7300.1164 | 0.0008319 | 38 | Industrial_2039_Technical_GWh_Before Competition Groups_38 | Engine Block Heater Timer | 0.08319% | 0 | 6.073 | Industrial_2039_Technical_GWh_Before Competition Groups_Engine Block Heater Timer
Industrial | Ind ¦ Heat Lamps/Heat Pad | 2039 | Technical | GWh | Before Competition Groups | 5.0046 | 0 | 0 | 7300.1164 | 0.00068555 | 39 | Industrial_2039_Technical_GWh_Before Competition Groups_39 | Heat Lamps/Heat Pad | 0.06855% | 0 | 5.0046 | Industrial_2039_Technical_GWh_Before Competition Groups_Heat Lamps/Heat Pad
Industrial | Ind ¦ Efficient Refrigeration Compressor | 2039 | Achievable | GWh | Before Competition Groups | 3.5703 | 0 | 0 | 5391.7777 | 0.00066218 | 31 | Industrial_2039_Achievable_GWh_Before Competition Groups_31 | Efficient Refrigeration Compressor | 0.06622% | 0 | 3.5703 | Industrial_2039_Achievable_GWh_Before Competition Groups_Efficient Refrigeration Compressor
Industrial | Ind ¦ Efficient Refrigeration Compressor | 2039 | Economic | GWh | Before Competition Groups | 3.98 | 0 | 0 | 6802.2883 | 0.0005851 | 31 | Industrial_2039_Economic_GWh_Before Competition Groups_31 | Efficient Refrigeration Compressor | 0.05851% | 0 | 3.98 | Industrial_2039_Economic_GWh_Before Competition Groups_Efficient Refrigeration Compressor
Industrial | Ind ¦ Efficient Refrigeration Compressor | 2039 | Technical | GWh | Before Competition Groups | 3.98 | 0 | 0 | 7300.1164 | 0.0005452 | 40 | Industrial_2039_Technical_GWh_Before Competition Groups_40 | Efficient Refrigeration Compressor | 0.05452% | 0 | 3.98 | Industrial_2039_Technical_GWh_Before Competition Groups_Efficient Refrigeration Compressor
Industrial | Ind ¦ Air Compressor Heat Recovery | 2039 | Achievable | GWh | Before Competition Groups | 2.5321 | 0 | 0 | 5391.7777 | 0.00046962 | 32 | Industrial_2039_Achievable_GWh_Before Competition Groups_32 | Air Compressor Heat Recovery | 0.04696% | 0 | 2.5321 | Industrial_2039_Achievable_GWh_Before Competition Groups_Air Compressor Heat Recovery
Industrial | Ind ¦ Heat Lamps/Heat Pad | 2039 | Achievable | GWh | Before Competition Groups | 2.2213 | 0 | 0 | 5391.7777 | 0.00041198 | 33 | Industrial_2039_Achievable_GWh_Before Competition Groups_33 | Heat Lamps/Heat Pad | 0.0412% | 0 | 2.2213 | Industrial_2039_Achievable_GWh_Before Competition Groups_Heat Lamps/Heat Pad
Industrial | Ind ¦ Air Compressor Heat Recovery | 2039 | Economic | GWh | Before Competition Groups | 2.7258 | 0 | 0 | 6802.2883 | 0.00040071 | 32 | Industrial_2039_Economic_GWh_Before Competition Groups_32 | Air Compressor Heat Recovery | 0.04007% | 0 | 2.7258 | Industrial_2039_Economic_GWh_Before Competition Groups_Air Compressor Heat Recovery
Industrial | Ind ¦ Air Compressor Heat Recovery | 2039 | Technical | GWh | Before Competition Groups | 2.7258 | 0 | 0 | 7300.1164 | 0.00037339 | 41 | Industrial_2039_Technical_GWh_Before Competition Groups_41 | Air Compressor Heat Recovery | 0.03734% | 0 | 2.7258 | Industrial_2039_Technical_GWh_Before Competition Groups_Air Compressor Heat Recovery
Industrial | Ind ¦ Creep Heat Controller | 2039 | Economic | GWh | Before Competition Groups | 2.5185 | 0 | 0 | 6802.2883 | 0.00037024 | 33 | Industrial_2039_Economic_GWh_Before Competition Groups_33 | Creep Heat Controller | 0.03702% | 0 | 2.5185 | Industrial_2039_Economic_GWh_Before Competition Groups_Creep Heat Controller
Industrial | Ind ¦ Efficient Transformer | 2039 | Achievable | GWh | Before Competition Groups | 1.9098 | 0 | 0 | 5391.7777 | 0.0003542 | 34 | Industrial_2039_Achievable_GWh_Before Competition Groups_34 | Efficient Transformer | 0.03542% | 0 | 1.9098 | Industrial_2039_Achievable_GWh_Before Competition Groups_Efficient Transformer
Industrial | Ind ¦ Creep Heat Controller | 2039 | Technical | GWh | Before Competition Groups | 2.5185 | 0 | 0 | 7300.1164 | 0.00034499 | 42 | Industrial_2039_Technical_GWh_Before Competition Groups_42 | Creep Heat Controller | 0.0345% | 0 | 2.5185 | Industrial_2039_Technical_GWh_Before Competition Groups_Creep Heat Controller
Industrial | Ind ¦ HVLS Fans | 2039 | Achievable | GWh | Before Competition Groups | 1.6413 | 0 | 0 | 5391.7777 | 0.00030441 | 35 | Industrial_2039_Achievable_GWh_Before Competition Groups_35 | HVLS Fans | 0.03044% | 0 | 1.6413 | Industrial_2039_Achievable_GWh_Before Competition Groups_HVLS Fans
Industrial | Ind ¦ High Efficiency Welders | 2039 | Achievable | GWh | Before Competition Groups | 1.6026 | 0 | 0 | 5391.7777 | 0.00029724 | 36 | Industrial_2039_Achievable_GWh_Before Competition Groups_36 | High Efficiency Welders | 0.02972% | 0 | 1.6026 | Industrial_2039_Achievable_GWh_Before Competition Groups_High Efficiency Welders
Industrial | Ind ¦ Optimize Compressed Air Dryer | 2039 | Economic | GWh | Before Competition Groups | 1.9676 | 0 | 0 | 6802.2883 | 0.00028926 | 34 | Industrial_2039_Economic_GWh_Before Competition Groups_34 | Optimize Compressed Air Dryer | 0.02893% | 0 | 1.9676 | Industrial_2039_Economic_GWh_Before Competition Groups_Optimize Compressed Air Dryer
Industrial | Ind ¦ Optimize Compressed Air Dryer | 2039 | Technical | GWh | Before Competition Groups | 1.9676 | 0 | 0 | 7300.1164 | 0.00026953 | 43 | Industrial_2039_Technical_GWh_Before Competition Groups_43 | Optimize Compressed Air Dryer | 0.02695% | 0 | 1.9676 | Industrial_2039_Technical_GWh_Before Competition Groups_Optimize Compressed Air Dryer
Industrial | Ind ¦ Heat Lamps/Heat Pad | 2039 | Economic | GWh | Before Competition Groups | 1.74 | 0 | 0 | 6802.2883 | 0.00025579 | 35 | Industrial_2039_Economic_GWh_Before Competition Groups_35 | Heat Lamps/Heat Pad | 0.02558% | 0 | 1.74 | Industrial_2039_Economic_GWh_Before Competition Groups_Heat Lamps/Heat Pad
Industrial | Ind ¦ Dual and Natural Exhaust Ventilation Systems | 2039 | Technical | GWh | Before Competition Groups | 1.5477 | 0 | 0 | 7300.1164 | 0.00021201 | 44 | Industrial_2039_Technical_GWh_Before Competition Groups_44 | Dual and Natural Exhaust Ventilation Systems | 0.0212% | 0 | 1.5477 | Industrial_2039_Technical_GWh_Before Competition Groups_Dual and Natural Exhaust Ventilation Systems
Industrial | Ind ¦ Efficient Transformer | 2039 | Economic | GWh | Before Competition Groups | 1.3521 | 0 | 0 | 6802.2883 | 0.00019878 | 36 | Industrial_2039_Economic_GWh_Before Competition Groups_36 | Efficient Transformer | 0.01988% | 0 | 1.3521 | Industrial_2039_Economic_GWh_Before Competition Groups_Efficient Transformer
Industrial | Ind ¦ High Efficiency Welders | 2039 | Economic | GWh | Before Competition Groups | 1.0144 | 0 | 0 | 6802.2883 | 0.00014912 | 37 | Industrial_2039_Economic_GWh_Before Competition Groups_37 | High Efficiency Welders | 0.01491% | 0 | 1.0144 | Industrial_2039_Economic_GWh_Before Competition Groups_High Efficiency Welders
Industrial | Ind ¦ Dairy Water Heater | 2039 | Economic | GWh | Before Competition Groups | 0.97224 | 0 | 0 | 6802.2883 | 0.00014293 | 38 | Industrial_2039_Economic_GWh_Before Competition Groups_38 | Dairy Water Heater | 0.01429% | 0 | 0.97224 | Industrial_2039_Economic_GWh_Before Competition Groups_Dairy Water Heater
Industrial | Ind ¦ Dairy Water Heater | 2039 | Achievable | GWh | Before Competition Groups | 0.76476 | 0 | 0 | 5391.7777 | 0.00014184 | 37 | Industrial_2039_Achievable_GWh_Before Competition Groups_37 | Dairy Water Heater | 0.01418% | 0 | 0.76476 | Industrial_2039_Achievable_GWh_Before Competition Groups_Dairy Water Heater
Industrial | Ind ¦ Dairy Water Heater | 2039 | Technical | GWh | Before Competition Groups | 0.97224 | 0 | 0 | 7300.1164 | 0.00013318 | 45 | Industrial_2039_Technical_GWh_Before Competition Groups_45 | Dairy Water Heater | 0.01332% | 0 | 0.97224 | Industrial_2039_Technical_GWh_Before Competition Groups_Dairy Water Heater
Industrial | Ind ¦ Dual and Natural Exhaust Ventilation Systems | 2039 | Economic | GWh | Before Competition Groups | 0.71485 | 0 | 0 | 6802.2883 | 0.00010509 | 39 | Industrial_2039_Economic_GWh_Before Competition Groups_39 | Dual and Natural Exhaust Ventilation Systems | 0.01051% | 0 | 0.71485 | Industrial_2039_Economic_GWh_Before Competition Groups_Dual and Natural Exhaust Ventilation Systems
Industrial | Ind ¦ Optimize Compressed Air Dryer | 2039 | Achievable | GWh | Before Competition Groups | 0.54431 | 0 | 0 | 5391.7777 | 0.00010095 | 38 | Industrial_2039_Achievable_GWh_Before Competition Groups_38 | Optimize Compressed Air Dryer | 0.0101% | 0 | 0.54431 | Industrial_2039_Achievable_GWh_Before Competition Groups_Optimize Compressed Air Dryer
Industrial | Ind ¦ Dual and Natural Exhaust Ventilation Systems | 2039 | Achievable | GWh | Before Competition Groups | 0.40512 | 0 | 0 | 5391.7777 | 7.5136e-05 | 39 | Industrial_2039_Achievable_GWh_Before Competition Groups_39 | Dual and Natural Exhaust Ventilation Systems | 0.007514% | 0 | 0.40512 | Industrial_2039_Achievable_GWh_Before Competition Groups_Dual and Natural Exhaust Ventilation Systems
Industrial | Ind ¦ Creep Heat Controller | 2039 | Achievable | GWh | Before Competition Groups | 0.30136 | 0 | 0 | 5391.7777 | 5.5892e-05 | 40 | Industrial_2039_Achievable_GWh_Before Competition Groups_40 | Creep Heat Controller | 0.005589% | 0 | 0.30136 | Industrial_2039_Achievable_GWh_Before Competition Groups_Creep Heat Controller
Industrial | Ind ¦ HVLS Fans | 2039 | Economic | GWh | Before Competition Groups | 0.32035 | 0 | 0 | 6802.2883 | 4.7095e-05 | 40 | Industrial_2039_Economic_GWh_Before Competition Groups_40 | HVLS Fans | 0.004709% | 0 | 0.32035 | Industrial_2039_Economic_GWh_Before Competition Groups_HVLS Fans
Industrial | Ind ¦ Premium Efficient Motors | 2039 | Achievable | GWh | Before Competition Groups | 0 | 0 | 0 | 5391.7777 | 0 | 41 | Industrial_2039_Achievable_GWh_Before Competition Groups_41 | Premium Efficient Motors | 0% | 0 | 0 | Industrial_2039_Achievable_GWh_Before Competition Groups_Premium Efficient Motors
Industrial | Ind ¦ Premium Efficient Motors | 2039 | Economic | GWh | Before Competition Groups | 0 | 0 | 0 | 6802.2883 | 0 | 41 | Industrial_2039_Economic_GWh_Before Competition Groups_41 | Premium Efficient Motors | 0% | 0 | 0 | Industrial_2039_Economic_GWh_Before Competition Groups_Premium Efficient Motors
Industrial | Ind ¦ Pump System Optimization | 2040 | Economic | GWh | Before Competition Groups | 1215.6872 | 0 | 0 | 6967.1747 | 0.17449 | 1 | Industrial_2040_Economic_GWh_Before Competition Groups_1 | Pump System Optimization | 17.45% | 0 | 1215.6872 | Industrial_2040_Economic_GWh_Before Competition Groups_Pump System Optimization
Industrial | Ind ¦ Pump System Optimization | 2040 | Achievable | GWh | Before Competition Groups | 948.3335 | 0 | 0 | 5580.7611 | 0.16993 | 1 | Industrial_2040_Achievable_GWh_Before Competition Groups_1 | Pump System Optimization | 16.99% | 0 | 948.3335 | Industrial_2040_Achievable_GWh_Before Competition Groups_Pump System Optimization
Industrial | Ind ¦ Pump System Optimization | 2040 | Technical | GWh | Before Competition Groups | 1236.5636 | 0 | 0 | 7369.3189 | 0.1678 | 1 | Industrial_2040_Technical_GWh_Before Competition Groups_1 | Pump System Optimization | 16.78% | 0 | 1236.5636 | Industrial_2040_Technical_GWh_Before Competition Groups_Pump System Optimization
Industrial | Ind ¦ HE Lighting | 2040 | Technical | GWh | Before Competition Groups | 818.5744 | 0 | 0 | 7369.3189 | 0.11108 | 2 | Industrial_2040_Technical_GWh_Before Competition Groups_2 | HE Lighting | 11.11% | 0 | 818.5744 | Industrial_2040_Technical_GWh_Before Competition Groups_HE Lighting
Industrial | Ind ¦ HE Lighting | 2040 | Economic | GWh | Before Competition Groups | 768.8353 | 0 | 0 | 6967.1747 | 0.11035 | 2 | Industrial_2040_Economic_GWh_Before Competition Groups_2 | HE Lighting | 11.04% | 0 | 768.8353 | Industrial_2040_Economic_GWh_Before Competition Groups_HE Lighting
Industrial | Ind ¦ Air Leak Survey and Repair | 2040 | Achievable | GWh | Before Competition Groups | 550.9921 | 0 | 0 | 5580.7611 | 0.098731 | 2 | Industrial_2040_Achievable_GWh_Before Competition Groups_2 | Air Leak Survey and Repair | 9.873% | 0 | 550.9921 | Industrial_2040_Achievable_GWh_Before Competition Groups_Air Leak Survey and Repair
Industrial | Ind ¦ HE Lighting | 2040 | Achievable | GWh | Before Competition Groups | 517.6145 | 0 | 0 | 5580.7611 | 0.09275 | 3 | Industrial_2040_Achievable_GWh_Before Competition Groups_3 | HE Lighting | 9.275% | 0 | 517.6145 | Industrial_2040_Achievable_GWh_Before Competition Groups_HE Lighting
Industrial | Ind ¦ Greenhouse Grow Lights | 2040 | Achievable | GWh | Before Competition Groups | 499.9764 | 0 | 0 | 5580.7611 | 0.089589 | 4 | Industrial_2040_Achievable_GWh_Before Competition Groups_4 | Greenhouse Grow Lights | 8.959% | 0 | 499.9764 | Industrial_2040_Achievable_GWh_Before Competition Groups_Greenhouse Grow Lights
Industrial | Ind ¦ Greenhouse Grow Lights | 2040 | Economic | GWh | Before Competition Groups | 615.4053 | 0 | 0 | 6967.1747 | 0.088329 | 3 | Industrial_2040_Economic_GWh_Before Competition Groups_3 | Greenhouse Grow Lights | 8.833% | 0 | 615.4053 | Industrial_2040_Economic_GWh_Before Competition Groups_Greenhouse Grow Lights
Industrial | Ind ¦ Pump Equipment Upgrade | 2040 | Achievable | GWh | Before Competition Groups | 483.2855 | 0 | 0 | 5580.7611 | 0.086599 | 5 | Industrial_2040_Achievable_GWh_Before Competition Groups_5 | Pump Equipment Upgrade | 8.66% | 0 | 483.2855 | Industrial_2040_Achievable_GWh_Before Competition Groups_Pump Equipment Upgrade
Industrial | Ind ¦ Air Compressor Optimization | 2040 | Achievable | GWh | Before Competition Groups | 480.6402 | 0 | 0 | 5580.7611 | 0.086124 | 6 | Industrial_2040_Achievable_GWh_Before Competition Groups_6 | Air Compressor Optimization | 8.612% | 0 | 480.6402 | Industrial_2040_Achievable_GWh_Before Competition Groups_Air Compressor Optimization
Industrial | Ind ¦ Greenhouse Grow Lights | 2040 | Technical | GWh | Before Competition Groups | 615.4053 | 0 | 0 | 7369.3189 | 0.083509 | 3 | Industrial_2040_Technical_GWh_Before Competition Groups_3 | Greenhouse Grow Lights | 8.351% | 0 | 615.4053 | Industrial_2040_Technical_GWh_Before Competition Groups_Greenhouse Grow Lights
Industrial | Ind ¦ Pump Equipment Upgrade | 2040 | Economic | GWh | Before Competition Groups | 581.0513 | 0 | 0 | 6967.1747 | 0.083398 | 4 | Industrial_2040_Economic_GWh_Before Competition Groups_4 | Pump Equipment Upgrade | 8.34% | 0 | 581.0513 | Industrial_2040_Economic_GWh_Before Competition Groups_Pump Equipment Upgrade
Industrial | Ind ¦ Air Leak Survey and Repair | 2040 | Economic | GWh | Before Competition Groups | 580.6975 | 0 | 0 | 6967.1747 | 0.083348 | 5 | Industrial_2040_Economic_GWh_Before Competition Groups_5 | Air Leak Survey and Repair | 8.335% | 0 | 580.6975 | Industrial_2040_Economic_GWh_Before Competition Groups_Air Leak Survey and Repair
Industrial | Ind ¦ Air Compressor Optimization | 2040 | Economic | GWh | Before Competition Groups | 568.9249 | 0 | 0 | 6967.1747 | 0.081658 | 6 | Industrial_2040_Economic_GWh_Before Competition Groups_6 | Air Compressor Optimization | 8.166% | 0 | 568.9249 | Industrial_2040_Economic_GWh_Before Competition Groups_Air Compressor Optimization
Industrial | Ind ¦ Pump Equipment Upgrade | 2040 | Technical | GWh | Before Competition Groups | 581.0513 | 0 | 0 | 7369.3189 | 0.078847 | 4 | Industrial_2040_Technical_GWh_Before Competition Groups_4 | Pump Equipment Upgrade | 7.885% | 0 | 581.0513 | Industrial_2040_Technical_GWh_Before Competition Groups_Pump Equipment Upgrade
Industrial | Ind ¦ Air Leak Survey and Repair | 2040 | Technical | GWh | Before Competition Groups | 580.6975 | 0 | 0 | 7369.3189 | 0.078799 | 5 | Industrial_2040_Technical_GWh_Before Competition Groups_5 | Air Leak Survey and Repair | 7.88% | 0 | 580.6975 | Industrial_2040_Technical_GWh_Before Competition Groups_Air Leak Survey and Repair
Industrial | Ind ¦ Air Compressor Optimization | 2040 | Technical | GWh | Before Competition Groups | 568.9249 | 0 | 0 | 7369.3189 | 0.077202 | 6 | Industrial_2040_Technical_GWh_Before Competition Groups_6 | Air Compressor Optimization | 7.72% | 0 | 568.9249 | Industrial_2040_Technical_GWh_Before Competition Groups_Air Compressor Optimization
Industrial | Ind ¦ Recommissioning | 2040 | Achievable | GWh | Before Competition Groups | 422.3788 | 0 | 0 | 5580.7611 | 0.075685 | 7 | Industrial_2040_Achievable_GWh_Before Competition Groups_7 | Recommissioning | 7.568% | 0 | 422.3788 | Industrial_2040_Achievable_GWh_Before Competition Groups_Recommissioning
Industrial | Ind ¦ SEM | 2040 | Achievable | GWh | Before Competition Groups | 422.3788 | 0 | 0 | 5580.7611 | 0.075685 | 8 | Industrial_2040_Achievable_GWh_Before Competition Groups_8 | SEM | 7.568% | 0 | 422.3788 | Industrial_2040_Achievable_GWh_Before Competition Groups_SEM
Industrial | Ind ¦ Efficient Compressed Air Nozzles | 2040 | Economic | GWh | Before Competition Groups | 488.9303 | 0 | 0 | 6967.1747 | 0.070176 | 7 | Industrial_2040_Economic_GWh_Before Competition Groups_7 | Efficient Compressed Air Nozzles | 7.018% | 0 | 488.9303 | Industrial_2040_Economic_GWh_Before Competition Groups_Efficient Compressed Air Nozzles
Industrial | Ind ¦ Efficient Compressed Air Nozzles | 2040 | Achievable | GWh | Before Competition Groups | 375.171 | 0 | 0 | 5580.7611 | 0.067226 | 9 | Industrial_2040_Achievable_GWh_Before Competition Groups_9 | Efficient Compressed Air Nozzles | 6.723% | 0 | 375.171 | Industrial_2040_Achievable_GWh_Before Competition Groups_Efficient Compressed Air Nozzles
Industrial | Ind ¦ Efficient Compressed Air Nozzles | 2040 | Technical | GWh | Before Competition Groups | 488.9303 | 0 | 0 | 7369.3189 | 0.066347 | 7 | Industrial_2040_Technical_GWh_Before Competition Groups_7 | Efficient Compressed Air Nozzles | 6.635% | 0 | 488.9303 | Industrial_2040_Technical_GWh_Before Competition Groups_Efficient Compressed Air Nozzles
Industrial | Ind ¦ Recommissioning | 2040 | Economic | GWh | Before Competition Groups | 438.5397 | 0 | 0 | 6967.1747 | 0.062944 | 8 | Industrial_2040_Economic_GWh_Before Competition Groups_8 | Recommissioning | 6.294% | 0 | 438.5397 | Industrial_2040_Economic_GWh_Before Competition Groups_Recommissioning
Industrial | Ind ¦ SEM | 2040 | Economic | GWh | Before Competition Groups | 438.5397 | 0 | 0 | 6967.1747 | 0.062944 | 9 | Industrial_2040_Economic_GWh_Before Competition Groups_9 | SEM | 6.294% | 0 | 438.5397 | Industrial_2040_Economic_GWh_Before Competition Groups_SEM
Industrial | Ind ¦ Recommissioning | 2040 | Technical | GWh | Before Competition Groups | 438.5397 | 0 | 0 | 7369.3189 | 0.059509 | 8 | Industrial_2040_Technical_GWh_Before Competition Groups_8 | Recommissioning | 5.951% | 0 | 438.5397 | Industrial_2040_Technical_GWh_Before Competition Groups_Recommissioning
Industrial | Ind ¦ SEM | 2040 | Technical | GWh | Before Competition Groups | 438.5397 | 0 | 0 | 7369.3189 | 0.059509 | 9 | Industrial_2040_Technical_GWh_Before Competition Groups_9 | SEM | 5.951% | 0 | 438.5397 | Industrial_2040_Technical_GWh_Before Competition Groups_SEM
Industrial | Ind ¦ High Efficiency HVAC Fans | 2040 | Achievable | GWh | Before Competition Groups | 309.0562 | 0 | 0 | 5580.7611 | 0.055379 | 10 | Industrial_2040_Achievable_GWh_Before Competition Groups_10 | High Efficiency HVAC Fans | 5.538% | 0 | 309.0562 | Industrial_2040_Achievable_GWh_Before Competition Groups_High Efficiency HVAC Fans
Industrial | Ind ¦ High Efficiency HVAC Fans | 2040 | Economic | GWh | Before Competition Groups | 385.0913 | 0 | 0 | 6967.1747 | 0.055272 | 10 | Industrial_2040_Economic_GWh_Before Competition Groups_10 | High Efficiency HVAC Fans | 5.527% | 0 | 385.0913 | Industrial_2040_Economic_GWh_Before Competition Groups_High Efficiency HVAC Fans
Industrial | Ind ¦ High Efficiency HVAC Fans | 2040 | Technical | GWh | Before Competition Groups | 385.0913 | 0 | 0 | 7369.3189 | 0.052256 | 10 | Industrial_2040_Technical_GWh_Before Competition Groups_10 | High Efficiency HVAC Fans | 5.226% | 0 | 385.0913 | Industrial_2040_Technical_GWh_Before Competition Groups_High Efficiency HVAC Fans
Industrial | Ind ¦ Process Optimization (Elec) | 2040 | Economic | GWh | Before Competition Groups | 161.5102 | 0 | 0 | 6967.1747 | 0.023182 | 11 | Industrial_2040_Economic_GWh_Before Competition Groups_11 | Process Optimization (Elec) | 2.318% | 0 | 161.5102 | Industrial_2040_Economic_GWh_Before Competition Groups_Process Optimization (Elec)
Industrial | Ind ¦ Premium Efficient Motors | 2040 | Technical | GWh | Before Competition Groups | 161.7108 | 0 | 0 | 7369.3189 | 0.021944 | 11 | Industrial_2040_Technical_GWh_Before Competition Groups_11 | Premium Efficient Motors | 2.194% | 0 | 161.7108 | Industrial_2040_Technical_GWh_Before Competition Groups_Premium Efficient Motors
Industrial | Ind ¦ Process Optimization (Elec) | 2040 | Technical | GWh | Before Competition Groups | 161.5102 | 0 | 0 | 7369.3189 | 0.021917 | 12 | Industrial_2040_Technical_GWh_Before Competition Groups_12 | Process Optimization (Elec) | 2.192% | 0 | 161.5102 | Industrial_2040_Technical_GWh_Before Competition Groups_Process Optimization (Elec)
Industrial | Ind ¦ Premium Efficient Motors | 2040 | Economic | GWh | Before Competition Groups | 97.8866 | 0 | 0 | 6967.1747 | 0.01405 | 12 | Industrial_2040_Economic_GWh_Before Competition Groups_12 | Premium Efficient Motors | 1.405% | 0 | 97.8866 | Industrial_2040_Economic_GWh_Before Competition Groups_Premium Efficient Motors
Industrial | Ind ¦ Fan System Optimization | 2040 | Achievable | GWh | Before Competition Groups | 66.6827 | 0 | 0 | 5580.7611 | 0.011949 | 11 | Industrial_2040_Achievable_GWh_Before Competition Groups_11 | Fan System Optimization | 1.195% | 0 | 66.6827 | Industrial_2040_Achievable_GWh_Before Competition Groups_Fan System Optimization
Industrial | Ind ¦ Fan System Optimization | 2040 | Economic | GWh | Before Competition Groups | 75.1957 | 0 | 0 | 6967.1747 | 0.010793 | 13 | Industrial_2040_Economic_GWh_Before Competition Groups_13 | Fan System Optimization | 1.079% | 0 | 75.1957 | Industrial_2040_Economic_GWh_Before Competition Groups_Fan System Optimization
Industrial | Ind ¦ Material Handling Improvements | 2040 | Achievable | GWh | Before Competition Groups | 59.5951 | 0 | 0 | 5580.7611 | 0.010679 | 12 | Industrial_2040_Achievable_GWh_Before Competition Groups_12 | Material Handling Improvements | 1.068% | 0 | 59.5951 | Industrial_2040_Achievable_GWh_Before Competition Groups_Material Handling Improvements
Industrial | Ind ¦ Efficient Irrigation | 2040 | Economic | GWh | Before Competition Groups | 73.6068 | 0 | 0 | 6967.1747 | 0.010565 | 14 | Industrial_2040_Economic_GWh_Before Competition Groups_14 | Efficient Irrigation | 1.056% | 0 | 73.6068 | Industrial_2040_Economic_GWh_Before Competition Groups_Efficient Irrigation
Industrial | Ind ¦ Pulp and Paper Process Improvements | 2040 | Achievable | GWh | Before Competition Groups | 57.7798 | 0 | 0 | 5580.7611 | 0.010353 | 13 | Industrial_2040_Achievable_GWh_Before Competition Groups_13 | Pulp and Paper Process Improvements | 1.035% | 0 | 57.7798 | Industrial_2040_Achievable_GWh_Before Competition Groups_Pulp and Paper Process Improvements
Industrial | Ind ¦ Material Handling Improvements | 2040 | Economic | GWh | Before Competition Groups | 71.1576 | 0 | 0 | 6967.1747 | 0.010213 | 15 | Industrial_2040_Economic_GWh_Before Competition Groups_15 | Material Handling Improvements | 1.021% | 0 | 71.1576 | Industrial_2040_Economic_GWh_Before Competition Groups_Material Handling Improvements
Industrial | Ind ¦ Fan System Optimization | 2040 | Technical | GWh | Before Competition Groups | 75.1957 | 0 | 0 | 7369.3189 | 0.010204 | 13 | Industrial_2040_Technical_GWh_Before Competition Groups_13 | Fan System Optimization | 1.02% | 0 | 75.1957 | Industrial_2040_Technical_GWh_Before Competition Groups_Fan System Optimization
Industrial | Ind ¦ HE HVAC Controls | 2040 | Technical | GWh | Before Competition Groups | 74.3057 | 0 | 0 | 7369.3189 | 0.010083 | 14 | Industrial_2040_Technical_GWh_Before Competition Groups_14 | HE HVAC Controls | 1.008% | 0 | 74.3057 | Industrial_2040_Technical_GWh_Before Competition Groups_HE HVAC Controls
Industrial | Ind ¦ Efficient Irrigation | 2040 | Technical | GWh | Before Competition Groups | 73.6068 | 0 | 0 | 7369.3189 | 0.0099883 | 15 | Industrial_2040_Technical_GWh_Before Competition Groups_15 | Efficient Irrigation | 0.9988% | 0 | 73.6068 | Industrial_2040_Technical_GWh_Before Competition Groups_Efficient Irrigation
Industrial | Ind ¦ HE HVAC Units | 2040 | Technical | GWh | Before Competition Groups | 73.5224 | 0 | 0 | 7369.3189 | 0.0099768 | 16 | Industrial_2040_Technical_GWh_Before Competition Groups_16 | HE HVAC Units | 0.9977% | 0 | 73.5224 | Industrial_2040_Technical_GWh_Before Competition Groups_HE HVAC Units
Industrial | Ind ¦ Material Handling Improvements | 2040 | Technical | GWh | Before Competition Groups | 71.1576 | 0 | 0 | 7369.3189 | 0.0096559 | 17 | Industrial_2040_Technical_GWh_Before Competition Groups_17 | Material Handling Improvements | 0.9656% | 0 | 71.1576 | Industrial_2040_Technical_GWh_Before Competition Groups_Material Handling Improvements
Industrial | Ind ¦ Efficient Irrigation | 2040 | Achievable | GWh | Before Competition Groups | 50.3479 | 0 | 0 | 5580.7611 | 0.0090217 | 14 | Industrial_2040_Achievable_GWh_Before Competition Groups_14 | Efficient Irrigation | 0.9022% | 0 | 50.3479 | Industrial_2040_Achievable_GWh_Before Competition Groups_Efficient Irrigation
Industrial | Ind ¦ Pulp and Paper Process Improvements | 2040 | Economic | GWh | Before Competition Groups | 62.1073 | 0 | 0 | 6967.1747 | 0.0089143 | 16 | Industrial_2040_Economic_GWh_Before Competition Groups_16 | Pulp and Paper Process Improvements | 0.8914% | 0 | 62.1073 | Industrial_2040_Economic_GWh_Before Competition Groups_Pulp and Paper Process Improvements
Industrial | Ind ¦ Process Optimization (Elec) | 2040 | Achievable | GWh | Before Competition Groups | 47.9638 | 0 | 0 | 5580.7611 | 0.0085945 | 15 | Industrial_2040_Achievable_GWh_Before Competition Groups_15 | Process Optimization (Elec) | 0.8594% | 0 | 47.9638 | Industrial_2040_Achievable_GWh_Before Competition Groups_Process Optimization (Elec)
Industrial | Ind ¦ Pulp and Paper Process Improvements | 2040 | Technical | GWh | Before Competition Groups | 62.1073 | 0 | 0 | 7369.3189 | 0.0084278 | 18 | Industrial_2040_Technical_GWh_Before Competition Groups_18 | Pulp and Paper Process Improvements | 0.8428% | 0 | 62.1073 | Industrial_2040_Technical_GWh_Before Competition Groups_Pulp and Paper Process Improvements
Industrial | Ind ¦ Refiner Plate Improvements | 2040 | Economic | GWh | Before Competition Groups | 56.6678 | 0 | 0 | 6967.1747 | 0.0081335 | 17 | Industrial_2040_Economic_GWh_Before Competition Groups_17 | Refiner Plate Improvements | 0.8134% | 0 | 56.6678 | Industrial_2040_Economic_GWh_Before Competition Groups_Refiner Plate Improvements
Industrial | Ind ¦ Refiner Plate Improvements | 2040 | Technical | GWh | Before Competition Groups | 56.6678 | 0 | 0 | 7369.3189 | 0.0076897 | 19 | Industrial_2040_Technical_GWh_Before Competition Groups_19 | Refiner Plate Improvements | 0.769% | 0 | 56.6678 | Industrial_2040_Technical_GWh_Before Competition Groups_Refiner Plate Improvements
Industrial | Ind ¦ Refiner Plate Improvements | 2040 | Achievable | GWh | Before Competition Groups | 42.0917 | 0 | 0 | 5580.7611 | 0.0075423 | 16 | Industrial_2040_Achievable_GWh_Before Competition Groups_16 | Refiner Plate Improvements | 0.7542% | 0 | 42.0917 | Industrial_2040_Achievable_GWh_Before Competition Groups_Refiner Plate Improvements
Industrial | Ind ¦ Process Heat Recovery | 2040 | Achievable | GWh | Before Competition Groups | 30.8097 | 0 | 0 | 5580.7611 | 0.0055207 | 17 | Industrial_2040_Achievable_GWh_Before Competition Groups_17 | Process Heat Recovery | 0.5521% | 0 | 30.8097 | Industrial_2040_Achievable_GWh_Before Competition Groups_Process Heat Recovery
Industrial | Ind ¦ Cold Storage Retrofit | 2040 | Technical | GWh | Before Competition Groups | 40.2085 | 0 | 0 | 7369.3189 | 0.0054562 | 20 | Industrial_2040_Technical_GWh_Before Competition Groups_20 | Cold Storage Retrofit | 0.5456% | 0 | 40.2085 | Industrial_2040_Technical_GWh_Before Competition Groups_Cold Storage Retrofit
Industrial | Ind ¦ Ventilation Optimization | 2040 | Economic | GWh | Before Competition Groups | 37.2045 | 0 | 0 | 6967.1747 | 0.00534 | 18 | Industrial_2040_Economic_GWh_Before Competition Groups_18 | Ventilation Optimization | 0.534% | 0 | 37.2045 | Industrial_2040_Economic_GWh_Before Competition Groups_Ventilation Optimization
Industrial | Ind ¦ VAV Conversion Project | 2040 | Achievable | GWh | Before Competition Groups | 29.6633 | 0 | 0 | 5580.7611 | 0.0053153 | 18 | Industrial_2040_Achievable_GWh_Before Competition Groups_18 | VAV Conversion Project | 0.5315% | 0 | 29.6633 | Industrial_2040_Achievable_GWh_Before Competition Groups_VAV Conversion Project
Industrial | Ind ¦ Ventilation Optimization | 2040 | Technical | GWh | Before Competition Groups | 37.2045 | 0 | 0 | 7369.3189 | 0.0050486 | 21 | Industrial_2040_Technical_GWh_Before Competition Groups_21 | Ventilation Optimization | 0.5049% | 0 | 37.2045 | Industrial_2040_Technical_GWh_Before Competition Groups_Ventilation Optimization
Industrial | Ind ¦ Process Heat Recovery | 2040 | Economic | GWh | Before Competition Groups | 31.5152 | 0 | 0 | 6967.1747 | 0.0045234 | 19 | Industrial_2040_Economic_GWh_Before Competition Groups_19 | Process Heat Recovery | 0.4523% | 0 | 31.5152 | Industrial_2040_Economic_GWh_Before Competition Groups_Process Heat Recovery
Industrial | Ind ¦ VAV Conversion Project | 2040 | Economic | GWh | Before Competition Groups | 30.0668 | 0 | 0 | 6967.1747 | 0.0043155 | 20 | Industrial_2040_Economic_GWh_Before Competition Groups_20 | VAV Conversion Project | 0.4315% | 0 | 30.0668 | Industrial_2040_Economic_GWh_Before Competition Groups_VAV Conversion Project
Industrial | Ind ¦ Process Heat Recovery | 2040 | Technical | GWh | Before Competition Groups | 31.5152 | 0 | 0 | 7369.3189 | 0.0042765 | 22 | Industrial_2040_Technical_GWh_Before Competition Groups_22 | Process Heat Recovery | 0.4277% | 0 | 31.5152 | Industrial_2040_Technical_GWh_Before Competition Groups_Process Heat Recovery
Industrial | Ind ¦ Ventilation Optimization | 2040 | Achievable | GWh | Before Competition Groups | 23.4746 | 0 | 0 | 5580.7611 | 0.0042063 | 19 | Industrial_2040_Achievable_GWh_Before Competition Groups_19 | Ventilation Optimization | 0.4206% | 0 | 23.4746 | Industrial_2040_Achievable_GWh_Before Competition Groups_Ventilation Optimization
Industrial | Ind ¦ HVLS Fans | 2040 | Technical | GWh | Before Competition Groups | 30.988 | 0 | 0 | 7369.3189 | 0.004205 | 23 | Industrial_2040_Technical_GWh_Before Competition Groups_23 | HVLS Fans | 0.4205% | 0 | 30.988 | Industrial_2040_Technical_GWh_Before Competition Groups_HVLS Fans
Industrial | Ind ¦ VAV Conversion Project | 2040 | Technical | GWh | Before Competition Groups | 30.0668 | 0 | 0 | 7369.3189 | 0.00408 | 24 | Industrial_2040_Technical_GWh_Before Competition Groups_24 | VAV Conversion Project | 0.408% | 0 | 30.0668 | Industrial_2040_Technical_GWh_Before Competition Groups_VAV Conversion Project
Industrial | Ind ¦ Improved Controls - Process Cooling | 2040 | Achievable | GWh | Before Competition Groups | 22.4598 | 0 | 0 | 5580.7611 | 0.0040245 | 20 | Industrial_2040_Achievable_GWh_Before Competition Groups_20 | Improved Controls - Process Cooling | 0.4024% | 0 | 22.4598 | Industrial_2040_Achievable_GWh_Before Competition Groups_Improved Controls - Process Cooling
Industrial | Ind ¦ High Efficiency Battery Charger | 2040 | Economic | GWh | Before Competition Groups | 25.4032 | 0 | 0 | 6967.1747 | 0.0036461 | 21 | Industrial_2040_Economic_GWh_Before Competition Groups_21 | High Efficiency Battery Charger | 0.3646% | 0 | 25.4032 | Industrial_2040_Economic_GWh_Before Competition Groups_High Efficiency Battery Charger
Industrial | Ind ¦ High Efficiency Battery Charger | 2040 | Achievable | GWh | Before Competition Groups | 20.1173 | 0 | 0 | 5580.7611 | 0.0036048 | 21 | Industrial_2040_Achievable_GWh_Before Competition Groups_21 | High Efficiency Battery Charger | 0.3605% | 0 | 20.1173 | Industrial_2040_Achievable_GWh_Before Competition Groups_High Efficiency Battery Charger
Industrial | Ind ¦ High Efficiency Battery Charger | 2040 | Technical | GWh | Before Competition Groups | 25.4032 | 0 | 0 | 7369.3189 | 0.0034472 | 25 | Industrial_2040_Technical_GWh_Before Competition Groups_25 | High Efficiency Battery Charger | 0.3447% | 0 | 25.4032 | Industrial_2040_Technical_GWh_Before Competition Groups_High Efficiency Battery Charger
Industrial | Ind ¦ Low Energy Livestock Waterers | 2040 | Technical | GWh | Before Competition Groups | 25.3169 | 0 | 0 | 7369.3189 | 0.0034354 | 26 | Industrial_2040_Technical_GWh_Before Competition Groups_26 | Low Energy Livestock Waterers | 0.3435% | 0 | 25.3169 | Industrial_2040_Technical_GWh_Before Competition Groups_Low Energy Livestock Waterers
Industrial | Ind ¦ Improved Controls - Process Cooling | 2040 | Economic | GWh | Before Competition Groups | 23.2529 | 0 | 0 | 6967.1747 | 0.0033375 | 22 | Industrial_2040_Economic_GWh_Before Competition Groups_22 | Improved Controls - Process Cooling | 0.3337% | 0 | 23.2529 | Industrial_2040_Economic_GWh_Before Competition Groups_Improved Controls - Process Cooling
Industrial | Ind ¦ Improved Controls - Process Cooling | 2040 | Technical | GWh | Before Competition Groups | 23.2529 | 0 | 0 | 7369.3189 | 0.0031554 | 27 | Industrial_2040_Technical_GWh_Before Competition Groups_27 | Improved Controls - Process Cooling | 0.3155% | 0 | 23.2529 | Industrial_2040_Technical_GWh_Before Competition Groups_Improved Controls - Process Cooling
Industrial | Ind ¦ Synchronous Belts | 2040 | Economic | GWh | Before Competition Groups | 20.7517 | 0 | 0 | 6967.1747 | 0.0029785 | 23 | Industrial_2040_Economic_GWh_Before Competition Groups_23 | Synchronous Belts | 0.2978% | 0 | 20.7517 | Industrial_2040_Economic_GWh_Before Competition Groups_Synchronous Belts
Industrial | Ind ¦ Synchronous Belts | 2040 | Technical | GWh | Before Competition Groups | 20.7517 | 0 | 0 | 7369.3189 | 0.002816 | 28 | Industrial_2040_Technical_GWh_Before Competition Groups_28 | Synchronous Belts | 0.2816% | 0 | 20.7517 | Industrial_2040_Technical_GWh_Before Competition Groups_Synchronous Belts
Industrial | Ind ¦ Dairy Pre-Cooler | 2040 | Economic | GWh | Before Competition Groups | 19.4415 | 0 | 0 | 6967.1747 | 0.0027904 | 24 | Industrial_2040_Economic_GWh_Before Competition Groups_24 | Dairy Pre-Cooler | 0.279% | 0 | 19.4415 | Industrial_2040_Economic_GWh_Before Competition Groups_Dairy Pre-Cooler
Industrial | Ind ¦ Process Improvements | 2040 | Achievable | GWh | Before Competition Groups | 15.2098 | 0 | 0 | 5580.7611 | 0.0027254 | 22 | Industrial_2040_Achievable_GWh_Before Competition Groups_22 | Process Improvements | 0.2725% | 0 | 15.2098 | Industrial_2040_Achievable_GWh_Before Competition Groups_Process Improvements
Industrial | Ind ¦ Dairy Pre-Cooler | 2040 | Achievable | GWh | Before Competition Groups | 14.7324 | 0 | 0 | 5580.7611 | 0.0026399 | 23 | Industrial_2040_Achievable_GWh_Before Competition Groups_23 | Dairy Pre-Cooler | 0.264% | 0 | 14.7324 | Industrial_2040_Achievable_GWh_Before Competition Groups_Dairy Pre-Cooler
Industrial | Ind ¦ Dairy Pre-Cooler | 2040 | Technical | GWh | Before Competition Groups | 19.4415 | 0 | 0 | 7369.3189 | 0.0026382 | 29 | Industrial_2040_Technical_GWh_Before Competition Groups_29 | Dairy Pre-Cooler | 0.2638% | 0 | 19.4415 | Industrial_2040_Technical_GWh_Before Competition Groups_Dairy Pre-Cooler
Industrial | Ind ¦ Refrigeration Compressor VFD | 2040 | Achievable | GWh | Before Competition Groups | 14.4118 | 0 | 0 | 5580.7611 | 0.0025824 | 24 | Industrial_2040_Achievable_GWh_Before Competition Groups_24 | Refrigeration Compressor VFD | 0.2582% | 0 | 14.4118 | Industrial_2040_Achievable_GWh_Before Competition Groups_Refrigeration Compressor VFD
Industrial | Ind ¦ Refrigeration Compressor VFD | 2040 | Economic | GWh | Before Competition Groups | 17.1767 | 0 | 0 | 6967.1747 | 0.0024654 | 25 | Industrial_2040_Economic_GWh_Before Competition Groups_25 | Refrigeration Compressor VFD | 0.2465% | 0 | 17.1767 | Industrial_2040_Economic_GWh_Before Competition Groups_Refrigeration Compressor VFD
Industrial | Ind ¦ Low Energy Livestock Waterers | 2040 | Achievable | GWh | Before Competition Groups | 13.4137 | 0 | 0 | 5580.7611 | 0.0024036 | 25 | Industrial_2040_Achievable_GWh_Before Competition Groups_25 | Low Energy Livestock Waterers | 0.2404% | 0 | 13.4137 | Industrial_2040_Achievable_GWh_Before Competition Groups_Low Energy Livestock Waterers
Industrial | Ind ¦ Refrigeration Compressor VFD | 2040 | Technical | GWh | Before Competition Groups | 17.1767 | 0 | 0 | 7369.3189 | 0.0023308 | 30 | Industrial_2040_Technical_GWh_Before Competition Groups_30 | Refrigeration Compressor VFD | 0.2331% | 0 | 17.1767 | Industrial_2040_Technical_GWh_Before Competition Groups_Refrigeration Compressor VFD
Industrial | Ind ¦ Process Improvements | 2040 | Economic | GWh | Before Competition Groups | 15.407 | 0 | 0 | 6967.1747 | 0.0022114 | 26 | Industrial_2040_Economic_GWh_Before Competition Groups_26 | Process Improvements | 0.2211% | 0 | 15.407 | Industrial_2040_Economic_GWh_Before Competition Groups_Process Improvements
Industrial | Ind ¦ Process Improvements | 2040 | Technical | GWh | Before Competition Groups | 15.407 | 0 | 0 | 7369.3189 | 0.0020907 | 31 | Industrial_2040_Technical_GWh_Before Competition Groups_31 | Process Improvements | 0.2091% | 0 | 15.407 | Industrial_2040_Technical_GWh_Before Competition Groups_Process Improvements
Industrial | Ind ¦ Low Energy Livestock Waterers | 2040 | Economic | GWh | Before Competition Groups | 13.5841 | 0 | 0 | 6967.1747 | 0.0019497 | 27 | Industrial_2040_Economic_GWh_Before Competition Groups_27 | Low Energy Livestock Waterers | 0.195% | 0 | 13.5841 | Industrial_2040_Economic_GWh_Before Competition Groups_Low Energy Livestock Waterers
Industrial | Ind ¦ Synchronous Belts | 2040 | Achievable | GWh | Before Competition Groups | 10.4517 | 0 | 0 | 5580.7611 | 0.0018728 | 26 | Industrial_2040_Achievable_GWh_Before Competition Groups_26 | Synchronous Belts | 0.1873% | 0 | 10.4517 | Industrial_2040_Achievable_GWh_Before Competition Groups_Synchronous Belts
Industrial | Ind ¦ Improved Controls - Process Heating | 2040 | Achievable | GWh | Before Competition Groups | 9.8022 | 0 | 0 | 5580.7611 | 0.0017564 | 27 | Industrial_2040_Achievable_GWh_Before Competition Groups_27 | Improved Controls - Process Heating | 0.1756% | 0 | 9.8022 | Industrial_2040_Achievable_GWh_Before Competition Groups_Improved Controls - Process Heating
Industrial | Ind ¦ Efficient Transformer | 2040 | Technical | GWh | Before Competition Groups | 12.7016 | 0 | 0 | 7369.3189 | 0.0017236 | 32 | Industrial_2040_Technical_GWh_Before Competition Groups_32 | Efficient Transformer | 0.1724% | 0 | 12.7016 | Industrial_2040_Technical_GWh_Before Competition Groups_Efficient Transformer
Industrial | Ind ¦ High Efficiency Welders | 2040 | Technical | GWh | Before Competition Groups | 12.2283 | 0 | 0 | 7369.3189 | 0.0016594 | 33 | Industrial_2040_Technical_GWh_Before Competition Groups_33 | High Efficiency Welders | 0.1659% | 0 | 12.2283 | Industrial_2040_Technical_GWh_Before Competition Groups_High Efficiency Welders
Industrial | Ind ¦ Chiller Optimization | 2040 | Technical | GWh | Before Competition Groups | 11.3553 | 0 | 0 | 7369.3189 | 0.0015409 | 34 | Industrial_2040_Technical_GWh_Before Competition Groups_34 | Chiller Optimization | 0.1541% | 0 | 11.3553 | Industrial_2040_Technical_GWh_Before Competition Groups_Chiller Optimization
Industrial | Ind ¦ Free Cooling | 2040 | Economic | GWh | Before Competition Groups | 10.3746 | 0 | 0 | 6967.1747 | 0.0014891 | 28 | Industrial_2040_Economic_GWh_Before Competition Groups_28 | Free Cooling | 0.1489% | 0 | 10.3746 | Industrial_2040_Economic_GWh_Before Competition Groups_Free Cooling
Industrial | Ind ¦ Improved Controls - Process Heating | 2040 | Economic | GWh | Before Competition Groups | 10.3192 | 0 | 0 | 6967.1747 | 0.0014811 | 29 | Industrial_2040_Economic_GWh_Before Competition Groups_29 | Improved Controls - Process Heating | 0.1481% | 0 | 10.3192 | Industrial_2040_Economic_GWh_Before Competition Groups_Improved Controls - Process Heating
Industrial | Ind ¦ Free Cooling | 2040 | Technical | GWh | Before Competition Groups | 10.3746 | 0 | 0 | 7369.3189 | 0.0014078 | 35 | Industrial_2040_Technical_GWh_Before Competition Groups_35 | Free Cooling | 0.1408% | 0 | 10.3746 | Industrial_2040_Technical_GWh_Before Competition Groups_Free Cooling
Industrial | Ind ¦ Improved Controls - Process Heating | 2040 | Technical | GWh | Before Competition Groups | 10.3192 | 0 | 0 | 7369.3189 | 0.0014003 | 36 | Industrial_2040_Technical_GWh_Before Competition Groups_36 | Improved Controls - Process Heating | 0.14% | 0 | 10.3192 | Industrial_2040_Technical_GWh_Before Competition Groups_Improved Controls - Process Heating
Industrial | Ind ¦ Free Cooling | 2040 | Achievable | GWh | Before Competition Groups | 7.7464 | 0 | 0 | 5580.7611 | 0.0013881 | 28 | Industrial_2040_Achievable_GWh_Before Competition Groups_28 | Free Cooling | 0.1388% | 0 | 7.7464 | Industrial_2040_Achievable_GWh_Before Competition Groups_Free Cooling
Industrial | Ind ¦ Cooling Tower Optimization | 2040 | Economic | GWh | Before Competition Groups | 8.626 | 0 | 0 | 6967.1747 | 0.0012381 | 30 | Industrial_2040_Economic_GWh_Before Competition Groups_30 | Cooling Tower Optimization | 0.1238% | 0 | 8.626 | Industrial_2040_Economic_GWh_Before Competition Groups_Cooling Tower Optimization
Industrial | Ind ¦ Cooling Tower Optimization | 2040 | Technical | GWh | Before Competition Groups | 8.626 | 0 | 0 | 7369.3189 | 0.0011705 | 37 | Industrial_2040_Technical_GWh_Before Competition Groups_37 | Cooling Tower Optimization | 0.1171% | 0 | 8.626 | Industrial_2040_Technical_GWh_Before Competition Groups_Cooling Tower Optimization
Industrial | Ind ¦ Engine Block Heater Timer | 2040 | Achievable | GWh | Before Competition Groups | 5.9817 | 0 | 0 | 5580.7611 | 0.0010718 | 29 | Industrial_2040_Achievable_GWh_Before Competition Groups_29 | Engine Block Heater Timer | 0.1072% | 0 | 5.9817 | Industrial_2040_Achievable_GWh_Before Competition Groups_Engine Block Heater Timer
Industrial | Ind ¦ Cooling Tower Optimization | 2040 | Achievable | GWh | Before Competition Groups | 5.6325 | 0 | 0 | 5580.7611 | 0.0010093 | 30 | Industrial_2040_Achievable_GWh_Before Competition Groups_30 | Cooling Tower Optimization | 0.1009% | 0 | 5.6325 | Industrial_2040_Achievable_GWh_Before Competition Groups_Cooling Tower Optimization
Industrial | Ind ¦ Engine Block Heater Timer | 2040 | Economic | GWh | Before Competition Groups | 6.071 | 0 | 0 | 6967.1747 | 0.00087138 | 31 | Industrial_2040_Economic_GWh_Before Competition Groups_31 | Engine Block Heater Timer | 0.08714% | 0 | 6.071 | Industrial_2040_Economic_GWh_Before Competition Groups_Engine Block Heater Timer
Industrial | Ind ¦ Engine Block Heater Timer | 2040 | Technical | GWh | Before Competition Groups | 6.071 | 0 | 0 | 7369.3189 | 0.00082383 | 38 | Industrial_2040_Technical_GWh_Before Competition Groups_38 | Engine Block Heater Timer | 0.08238% | 0 | 6.071 | Industrial_2040_Technical_GWh_Before Competition Groups_Engine Block Heater Timer
Industrial | Ind ¦ Premium Efficient Motors | 2040 | Achievable | GWh | Before Competition Groups | 4.1125 | 0 | 0 | 5580.7611 | 0.0007369 | 31 | Industrial_2040_Achievable_GWh_Before Competition Groups_31 | Premium Efficient Motors | 0.07369% | 0 | 4.1125 | Industrial_2040_Achievable_GWh_Before Competition Groups_Premium Efficient Motors
Industrial | Ind ¦ Heat Lamps/Heat Pad | 2040 | Technical | GWh | Before Competition Groups | 5.0279 | 0 | 0 | 7369.3189 | 0.00068228 | 39 | Industrial_2040_Technical_GWh_Before Competition Groups_39 | Heat Lamps/Heat Pad | 0.06823% | 0 | 5.0279 | Industrial_2040_Technical_GWh_Before Competition Groups_Heat Lamps/Heat Pad
Industrial | Ind ¦ Efficient Refrigeration Compressor | 2040 | Achievable | GWh | Before Competition Groups | 3.6337 | 0 | 0 | 5580.7611 | 0.00065111 | 32 | Industrial_2040_Achievable_GWh_Before Competition Groups_32 | Efficient Refrigeration Compressor | 0.06511% | 0 | 3.6337 | Industrial_2040_Achievable_GWh_Before Competition Groups_Efficient Refrigeration Compressor
Industrial | Ind ¦ HVLS Fans | 2040 | Achievable | GWh | Before Competition Groups | 3.2422 | 0 | 0 | 5580.7611 | 0.00058096 | 33 | Industrial_2040_Achievable_GWh_Before Competition Groups_33 | HVLS Fans | 0.0581% | 0 | 3.2422 | Industrial_2040_Achievable_GWh_Before Competition Groups_HVLS Fans
Industrial | Ind ¦ Efficient Refrigeration Compressor | 2040 | Economic | GWh | Before Competition Groups | 4.0225 | 0 | 0 | 6967.1747 | 0.00057735 | 32 | Industrial_2040_Economic_GWh_Before Competition Groups_32 | Efficient Refrigeration Compressor | 0.05773% | 0 | 4.0225 | Industrial_2040_Economic_GWh_Before Competition Groups_Efficient Refrigeration Compressor
Industrial | Ind ¦ Efficient Refrigeration Compressor | 2040 | Technical | GWh | Before Competition Groups | 4.0225 | 0 | 0 | 7369.3189 | 0.00054584 | 40 | Industrial_2040_Technical_GWh_Before Competition Groups_40 | Efficient Refrigeration Compressor | 0.05458% | 0 | 4.0225 | Industrial_2040_Technical_GWh_Before Competition Groups_Efficient Refrigeration Compressor
Industrial | Ind ¦ Air Compressor Heat Recovery | 2040 | Achievable | GWh | Before Competition Groups | 2.5766 | 0 | 0 | 5580.7611 | 0.0004617 | 34 | Industrial_2040_Achievable_GWh_Before Competition Groups_34 | Air Compressor Heat Recovery | 0.04617% | 0 | 2.5766 | Industrial_2040_Achievable_GWh_Before Competition Groups_Air Compressor Heat Recovery
Industrial | Ind ¦ Heat Lamps/Heat Pad | 2040 | Achievable | GWh | Before Competition Groups | 2.4566 | 0 | 0 | 5580.7611 | 0.0004402 | 35 | Industrial_2040_Achievable_GWh_Before Competition Groups_35 | Heat Lamps/Heat Pad | 0.04402% | 0 | 2.4566 | Industrial_2040_Achievable_GWh_Before Competition Groups_Heat Lamps/Heat Pad
Industrial | Ind ¦ Efficient Transformer | 2040 | Achievable | GWh | Before Competition Groups | 2.1914 | 0 | 0 | 5580.7611 | 0.00039267 | 36 | Industrial_2040_Achievable_GWh_Before Competition Groups_36 | Efficient Transformer | 0.03927% | 0 | 2.1914 | Industrial_2040_Achievable_GWh_Before Competition Groups_Efficient Transformer
Industrial | Ind ¦ Air Compressor Heat Recovery | 2040 | Economic | GWh | Before Competition Groups | 2.7256 | 0 | 0 | 6967.1747 | 0.00039121 | 33 | Industrial_2040_Economic_GWh_Before Competition Groups_33 | Air Compressor Heat Recovery | 0.03912% | 0 | 2.7256 | Industrial_2040_Economic_GWh_Before Competition Groups_Air Compressor Heat Recovery
Industrial | Ind ¦ Air Compressor Heat Recovery | 2040 | Technical | GWh | Before Competition Groups | 2.7256 | 0 | 0 | 7369.3189 | 0.00036986 | 41 | Industrial_2040_Technical_GWh_Before Competition Groups_41 | Air Compressor Heat Recovery | 0.03699% | 0 | 2.7256 | Industrial_2040_Technical_GWh_Before Competition Groups_Air Compressor Heat Recovery
Industrial | Ind ¦ Creep Heat Controller | 2040 | Economic | GWh | Before Competition Groups | 2.5185 | 0 | 0 | 6967.1747 | 0.00036148 | 34 | Industrial_2040_Economic_GWh_Before Competition Groups_34 | Creep Heat Controller | 0.03615% | 0 | 2.5185 | Industrial_2040_Economic_GWh_Before Competition Groups_Creep Heat Controller
Industrial | Ind ¦ High Efficiency Welders | 2040 | Achievable | GWh | Before Competition Groups | 1.9119 | 0 | 0 | 5580.7611 | 0.00034258 | 37 | Industrial_2040_Achievable_GWh_Before Competition Groups_37 | High Efficiency Welders | 0.03426% | 0 | 1.9119 | Industrial_2040_Achievable_GWh_Before Competition Groups_High Efficiency Welders
Industrial | Ind ¦ Creep Heat Controller | 2040 | Technical | GWh | Before Competition Groups | 2.5185 | 0 | 0 | 7369.3189 | 0.00034175 | 42 | Industrial_2040_Technical_GWh_Before Competition Groups_42 | Creep Heat Controller | 0.03418% | 0 | 2.5185 | Industrial_2040_Technical_GWh_Before Competition Groups_Creep Heat Controller
Industrial | Ind ¦ Optimize Compressed Air Dryer | 2040 | Economic | GWh | Before Competition Groups | 1.9666 | 0 | 0 | 6967.1747 | 0.00028227 | 35 | Industrial_2040_Economic_GWh_Before Competition Groups_35 | Optimize Compressed Air Dryer | 0.02823% | 0 | 1.9666 | Industrial_2040_Economic_GWh_Before Competition Groups_Optimize Compressed Air Dryer
Industrial | Ind ¦ Optimize Compressed Air Dryer | 2040 | Technical | GWh | Before Competition Groups | 1.9666 | 0 | 0 | 7369.3189 | 0.00026687 | 43 | Industrial_2040_Technical_GWh_Before Competition Groups_43 | Optimize Compressed Air Dryer | 0.02669% | 0 | 1.9666 | Industrial_2040_Technical_GWh_Before Competition Groups_Optimize Compressed Air Dryer
Industrial | Ind ¦ Heat Lamps/Heat Pad | 2040 | Economic | GWh | Before Competition Groups | 1.7633 | 0 | 0 | 6967.1747 | 0.00025309 | 36 | Industrial_2040_Economic_GWh_Before Competition Groups_36 | Heat Lamps/Heat Pad | 0.02531% | 0 | 1.7633 | Industrial_2040_Economic_GWh_Before Competition Groups_Heat Lamps/Heat Pad
Industrial | Ind ¦ Efficient Transformer | 2040 | Economic | GWh | Before Competition Groups | 1.5474 | 0 | 0 | 6967.1747 | 0.0002221 | 37 | Industrial_2040_Economic_GWh_Before Competition Groups_37 | Efficient Transformer | 0.02221% | 0 | 1.5474 | Industrial_2040_Economic_GWh_Before Competition Groups_Efficient Transformer
Industrial | Ind ¦ Dual and Natural Exhaust Ventilation Systems | 2040 | Technical | GWh | Before Competition Groups | 1.5643 | 0 | 0 | 7369.3189 | 0.00021228 | 44 | Industrial_2040_Technical_GWh_Before Competition Groups_44 | Dual and Natural Exhaust Ventilation Systems | 0.02123% | 0 | 1.5643 | Industrial_2040_Technical_GWh_Before Competition Groups_Dual and Natural Exhaust Ventilation Systems
Industrial | Ind ¦ High Efficiency Welders | 2040 | Economic | GWh | Before Competition Groups | 1.2012 | 0 | 0 | 6967.1747 | 0.00017241 | 38 | Industrial_2040_Economic_GWh_Before Competition Groups_38 | High Efficiency Welders | 0.01724% | 0 | 1.2012 | Industrial_2040_Economic_GWh_Before Competition Groups_High Efficiency Welders
Industrial | Ind ¦ Dairy Water Heater | 2040 | Achievable | GWh | Before Competition Groups | 0.79543 | 0 | 0 | 5580.7611 | 0.00014253 | 38 | Industrial_2040_Achievable_GWh_Before Competition Groups_38 | Dairy Water Heater | 0.01425% | 0 | 0.79543 | Industrial_2040_Achievable_GWh_Before Competition Groups_Dairy Water Heater
Industrial | Ind ¦ Dairy Water Heater | 2040 | Economic | GWh | Before Competition Groups | 0.98181 | 0 | 0 | 6967.1747 | 0.00014092 | 39 | Industrial_2040_Economic_GWh_Before Competition Groups_39 | Dairy Water Heater | 0.01409% | 0 | 0.98181 | Industrial_2040_Economic_GWh_Before Competition Groups_Dairy Water Heater
Industrial | Ind ¦ Dairy Water Heater | 2040 | Technical | GWh | Before Competition Groups | 0.98181 | 0 | 0 | 7369.3189 | 0.00013323 | 45 | Industrial_2040_Technical_GWh_Before Competition Groups_45 | Dairy Water Heater | 0.01332% | 0 | 0.98181 | Industrial_2040_Technical_GWh_Before Competition Groups_Dairy Water Heater
Industrial | Ind ¦ Optimize Compressed Air Dryer | 2040 | Achievable | GWh | Before Competition Groups | 0.68361 | 0 | 0 | 5580.7611 | 0.00012249 | 39 | Industrial_2040_Achievable_GWh_Before Competition Groups_39 | Optimize Compressed Air Dryer | 0.01225% | 0 | 0.68361 | Industrial_2040_Achievable_GWh_Before Competition Groups_Optimize Compressed Air Dryer
Industrial | Ind ¦ Dual and Natural Exhaust Ventilation Systems | 2040 | Economic | GWh | Before Competition Groups | 0.73152 | 0 | 0 | 6967.1747 | 0.000105 | 40 | Industrial_2040_Economic_GWh_Before Competition Groups_40 | Dual and Natural Exhaust Ventilation Systems | 0.0105% | 0 | 0.73152 | Industrial_2040_Economic_GWh_Before Competition Groups_Dual and Natural Exhaust Ventilation Systems
Industrial | Ind ¦ HVLS Fans | 2040 | Economic | GWh | Before Competition Groups | 0.6871 | 0 | 0 | 6967.1747 | 9.862e-05 | 41 | Industrial_2040_Economic_GWh_Before Competition Groups_41 | HVLS Fans | 0.009862% | 0 | 0.6871 | Industrial_2040_Economic_GWh_Before Competition Groups_HVLS Fans
Industrial | Ind ¦ Dual and Natural Exhaust Ventilation Systems | 2040 | Achievable | GWh | Before Competition Groups | 0.48466 | 0 | 0 | 5580.7611 | 8.6846e-05 | 40 | Industrial_2040_Achievable_GWh_Before Competition Groups_40 | Dual and Natural Exhaust Ventilation Systems | 0.008685% | 0 | 0.48466 | Industrial_2040_Achievable_GWh_Before Competition Groups_Dual and Natural Exhaust Ventilation Systems
Industrial | Ind ¦ Creep Heat Controller | 2040 | Achievable | GWh | Before Competition Groups | 0.47768 | 0 | 0 | 5580.7611 | 8.5595e-05 | 41 | Industrial_2040_Achievable_GWh_Before Competition Groups_41 | Creep Heat Controller | 0.008559% | 0 | 0.47768 | Industrial_2040_Achievable_GWh_Before Competition Groups_Creep Heat Controller
Industrial | Ind ¦ Pump System Optimization | 2041 | Economic | GWh | Before Competition Groups | 1223.8356 | 0 | 0 | 6989.3294 | 0.1751 | 1 | Industrial_2041_Economic_GWh_Before Competition Groups_1 | Pump System Optimization | 17.51% | 0 | 1223.8356 | Industrial_2041_Economic_GWh_Before Competition Groups_Pump System Optimization
Industrial | Ind ¦ Pump System Optimization | 2041 | Achievable | GWh | Before Competition Groups | 979.0453 | 0 | 0 | 5749.375 | 0.17029 | 1 | Industrial_2041_Achievable_GWh_Before Competition Groups_1 | Pump System Optimization | 17.03% | 0 | 979.0453 | Industrial_2041_Achievable_GWh_Before Competition Groups_Pump System Optimization
Industrial | Ind ¦ Pump System Optimization | 2041 | Technical | GWh | Before Competition Groups | 1244.712 | 0 | 0 | 7390.3719 | 0.16842 | 1 | Industrial_2041_Technical_GWh_Before Competition Groups_1 | Pump System Optimization | 16.84% | 0 | 1244.712 | Industrial_2041_Technical_GWh_Before Competition Groups_Pump System Optimization
Industrial | Ind ¦ HE Lighting | 2041 | Technical | GWh | Before Competition Groups | 828.4258 | 0 | 0 | 7390.3719 | 0.1121 | 2 | Industrial_2041_Technical_GWh_Before Competition Groups_2 | HE Lighting | 11.21% | 0 | 828.4258 | Industrial_2041_Technical_GWh_Before Competition Groups_HE Lighting
Industrial | Ind ¦ HE Lighting | 2041 | Economic | GWh | Before Competition Groups | 778.6867 | 0 | 0 | 6989.3294 | 0.11141 | 2 | Industrial_2041_Economic_GWh_Before Competition Groups_2 | HE Lighting | 11.14% | 0 | 778.6867 | Industrial_2041_Economic_GWh_Before Competition Groups_HE Lighting
Industrial | Ind ¦ Air Leak Survey and Repair | 2041 | Achievable | GWh | Before Competition Groups | 558.5388 | 0 | 0 | 5749.375 | 0.097148 | 2 | Industrial_2041_Achievable_GWh_Before Competition Groups_2 | Air Leak Survey and Repair | 9.715% | 0 | 558.5388 | Industrial_2041_Achievable_GWh_Before Competition Groups_Air Leak Survey and Repair
Industrial | Ind ¦ HE Lighting | 2041 | Achievable | GWh | Before Competition Groups | 550.1205 | 0 | 0 | 5749.375 | 0.095684 | 3 | Industrial_2041_Achievable_GWh_Before Competition Groups_3 | HE Lighting | 9.568% | 0 | 550.1205 | Industrial_2041_Achievable_GWh_Before Competition Groups_HE Lighting
Industrial | Ind ¦ Greenhouse Grow Lights | 2041 | Achievable | GWh | Before Competition Groups | 510.9488 | 0 | 0 | 5749.375 | 0.08887 | 4 | Industrial_2041_Achievable_GWh_Before Competition Groups_4 | Greenhouse Grow Lights | 8.887% | 0 | 510.9488 | Industrial_2041_Achievable_GWh_Before Competition Groups_Greenhouse Grow Lights
Industrial | Ind ¦ Greenhouse Grow Lights | 2041 | Economic | GWh | Before Competition Groups | 617.8021 | 0 | 0 | 6989.3294 | 0.088392 | 3 | Industrial_2041_Economic_GWh_Before Competition Groups_3 | Greenhouse Grow Lights | 8.839% | 0 | 617.8021 | Industrial_2041_Economic_GWh_Before Competition Groups_Greenhouse Grow Lights
Industrial | Ind ¦ Pump Equipment Upgrade | 2041 | Achievable | GWh | Before Competition Groups | 498.8958 | 0 | 0 | 5749.375 | 0.086774 | 5 | Industrial_2041_Achievable_GWh_Before Competition Groups_5 | Pump Equipment Upgrade | 8.677% | 0 | 498.8958 | Industrial_2041_Achievable_GWh_Before Competition Groups_Pump Equipment Upgrade
Industrial | Ind ¦ Air Compressor Optimization | 2041 | Achievable | GWh | Before Competition Groups | 492.9898 | 0 | 0 | 5749.375 | 0.085747 | 6 | Industrial_2041_Achievable_GWh_Before Competition Groups_6 | Air Compressor Optimization | 8.575% | 0 | 492.9898 | Industrial_2041_Achievable_GWh_Before Competition Groups_Air Compressor Optimization
Industrial | Ind ¦ Greenhouse Grow Lights | 2041 | Technical | GWh | Before Competition Groups | 617.8021 | 0 | 0 | 7390.3719 | 0.083596 | 3 | Industrial_2041_Technical_GWh_Before Competition Groups_3 | Greenhouse Grow Lights | 8.36% | 0 | 617.8021 | Industrial_2041_Technical_GWh_Before Competition Groups_Greenhouse Grow Lights
Industrial | Ind ¦ Pump Equipment Upgrade | 2041 | Economic | GWh | Before Competition Groups | 583.0761 | 0 | 0 | 6989.3294 | 0.083424 | 4 | Industrial_2041_Economic_GWh_Before Competition Groups_4 | Pump Equipment Upgrade | 8.342% | 0 | 583.0761 | Industrial_2041_Economic_GWh_Before Competition Groups_Pump Equipment Upgrade
Industrial | Ind ¦ Air Leak Survey and Repair | 2041 | Economic | GWh | Before Competition Groups | 578.2875 | 0 | 0 | 6989.3294 | 0.082739 | 5 | Industrial_2041_Economic_GWh_Before Competition Groups_5 | Air Leak Survey and Repair | 8.274% | 0 | 578.2875 | Industrial_2041_Economic_GWh_Before Competition Groups_Air Leak Survey and Repair
Industrial | Ind ¦ Air Compressor Optimization | 2041 | Economic | GWh | Before Competition Groups | 574.9617 | 0 | 0 | 6989.3294 | 0.082263 | 6 | Industrial_2041_Economic_GWh_Before Competition Groups_6 | Air Compressor Optimization | 8.226% | 0 | 574.9617 | Industrial_2041_Economic_GWh_Before Competition Groups_Air Compressor Optimization
Industrial | Ind ¦ Pump Equipment Upgrade | 2041 | Technical | GWh | Before Competition Groups | 583.0761 | 0 | 0 | 7390.3719 | 0.078897 | 4 | Industrial_2041_Technical_GWh_Before Competition Groups_4 | Pump Equipment Upgrade | 7.89% | 0 | 583.0761 | Industrial_2041_Technical_GWh_Before Competition Groups_Pump Equipment Upgrade
Industrial | Ind ¦ Air Leak Survey and Repair | 2041 | Technical | GWh | Before Competition Groups | 578.2875 | 0 | 0 | 7390.3719 | 0.078249 | 5 | Industrial_2041_Technical_GWh_Before Competition Groups_5 | Air Leak Survey and Repair | 7.825% | 0 | 578.2875 | Industrial_2041_Technical_GWh_Before Competition Groups_Air Leak Survey and Repair
Industrial | Ind ¦ Air Compressor Optimization | 2041 | Technical | GWh | Before Competition Groups | 574.9617 | 0 | 0 | 7390.3719 | 0.077799 | 6 | Industrial_2041_Technical_GWh_Before Competition Groups_6 | Air Compressor Optimization | 7.78% | 0 | 574.9617 | Industrial_2041_Technical_GWh_Before Competition Groups_Air Compressor Optimization
Industrial | Ind ¦ Recommissioning | 2041 | Achievable | GWh | Before Competition Groups | 427.9259 | 0 | 0 | 5749.375 | 0.07443 | 7 | Industrial_2041_Achievable_GWh_Before Competition Groups_7 | Recommissioning | 7.443% | 0 | 427.9259 | Industrial_2041_Achievable_GWh_Before Competition Groups_Recommissioning
Industrial | Ind ¦ SEM | 2041 | Achievable | GWh | Before Competition Groups | 427.9259 | 0 | 0 | 5749.375 | 0.07443 | 8 | Industrial_2041_Achievable_GWh_Before Competition Groups_8 | SEM | 7.443% | 0 | 427.9259 | Industrial_2041_Achievable_GWh_Before Competition Groups_SEM
Industrial | Ind ¦ Efficient Compressed Air Nozzles | 2041 | Economic | GWh | Before Competition Groups | 494.4912 | 0 | 0 | 6989.3294 | 0.070749 | 7 | Industrial_2041_Economic_GWh_Before Competition Groups_7 | Efficient Compressed Air Nozzles | 7.075% | 0 | 494.4912 | Industrial_2041_Economic_GWh_Before Competition Groups_Efficient Compressed Air Nozzles
Industrial | Ind ¦ Efficient Compressed Air Nozzles | 2041 | Achievable | GWh | Before Competition Groups | 387.9914 | 0 | 0 | 5749.375 | 0.067484 | 9 | Industrial_2041_Achievable_GWh_Before Competition Groups_9 | Efficient Compressed Air Nozzles | 6.748% | 0 | 387.9914 | Industrial_2041_Achievable_GWh_Before Competition Groups_Efficient Compressed Air Nozzles
Industrial | Ind ¦ Efficient Compressed Air Nozzles | 2041 | Technical | GWh | Before Competition Groups | 494.4912 | 0 | 0 | 7390.3719 | 0.06691 | 7 | Industrial_2041_Technical_GWh_Before Competition Groups_7 | Efficient Compressed Air Nozzles | 6.691% | 0 | 494.4912 | Industrial_2041_Technical_GWh_Before Competition Groups_Efficient Compressed Air Nozzles
Industrial | Ind ¦ Recommissioning | 2041 | Economic | GWh | Before Competition Groups | 433.7358 | 0 | 0 | 6989.3294 | 0.062057 | 8 | Industrial_2041_Economic_GWh_Before Competition Groups_8 | Recommissioning | 6.206% | 0 | 433.7358 | Industrial_2041_Economic_GWh_Before Competition Groups_Recommissioning
Industrial | Ind ¦ SEM | 2041 | Economic | GWh | Before Competition Groups | 433.7358 | 0 | 0 | 6989.3294 | 0.062057 | 9 | Industrial_2041_Economic_GWh_Before Competition Groups_9 | SEM | 6.206% | 0 | 433.7358 | Industrial_2041_Economic_GWh_Before Competition Groups_SEM
Industrial | Ind ¦ Recommissioning | 2041 | Technical | GWh | Before Competition Groups | 433.7358 | 0 | 0 | 7390.3719 | 0.058689 | 8 | Industrial_2041_Technical_GWh_Before Competition Groups_8 | Recommissioning | 5.869% | 0 | 433.7358 | Industrial_2041_Technical_GWh_Before Competition Groups_Recommissioning
Industrial | Ind ¦ SEM | 2041 | Technical | GWh | Before Competition Groups | 433.7358 | 0 | 0 | 7390.3719 | 0.058689 | 9 | Industrial_2041_Technical_GWh_Before Competition Groups_9 | SEM | 5.869% | 0 | 433.7358 | Industrial_2041_Technical_GWh_Before Competition Groups_SEM
Industrial | Ind ¦ High Efficiency HVAC Fans | 2041 | Economic | GWh | Before Competition Groups | 388.5926 | 0 | 0 | 6989.3294 | 0.055598 | 10 | Industrial_2041_Economic_GWh_Before Competition Groups_10 | High Efficiency HVAC Fans | 5.56% | 0 | 388.5926 | Industrial_2041_Economic_GWh_Before Competition Groups_High Efficiency HVAC Fans
Industrial | Ind ¦ High Efficiency HVAC Fans | 2041 | Achievable | GWh | Before Competition Groups | 316.2015 | 0 | 0 | 5749.375 | 0.054998 | 10 | Industrial_2041_Achievable_GWh_Before Competition Groups_10 | High Efficiency HVAC Fans | 5.5% | 0 | 316.2015 | Industrial_2041_Achievable_GWh_Before Competition Groups_High Efficiency HVAC Fans
Industrial | Ind ¦ High Efficiency HVAC Fans | 2041 | Technical | GWh | Before Competition Groups | 388.5926 | 0 | 0 | 7390.3719 | 0.052581 | 10 | Industrial_2041_Technical_GWh_Before Competition Groups_10 | High Efficiency HVAC Fans | 5.258% | 0 | 388.5926 | Industrial_2041_Technical_GWh_Before Competition Groups_High Efficiency HVAC Fans
Industrial | Ind ¦ Process Optimization (Elec) | 2041 | Economic | GWh | Before Competition Groups | 159.0013 | 0 | 0 | 6989.3294 | 0.022749 | 11 | Industrial_2041_Economic_GWh_Before Competition Groups_11 | Process Optimization (Elec) | 2.275% | 0 | 159.0013 | Industrial_2041_Economic_GWh_Before Competition Groups_Process Optimization (Elec)
Industrial | Ind ¦ Premium Efficient Motors | 2041 | Technical | GWh | Before Competition Groups | 162.7315 | 0 | 0 | 7390.3719 | 0.022019 | 11 | Industrial_2041_Technical_GWh_Before Competition Groups_11 | Premium Efficient Motors | 2.202% | 0 | 162.7315 | Industrial_2041_Technical_GWh_Before Competition Groups_Premium Efficient Motors
Industrial | Ind ¦ Process Optimization (Elec) | 2041 | Technical | GWh | Before Competition Groups | 159.0013 | 0 | 0 | 7390.3719 | 0.021515 | 12 | Industrial_2041_Technical_GWh_Before Competition Groups_12 | Process Optimization (Elec) | 2.151% | 0 | 159.0013 | Industrial_2041_Technical_GWh_Before Competition Groups_Process Optimization (Elec)
Industrial | Ind ¦ Premium Efficient Motors | 2041 | Economic | GWh | Before Competition Groups | 97.2448 | 0 | 0 | 6989.3294 | 0.013913 | 12 | Industrial_2041_Economic_GWh_Before Competition Groups_12 | Premium Efficient Motors | 1.391% | 0 | 97.2448 | Industrial_2041_Economic_GWh_Before Competition Groups_Premium Efficient Motors
Industrial | Ind ¦ Fan System Optimization | 2041 | Achievable | GWh | Before Competition Groups | 67.9907 | 0 | 0 | 5749.375 | 0.011826 | 11 | Industrial_2041_Achievable_GWh_Before Competition Groups_11 | Fan System Optimization | 1.183% | 0 | 67.9907 | Industrial_2041_Achievable_GWh_Before Competition Groups_Fan System Optimization
Industrial | Ind ¦ Fan System Optimization | 2041 | Economic | GWh | Before Competition Groups | 75.2626 | 0 | 0 | 6989.3294 | 0.010768 | 13 | Industrial_2041_Economic_GWh_Before Competition Groups_13 | Fan System Optimization | 1.077% | 0 | 75.2626 | Industrial_2041_Economic_GWh_Before Competition Groups_Fan System Optimization
Industrial | Ind ¦ Material Handling Improvements | 2041 | Achievable | GWh | Before Competition Groups | 60.9584 | 0 | 0 | 5749.375 | 0.010603 | 12 | Industrial_2041_Achievable_GWh_Before Competition Groups_12 | Material Handling Improvements | 1.06% | 0 | 60.9584 | Industrial_2041_Achievable_GWh_Before Competition Groups_Material Handling Improvements
Industrial | Ind ¦ Efficient Irrigation | 2041 | Economic | GWh | Before Competition Groups | 73.9515 | 0 | 0 | 6989.3294 | 0.010581 | 14 | Industrial_2041_Economic_GWh_Before Competition Groups_14 | Efficient Irrigation | 1.058% | 0 | 73.9515 | Industrial_2041_Economic_GWh_Before Competition Groups_Efficient Irrigation
Industrial | Ind ¦ Material Handling Improvements | 2041 | Economic | GWh | Before Competition Groups | 71.9207 | 0 | 0 | 6989.3294 | 0.01029 | 15 | Industrial_2041_Economic_GWh_Before Competition Groups_15 | Material Handling Improvements | 1.029% | 0 | 71.9207 | Industrial_2041_Economic_GWh_Before Competition Groups_Material Handling Improvements
Industrial | Ind ¦ Pulp and Paper Process Improvements | 2041 | Achievable | GWh | Before Competition Groups | 58.7037 | 0 | 0 | 5749.375 | 0.01021 | 13 | Industrial_2041_Achievable_GWh_Before Competition Groups_13 | Pulp and Paper Process Improvements | 1.021% | 0 | 58.7037 | Industrial_2041_Achievable_GWh_Before Competition Groups_Pulp and Paper Process Improvements
Industrial | Ind ¦ Fan System Optimization | 2041 | Technical | GWh | Before Competition Groups | 75.2626 | 0 | 0 | 7390.3719 | 0.010184 | 13 | Industrial_2041_Technical_GWh_Before Competition Groups_13 | Fan System Optimization | 1.018% | 0 | 75.2626 | Industrial_2041_Technical_GWh_Before Competition Groups_Fan System Optimization
Industrial | Ind ¦ Efficient Irrigation | 2041 | Technical | GWh | Before Competition Groups | 73.9515 | 0 | 0 | 7390.3719 | 0.010006 | 14 | Industrial_2041_Technical_GWh_Before Competition Groups_14 | Efficient Irrigation | 1.001% | 0 | 73.9515 | Industrial_2041_Technical_GWh_Before Competition Groups_Efficient Irrigation
Industrial | Ind ¦ HE HVAC Units | 2041 | Technical | GWh | Before Competition Groups | 73.2591 | 0 | 0 | 7390.3719 | 0.0099128 | 15 | Industrial_2041_Technical_GWh_Before Competition Groups_15 | HE HVAC Units | 0.9913% | 0 | 73.2591 | Industrial_2041_Technical_GWh_Before Competition Groups_HE HVAC Units
Industrial | Ind ¦ HE HVAC Controls | 2041 | Technical | GWh | Before Competition Groups | 72.4818 | 0 | 0 | 7390.3719 | 0.0098076 | 16 | Industrial_2041_Technical_GWh_Before Competition Groups_16 | HE HVAC Controls | 0.9808% | 0 | 72.4818 | Industrial_2041_Technical_GWh_Before Competition Groups_HE HVAC Controls
Industrial | Ind ¦ Material Handling Improvements | 2041 | Technical | GWh | Before Competition Groups | 71.9207 | 0 | 0 | 7390.3719 | 0.0097317 | 17 | Industrial_2041_Technical_GWh_Before Competition Groups_17 | Material Handling Improvements | 0.9732% | 0 | 71.9207 | Industrial_2041_Technical_GWh_Before Competition Groups_Material Handling Improvements
Industrial | Ind ¦ Efficient Irrigation | 2041 | Achievable | GWh | Before Competition Groups | 52.5616 | 0 | 0 | 5749.375 | 0.0091421 | 14 | Industrial_2041_Achievable_GWh_Before Competition Groups_14 | Efficient Irrigation | 0.9142% | 0 | 52.5616 | Industrial_2041_Achievable_GWh_Before Competition Groups_Efficient Irrigation
Industrial | Ind ¦ Process Optimization (Elec) | 2041 | Achievable | GWh | Before Competition Groups | 52.1945 | 0 | 0 | 5749.375 | 0.0090783 | 15 | Industrial_2041_Achievable_GWh_Before Competition Groups_15 | Process Optimization (Elec) | 0.9078% | 0 | 52.1945 | Industrial_2041_Achievable_GWh_Before Competition Groups_Process Optimization (Elec)
Industrial | Ind ¦ Pulp and Paper Process Improvements | 2041 | Economic | GWh | Before Competition Groups | 60.1282 | 0 | 0 | 6989.3294 | 0.0086029 | 16 | Industrial_2041_Economic_GWh_Before Competition Groups_16 | Pulp and Paper Process Improvements | 0.8603% | 0 | 60.1282 | Industrial_2041_Economic_GWh_Before Competition Groups_Pulp and Paper Process Improvements
Industrial | Ind ¦ Pulp and Paper Process Improvements | 2041 | Technical | GWh | Before Competition Groups | 60.1282 | 0 | 0 | 7390.3719 | 0.008136 | 18 | Industrial_2041_Technical_GWh_Before Competition Groups_18 | Pulp and Paper Process Improvements | 0.8136% | 0 | 60.1282 | Industrial_2041_Technical_GWh_Before Competition Groups_Pulp and Paper Process Improvements
Industrial | Ind ¦ Refiner Plate Improvements | 2041 | Economic | GWh | Before Competition Groups | 56.4987 | 0 | 0 | 6989.3294 | 0.0080836 | 17 | Industrial_2041_Economic_GWh_Before Competition Groups_17 | Refiner Plate Improvements | 0.8084% | 0 | 56.4987 | Industrial_2041_Economic_GWh_Before Competition Groups_Refiner Plate Improvements
Industrial | Ind ¦ Refiner Plate Improvements | 2041 | Technical | GWh | Before Competition Groups | 56.4987 | 0 | 0 | 7390.3719 | 0.0076449 | 19 | Industrial_2041_Technical_GWh_Before Competition Groups_19 | Refiner Plate Improvements | 0.7645% | 0 | 56.4987 | Industrial_2041_Technical_GWh_Before Competition Groups_Refiner Plate Improvements
Industrial | Ind ¦ Refiner Plate Improvements | 2041 | Achievable | GWh | Before Competition Groups | 43.4818 | 0 | 0 | 5749.375 | 0.0075629 | 16 | Industrial_2041_Achievable_GWh_Before Competition Groups_16 | Refiner Plate Improvements | 0.7563% | 0 | 43.4818 | Industrial_2041_Achievable_GWh_Before Competition Groups_Refiner Plate Improvements
Industrial | Ind ¦ Process Heat Recovery | 2041 | Achievable | GWh | Before Competition Groups | 31.2556 | 0 | 0 | 5749.375 | 0.0054363 | 17 | Industrial_2041_Achievable_GWh_Before Competition Groups_17 | Process Heat Recovery | 0.5436% | 0 | 31.2556 | Industrial_2041_Achievable_GWh_Before Competition Groups_Process Heat Recovery
Industrial | Ind ¦ Cold Storage Retrofit | 2041 | Technical | GWh | Before Competition Groups | 39.9511 | 0 | 0 | 7390.3719 | 0.0054058 | 20 | Industrial_2041_Technical_GWh_Before Competition Groups_20 | Cold Storage Retrofit | 0.5406% | 0 | 39.9511 | Industrial_2041_Technical_GWh_Before Competition Groups_Cold Storage Retrofit
Industrial | Ind ¦ Ventilation Optimization | 2041 | Economic | GWh | Before Competition Groups | 37.6442 | 0 | 0 | 6989.3294 | 0.0053859 | 18 | Industrial_2041_Economic_GWh_Before Competition Groups_18 | Ventilation Optimization | 0.5386% | 0 | 37.6442 | Industrial_2041_Economic_GWh_Before Competition Groups_Ventilation Optimization
Industrial | Ind ¦ VAV Conversion Project | 2041 | Achievable | GWh | Before Competition Groups | 30.0275 | 0 | 0 | 5749.375 | 0.0052227 | 18 | Industrial_2041_Achievable_GWh_Before Competition Groups_18 | VAV Conversion Project | 0.5223% | 0 | 30.0275 | Industrial_2041_Achievable_GWh_Before Competition Groups_VAV Conversion Project
Industrial | Ind ¦ Ventilation Optimization | 2041 | Technical | GWh | Before Competition Groups | 37.6442 | 0 | 0 | 7390.3719 | 0.0050937 | 21 | Industrial_2041_Technical_GWh_Before Competition Groups_21 | Ventilation Optimization | 0.5094% | 0 | 37.6442 | Industrial_2041_Technical_GWh_Before Competition Groups_Ventilation Optimization
Industrial | Ind ¦ Process Heat Recovery | 2041 | Economic | GWh | Before Competition Groups | 31.3352 | 0 | 0 | 6989.3294 | 0.0044833 | 19 | Industrial_2041_Economic_GWh_Before Competition Groups_19 | Process Heat Recovery | 0.4483% | 0 | 31.3352 | Industrial_2041_Economic_GWh_Before Competition Groups_Process Heat Recovery
Industrial | Ind ¦ Ventilation Optimization | 2041 | Achievable | GWh | Before Competition Groups | 25.5713 | 0 | 0 | 5749.375 | 0.0044477 | 19 | Industrial_2041_Achievable_GWh_Before Competition Groups_19 | Ventilation Optimization | 0.4448% | 0 | 25.5713 | Industrial_2041_Achievable_GWh_Before Competition Groups_Ventilation Optimization
Industrial | Ind ¦ VAV Conversion Project | 2041 | Economic | GWh | Before Competition Groups | 29.9354 | 0 | 0 | 6989.3294 | 0.004283 | 20 | Industrial_2041_Economic_GWh_Before Competition Groups_20 | VAV Conversion Project | 0.4283% | 0 | 29.9354 | Industrial_2041_Economic_GWh_Before Competition Groups_VAV Conversion Project
Industrial | Ind ¦ Process Heat Recovery | 2041 | Technical | GWh | Before Competition Groups | 31.3352 | 0 | 0 | 7390.3719 | 0.00424 | 22 | Industrial_2041_Technical_GWh_Before Competition Groups_22 | Process Heat Recovery | 0.424% | 0 | 31.3352 | Industrial_2041_Technical_GWh_Before Competition Groups_Process Heat Recovery
Industrial | Ind ¦ HVLS Fans | 2041 | Technical | GWh | Before Competition Groups | 31.0808 | 0 | 0 | 7390.3719 | 0.0042056 | 23 | Industrial_2041_Technical_GWh_Before Competition Groups_23 | HVLS Fans | 0.4206% | 0 | 31.0808 | Industrial_2041_Technical_GWh_Before Competition Groups_HVLS Fans
Industrial | Ind ¦ VAV Conversion Project | 2041 | Technical | GWh | Before Competition Groups | 29.9354 | 0 | 0 | 7390.3719 | 0.0040506 | 24 | Industrial_2041_Technical_GWh_Before Competition Groups_24 | VAV Conversion Project | 0.4051% | 0 | 29.9354 | Industrial_2041_Technical_GWh_Before Competition Groups_VAV Conversion Project
Industrial | Ind ¦ Improved Controls - Process Cooling | 2041 | Achievable | GWh | Before Competition Groups | 22.753 | 0 | 0 | 5749.375 | 0.0039575 | 20 | Industrial_2041_Achievable_GWh_Before Competition Groups_20 | Improved Controls - Process Cooling | 0.3957% | 0 | 22.753 | Industrial_2041_Achievable_GWh_Before Competition Groups_Improved Controls - Process Cooling
Industrial | Ind ¦ High Efficiency Battery Charger | 2041 | Economic | GWh | Before Competition Groups | 25.7445 | 0 | 0 | 6989.3294 | 0.0036834 | 21 | Industrial_2041_Economic_GWh_Before Competition Groups_21 | High Efficiency Battery Charger | 0.3683% | 0 | 25.7445 | Industrial_2041_Economic_GWh_Before Competition Groups_High Efficiency Battery Charger
Industrial | Ind ¦ High Efficiency Battery Charger | 2041 | Achievable | GWh | Before Competition Groups | 20.7002 | 0 | 0 | 5749.375 | 0.0036004 | 21 | Industrial_2041_Achievable_GWh_Before Competition Groups_21 | High Efficiency Battery Charger | 0.36% | 0 | 20.7002 | Industrial_2041_Achievable_GWh_Before Competition Groups_High Efficiency Battery Charger
Industrial | Ind ¦ High Efficiency Battery Charger | 2041 | Technical | GWh | Before Competition Groups | 25.7445 | 0 | 0 | 7390.3719 | 0.0034835 | 25 | Industrial_2041_Technical_GWh_Before Competition Groups_25 | High Efficiency Battery Charger | 0.3484% | 0 | 25.7445 | Industrial_2041_Technical_GWh_Before Competition Groups_High Efficiency Battery Charger
Industrial | Ind ¦ Low Energy Livestock Waterers | 2041 | Technical | GWh | Before Competition Groups | 25.3837 | 0 | 0 | 7390.3719 | 0.0034347 | 26 | Industrial_2041_Technical_GWh_Before Competition Groups_26 | Low Energy Livestock Waterers | 0.3435% | 0 | 25.3837 | Industrial_2041_Technical_GWh_Before Competition Groups_Low Energy Livestock Waterers
Industrial | Ind ¦ Improved Controls - Process Cooling | 2041 | Economic | GWh | Before Competition Groups | 23.192 | 0 | 0 | 6989.3294 | 0.0033182 | 22 | Industrial_2041_Economic_GWh_Before Competition Groups_22 | Improved Controls - Process Cooling | 0.3318% | 0 | 23.192 | Industrial_2041_Economic_GWh_Before Competition Groups_Improved Controls - Process Cooling
Industrial | Ind ¦ Improved Controls - Process Cooling | 2041 | Technical | GWh | Before Competition Groups | 23.192 | 0 | 0 | 7390.3719 | 0.0031381 | 27 | Industrial_2041_Technical_GWh_Before Competition Groups_27 | Improved Controls - Process Cooling | 0.3138% | 0 | 23.192 | Industrial_2041_Technical_GWh_Before Competition Groups_Improved Controls - Process Cooling
Industrial | Ind ¦ Synchronous Belts | 2041 | Economic | GWh | Before Competition Groups | 20.5803 | 0 | 0 | 6989.3294 | 0.0029445 | 23 | Industrial_2041_Economic_GWh_Before Competition Groups_23 | Synchronous Belts | 0.2945% | 0 | 20.5803 | Industrial_2041_Economic_GWh_Before Competition Groups_Synchronous Belts
Industrial | Ind ¦ Dairy Pre-Cooler | 2041 | Economic | GWh | Before Competition Groups | 19.4996 | 0 | 0 | 6989.3294 | 0.0027899 | 24 | Industrial_2041_Economic_GWh_Before Competition Groups_24 | Dairy Pre-Cooler | 0.279% | 0 | 19.4996 | Industrial_2041_Economic_GWh_Before Competition Groups_Dairy Pre-Cooler
Industrial | Ind ¦ Synchronous Belts | 2041 | Technical | GWh | Before Competition Groups | 20.5803 | 0 | 0 | 7390.3719 | 0.0027847 | 28 | Industrial_2041_Technical_GWh_Before Competition Groups_28 | Synchronous Belts | 0.2785% | 0 | 20.5803 | Industrial_2041_Technical_GWh_Before Competition Groups_Synchronous Belts
Industrial | Ind ¦ Process Improvements | 2041 | Achievable | GWh | Before Competition Groups | 15.4094 | 0 | 0 | 5749.375 | 0.0026802 | 22 | Industrial_2041_Achievable_GWh_Before Competition Groups_22 | Process Improvements | 0.268% | 0 | 15.4094 | Industrial_2041_Achievable_GWh_Before Competition Groups_Process Improvements
Industrial | Ind ¦ Dairy Pre-Cooler | 2041 | Achievable | GWh | Before Competition Groups | 15.3365 | 0 | 0 | 5749.375 | 0.0026675 | 23 | Industrial_2041_Achievable_GWh_Before Competition Groups_23 | Dairy Pre-Cooler | 0.2668% | 0 | 15.3365 | Industrial_2041_Achievable_GWh_Before Competition Groups_Dairy Pre-Cooler
Industrial | Ind ¦ Dairy Pre-Cooler | 2041 | Technical | GWh | Before Competition Groups | 19.4996 | 0 | 0 | 7390.3719 | 0.0026385 | 29 | Industrial_2041_Technical_GWh_Before Competition Groups_29 | Dairy Pre-Cooler | 0.2639% | 0 | 19.4996 | Industrial_2041_Technical_GWh_Before Competition Groups_Dairy Pre-Cooler
Industrial | Ind ¦ Refrigeration Compressor VFD | 2041 | Achievable | GWh | Before Competition Groups | 14.8128 | 0 | 0 | 5749.375 | 0.0025764 | 24 | Industrial_2041_Achievable_GWh_Before Competition Groups_24 | Refrigeration Compressor VFD | 0.2576% | 0 | 14.8128 | Industrial_2041_Achievable_GWh_Before Competition Groups_Refrigeration Compressor VFD
Industrial | Ind ¦ Low Energy Livestock Waterers | 2041 | Achievable | GWh | Before Competition Groups | 14.593 | 0 | 0 | 5749.375 | 0.0025382 | 25 | Industrial_2041_Achievable_GWh_Before Competition Groups_25 | Low Energy Livestock Waterers | 0.2538% | 0 | 14.593 | Industrial_2041_Achievable_GWh_Before Competition Groups_Low Energy Livestock Waterers
Industrial | Ind ¦ Refrigeration Compressor VFD | 2041 | Economic | GWh | Before Competition Groups | 17.3826 | 0 | 0 | 6989.3294 | 0.002487 | 25 | Industrial_2041_Economic_GWh_Before Competition Groups_25 | Refrigeration Compressor VFD | 0.2487% | 0 | 17.3826 | Industrial_2041_Economic_GWh_Before Competition Groups_Refrigeration Compressor VFD
Industrial | Ind ¦ Refrigeration Compressor VFD | 2041 | Technical | GWh | Before Competition Groups | 17.3826 | 0 | 0 | 7390.3719 | 0.0023521 | 30 | Industrial_2041_Technical_GWh_Before Competition Groups_30 | Refrigeration Compressor VFD | 0.2352% | 0 | 17.3826 | Industrial_2041_Technical_GWh_Before Competition Groups_Refrigeration Compressor VFD
Industrial | Ind ¦ Process Improvements | 2041 | Economic | GWh | Before Competition Groups | 15.2324 | 0 | 0 | 6989.3294 | 0.0021794 | 26 | Industrial_2041_Economic_GWh_Before Competition Groups_26 | Process Improvements | 0.2179% | 0 | 15.2324 | Industrial_2041_Economic_GWh_Before Competition Groups_Process Improvements
Industrial | Ind ¦ Synchronous Belts | 2041 | Achievable | GWh | Before Competition Groups | 11.9092 | 0 | 0 | 5749.375 | 0.0020714 | 26 | Industrial_2041_Achievable_GWh_Before Competition Groups_26 | Synchronous Belts | 0.2071% | 0 | 11.9092 | Industrial_2041_Achievable_GWh_Before Competition Groups_Synchronous Belts
Industrial | Ind ¦ Process Improvements | 2041 | Technical | GWh | Before Competition Groups | 15.2324 | 0 | 0 | 7390.3719 | 0.0020611 | 31 | Industrial_2041_Technical_GWh_Before Competition Groups_31 | Process Improvements | 0.2061% | 0 | 15.2324 | Industrial_2041_Technical_GWh_Before Competition Groups_Process Improvements
Industrial | Ind ¦ Low Energy Livestock Waterers | 2041 | Economic | GWh | Before Competition Groups | 13.6509 | 0 | 0 | 6989.3294 | 0.0019531 | 27 | Industrial_2041_Economic_GWh_Before Competition Groups_27 | Low Energy Livestock Waterers | 0.1953% | 0 | 13.6509 | Industrial_2041_Economic_GWh_Before Competition Groups_Low Energy Livestock Waterers
Industrial | Ind ¦ Efficient Transformer | 2041 | Technical | GWh | Before Competition Groups | 12.8723 | 0 | 0 | 7390.3719 | 0.0017418 | 32 | Industrial_2041_Technical_GWh_Before Competition Groups_32 | Efficient Transformer | 0.1742% | 0 | 12.8723 | Industrial_2041_Technical_GWh_Before Competition Groups_Efficient Transformer
Industrial | Ind ¦ Improved Controls - Process Heating | 2041 | Achievable | GWh | Before Competition Groups | 9.9251 | 0 | 0 | 5749.375 | 0.0017263 | 27 | Industrial_2041_Achievable_GWh_Before Competition Groups_27 | Improved Controls - Process Heating | 0.1726% | 0 | 9.9251 | Industrial_2041_Achievable_GWh_Before Competition Groups_Improved Controls - Process Heating
Industrial | Ind ¦ High Efficiency Welders | 2041 | Technical | GWh | Before Competition Groups | 12.364 | 0 | 0 | 7390.3719 | 0.001673 | 33 | Industrial_2041_Technical_GWh_Before Competition Groups_33 | High Efficiency Welders | 0.1673% | 0 | 12.364 | Industrial_2041_Technical_GWh_Before Competition Groups_High Efficiency Welders
Industrial | Ind ¦ Premium Efficient Motors | 2041 | Achievable | GWh | Before Competition Groups | 8.8332 | 0 | 0 | 5749.375 | 0.0015364 | 28 | Industrial_2041_Achievable_GWh_Before Competition Groups_28 | Premium Efficient Motors | 0.1536% | 0 | 8.8332 | Industrial_2041_Achievable_GWh_Before Competition Groups_Premium Efficient Motors
Industrial | Ind ¦ Chiller Optimization | 2041 | Technical | GWh | Before Competition Groups | 11.3231 | 0 | 0 | 7390.3719 | 0.0015321 | 34 | Industrial_2041_Technical_GWh_Before Competition Groups_34 | Chiller Optimization | 0.1532% | 0 | 11.3231 | Industrial_2041_Technical_GWh_Before Competition Groups_Chiller Optimization
Industrial | Ind ¦ Free Cooling | 2041 | Economic | GWh | Before Competition Groups | 10.3139 | 0 | 0 | 6989.3294 | 0.0014757 | 28 | Industrial_2041_Economic_GWh_Before Competition Groups_28 | Free Cooling | 0.1476% | 0 | 10.3139 | Industrial_2041_Economic_GWh_Before Competition Groups_Free Cooling
Industrial | Ind ¦ Improved Controls - Process Heating | 2041 | Economic | GWh | Before Competition Groups | 10.1162 | 0 | 0 | 6989.3294 | 0.0014474 | 29 | Industrial_2041_Economic_GWh_Before Competition Groups_29 | Improved Controls - Process Heating | 0.1447% | 0 | 10.1162 | Industrial_2041_Economic_GWh_Before Competition Groups_Improved Controls - Process Heating
Industrial | Ind ¦ Free Cooling | 2041 | Achievable | GWh | Before Competition Groups | 8.292 | 0 | 0 | 5749.375 | 0.0014422 | 29 | Industrial_2041_Achievable_GWh_Before Competition Groups_29 | Free Cooling | 0.1442% | 0 | 8.292 | Industrial_2041_Achievable_GWh_Before Competition Groups_Free Cooling
Industrial | Ind ¦ Free Cooling | 2041 | Technical | GWh | Before Competition Groups | 10.3139 | 0 | 0 | 7390.3719 | 0.0013956 | 35 | Industrial_2041_Technical_GWh_Before Competition Groups_35 | Free Cooling | 0.1396% | 0 | 10.3139 | Industrial_2041_Technical_GWh_Before Competition Groups_Free Cooling
Industrial | Ind ¦ Improved Controls - Process Heating | 2041 | Technical | GWh | Before Competition Groups | 10.1162 | 0 | 0 | 7390.3719 | 0.0013688 | 36 | Industrial_2041_Technical_GWh_Before Competition Groups_36 | Improved Controls - Process Heating | 0.1369% | 0 | 10.1162 | Industrial_2041_Technical_GWh_Before Competition Groups_Improved Controls - Process Heating
Industrial | Ind ¦ Cooling Tower Optimization | 2041 | Economic | GWh | Before Competition Groups | 8.5724 | 0 | 0 | 6989.3294 | 0.0012265 | 30 | Industrial_2041_Economic_GWh_Before Competition Groups_30 | Cooling Tower Optimization | 0.1226% | 0 | 8.5724 | Industrial_2041_Economic_GWh_Before Competition Groups_Cooling Tower Optimization
Industrial | Ind ¦ Cooling Tower Optimization | 2041 | Technical | GWh | Before Competition Groups | 8.5724 | 0 | 0 | 7390.3719 | 0.0011599 | 37 | Industrial_2041_Technical_GWh_Before Competition Groups_37 | Cooling Tower Optimization | 0.116% | 0 | 8.5724 | Industrial_2041_Technical_GWh_Before Competition Groups_Cooling Tower Optimization
Industrial | Ind ¦ Cooling Tower Optimization | 2041 | Achievable | GWh | Before Competition Groups | 6.1504 | 0 | 0 | 5749.375 | 0.0010697 | 30 | Industrial_2041_Achievable_GWh_Before Competition Groups_30 | Cooling Tower Optimization | 0.107% | 0 | 6.1504 | Industrial_2041_Achievable_GWh_Before Competition Groups_Cooling Tower Optimization
Industrial | Ind ¦ Engine Block Heater Timer | 2041 | Achievable | GWh | Before Competition Groups | 6.0628 | 0 | 0 | 5749.375 | 0.0010545 | 31 | Industrial_2041_Achievable_GWh_Before Competition Groups_31 | Engine Block Heater Timer | 0.1055% | 0 | 6.0628 | Industrial_2041_Achievable_GWh_Before Competition Groups_Engine Block Heater Timer
Industrial | Ind ¦ Engine Block Heater Timer | 2041 | Economic | GWh | Before Competition Groups | 6.0266 | 0 | 0 | 6989.3294 | 0.00086225 | 31 | Industrial_2041_Economic_GWh_Before Competition Groups_31 | Engine Block Heater Timer | 0.08623% | 0 | 6.0266 | Industrial_2041_Economic_GWh_Before Competition Groups_Engine Block Heater Timer
Industrial | Ind ¦ HVLS Fans | 2041 | Achievable | GWh | Before Competition Groups | 4.7264 | 0 | 0 | 5749.375 | 0.00082208 | 32 | Industrial_2041_Achievable_GWh_Before Competition Groups_32 | HVLS Fans | 0.08221% | 0 | 4.7264 | Industrial_2041_Achievable_GWh_Before Competition Groups_HVLS Fans
Industrial | Ind ¦ Engine Block Heater Timer | 2041 | Technical | GWh | Before Competition Groups | 6.0266 | 0 | 0 | 7390.3719 | 0.00081546 | 38 | Industrial_2041_Technical_GWh_Before Competition Groups_38 | Engine Block Heater Timer | 0.08155% | 0 | 6.0266 | Industrial_2041_Technical_GWh_Before Competition Groups_Engine Block Heater Timer
Industrial | Ind ¦ Heat Lamps/Heat Pad | 2041 | Technical | GWh | Before Competition Groups | 5.0183 | 0 | 0 | 7390.3719 | 0.00067903 | 39 | Industrial_2041_Technical_GWh_Before Competition Groups_39 | Heat Lamps/Heat Pad | 0.0679% | 0 | 5.0183 | Industrial_2041_Technical_GWh_Before Competition Groups_Heat Lamps/Heat Pad
Industrial | Ind ¦ Efficient Refrigeration Compressor | 2041 | Achievable | GWh | Before Competition Groups | 3.6801 | 0 | 0 | 5749.375 | 0.0006401 | 33 | Industrial_2041_Achievable_GWh_Before Competition Groups_33 | Efficient Refrigeration Compressor | 0.06401% | 0 | 3.6801 | Industrial_2041_Achievable_GWh_Before Competition Groups_Efficient Refrigeration Compressor
Industrial | Ind ¦ Efficient Refrigeration Compressor | 2041 | Economic | GWh | Before Competition Groups | 4.0396 | 0 | 0 | 6989.3294 | 0.00057797 | 32 | Industrial_2041_Economic_GWh_Before Competition Groups_32 | Efficient Refrigeration Compressor | 0.0578% | 0 | 4.0396 | Industrial_2041_Economic_GWh_Before Competition Groups_Efficient Refrigeration Compressor
Industrial | Ind ¦ Efficient Refrigeration Compressor | 2041 | Technical | GWh | Before Competition Groups | 4.0396 | 0 | 0 | 7390.3719 | 0.00054661 | 40 | Industrial_2041_Technical_GWh_Before Competition Groups_40 | Efficient Refrigeration Compressor | 0.05466% | 0 | 4.0396 | Industrial_2041_Technical_GWh_Before Competition Groups_Efficient Refrigeration Compressor
Industrial | Ind ¦ Heat Lamps/Heat Pad | 2041 | Achievable | GWh | Before Competition Groups | 2.6611 | 0 | 0 | 5749.375 | 0.00046286 | 34 | Industrial_2041_Achievable_GWh_Before Competition Groups_34 | Heat Lamps/Heat Pad | 0.04629% | 0 | 2.6611 | Industrial_2041_Achievable_GWh_Before Competition Groups_Heat Lamps/Heat Pad
Industrial | Ind ¦ Air Compressor Heat Recovery | 2041 | Achievable | GWh | Before Competition Groups | 2.6113 | 0 | 0 | 5749.375 | 0.0004542 | 35 | Industrial_2041_Achievable_GWh_Before Competition Groups_35 | Air Compressor Heat Recovery | 0.04542% | 0 | 2.6113 | Industrial_2041_Achievable_GWh_Before Competition Groups_Air Compressor Heat Recovery
Industrial | Ind ¦ Efficient Transformer | 2041 | Achievable | GWh | Before Competition Groups | 2.4833 | 0 | 0 | 5749.375 | 0.00043193 | 36 | Industrial_2041_Achievable_GWh_Before Competition Groups_36 | Efficient Transformer | 0.04319% | 0 | 2.4833 | Industrial_2041_Achievable_GWh_Before Competition Groups_Efficient Transformer
Industrial | Ind ¦ High Efficiency Welders | 2041 | Achievable | GWh | Before Competition Groups | 2.2288 | 0 | 0 | 5749.375 | 0.00038766 | 37 | Industrial_2041_Achievable_GWh_Before Competition Groups_37 | High Efficiency Welders | 0.03877% | 0 | 2.2288 | Industrial_2041_Achievable_GWh_Before Competition Groups_High Efficiency Welders
Industrial | Ind ¦ Air Compressor Heat Recovery | 2041 | Economic | GWh | Before Competition Groups | 2.6965 | 0 | 0 | 6989.3294 | 0.0003858 | 33 | Industrial_2041_Economic_GWh_Before Competition Groups_33 | Air Compressor Heat Recovery | 0.03858% | 0 | 2.6965 | Industrial_2041_Economic_GWh_Before Competition Groups_Air Compressor Heat Recovery
Industrial | Ind ¦ Air Compressor Heat Recovery | 2041 | Technical | GWh | Before Competition Groups | 2.6965 | 0 | 0 | 7390.3719 | 0.00036487 | 41 | Industrial_2041_Technical_GWh_Before Competition Groups_41 | Air Compressor Heat Recovery | 0.03649% | 0 | 2.6965 | Industrial_2041_Technical_GWh_Before Competition Groups_Air Compressor Heat Recovery
Industrial | Ind ¦ Creep Heat Controller | 2041 | Economic | GWh | Before Competition Groups | 2.4982 | 0 | 0 | 6989.3294 | 0.00035743 | 34 | Industrial_2041_Economic_GWh_Before Competition Groups_34 | Creep Heat Controller | 0.03574% | 0 | 2.4982 | Industrial_2041_Economic_GWh_Before Competition Groups_Creep Heat Controller
Industrial | Ind ¦ Creep Heat Controller | 2041 | Technical | GWh | Before Competition Groups | 2.4982 | 0 | 0 | 7390.3719 | 0.00033803 | 42 | Industrial_2041_Technical_GWh_Before Competition Groups_42 | Creep Heat Controller | 0.0338% | 0 | 2.4982 | Industrial_2041_Technical_GWh_Before Competition Groups_Creep Heat Controller
Industrial | Ind ¦ Optimize Compressed Air Dryer | 2041 | Economic | GWh | Before Competition Groups | 1.9572 | 0 | 0 | 6989.3294 | 0.00028003 | 35 | Industrial_2041_Economic_GWh_Before Competition Groups_35 | Optimize Compressed Air Dryer | 0.028% | 0 | 1.9572 | Industrial_2041_Economic_GWh_Before Competition Groups_Optimize Compressed Air Dryer
Industrial | Ind ¦ Optimize Compressed Air Dryer | 2041 | Technical | GWh | Before Competition Groups | 1.9572 | 0 | 0 | 7390.3719 | 0.00026484 | 43 | Industrial_2041_Technical_GWh_Before Competition Groups_43 | Optimize Compressed Air Dryer | 0.02648% | 0 | 1.9572 | Industrial_2041_Technical_GWh_Before Competition Groups_Optimize Compressed Air Dryer
Industrial | Ind ¦ Efficient Transformer | 2041 | Economic | GWh | Before Competition Groups | 1.7626 | 0 | 0 | 6989.3294 | 0.00025218 | 36 | Industrial_2041_Economic_GWh_Before Competition Groups_36 | Efficient Transformer | 0.02522% | 0 | 1.7626 | Industrial_2041_Economic_GWh_Before Competition Groups_Efficient Transformer
Industrial | Ind ¦ Heat Lamps/Heat Pad | 2041 | Economic | GWh | Before Competition Groups | 1.7536 | 0 | 0 | 6989.3294 | 0.0002509 | 37 | Industrial_2041_Economic_GWh_Before Competition Groups_37 | Heat Lamps/Heat Pad | 0.02509% | 0 | 1.7536 | Industrial_2041_Economic_GWh_Before Competition Groups_Heat Lamps/Heat Pad
Industrial | Ind ¦ Dual and Natural Exhaust Ventilation Systems | 2041 | Technical | GWh | Before Competition Groups | 1.5717 | 0 | 0 | 7390.3719 | 0.00021267 | 44 | Industrial_2041_Technical_GWh_Before Competition Groups_44 | Dual and Natural Exhaust Ventilation Systems | 0.02127% | 0 | 1.5717 | Industrial_2041_Technical_GWh_Before Competition Groups_Dual and Natural Exhaust Ventilation Systems
Industrial | Ind ¦ High Efficiency Welders | 2041 | Economic | GWh | Before Competition Groups | 1.4052 | 0 | 0 | 6989.3294 | 0.00020105 | 38 | Industrial_2041_Economic_GWh_Before Competition Groups_38 | High Efficiency Welders | 0.02011% | 0 | 1.4052 | Industrial_2041_Economic_GWh_Before Competition Groups_High Efficiency Welders
Industrial | Ind ¦ HVLS Fans | 2041 | Economic | GWh | Before Competition Groups | 1.0544 | 0 | 0 | 6989.3294 | 0.00015086 | 39 | Industrial_2041_Economic_GWh_Before Competition Groups_39 | HVLS Fans | 0.01509% | 0 | 1.0544 | Industrial_2041_Economic_GWh_Before Competition Groups_HVLS Fans
Industrial | Ind ¦ Optimize Compressed Air Dryer | 2041 | Achievable | GWh | Before Competition Groups | 0.82738 | 0 | 0 | 5749.375 | 0.00014391 | 38 | Industrial_2041_Achievable_GWh_Before Competition Groups_38 | Optimize Compressed Air Dryer | 0.01439% | 0 | 0.82738 | Industrial_2041_Achievable_GWh_Before Competition Groups_Optimize Compressed Air Dryer
Industrial | Ind ¦ Dairy Water Heater | 2041 | Achievable | GWh | Before Competition Groups | 0.81972 | 0 | 0 | 5749.375 | 0.00014258 | 39 | Industrial_2041_Achievable_GWh_Before Competition Groups_39 | Dairy Water Heater | 0.01426% | 0 | 0.81972 | Industrial_2041_Achievable_GWh_Before Competition Groups_Dairy Water Heater
Industrial | Ind ¦ Dairy Water Heater | 2041 | Economic | GWh | Before Competition Groups | 0.9843 | 0 | 0 | 6989.3294 | 0.00014083 | 40 | Industrial_2041_Economic_GWh_Before Competition Groups_40 | Dairy Water Heater | 0.01408% | 0 | 0.9843 | Industrial_2041_Economic_GWh_Before Competition Groups_Dairy Water Heater
Industrial | Ind ¦ Dairy Water Heater | 2041 | Technical | GWh | Before Competition Groups | 0.9843 | 0 | 0 | 7390.3719 | 0.00013319 | 45 | Industrial_2041_Technical_GWh_Before Competition Groups_45 | Dairy Water Heater | 0.01332% | 0 | 0.9843 | Industrial_2041_Technical_GWh_Before Competition Groups_Dairy Water Heater
Industrial | Ind ¦ Creep Heat Controller | 2041 | Achievable | GWh | Before Competition Groups | 0.66793 | 0 | 0 | 5749.375 | 0.00011618 | 40 | Industrial_2041_Achievable_GWh_Before Competition Groups_40 | Creep Heat Controller | 0.01162% | 0 | 0.66793 | Industrial_2041_Achievable_GWh_Before Competition Groups_Creep Heat Controller
Industrial | Ind ¦ Dual and Natural Exhaust Ventilation Systems | 2041 | Economic | GWh | Before Competition Groups | 0.73885 | 0 | 0 | 6989.3294 | 0.00010571 | 41 | Industrial_2041_Economic_GWh_Before Competition Groups_41 | Dual and Natural Exhaust Ventilation Systems | 0.01057% | 0 | 0.73885 | Industrial_2041_Economic_GWh_Before Competition Groups_Dual and Natural Exhaust Ventilation Systems
Industrial | Ind ¦ Dual and Natural Exhaust Ventilation Systems | 2041 | Achievable | GWh | Before Competition Groups | 0.56216 | 0 | 0 | 5749.375 | 9.7777e-05 | 41 | Industrial_2041_Achievable_GWh_Before Competition Groups_41 | Dual and Natural Exhaust Ventilation Systems | 0.009778% | 0 | 0.56216 | Industrial_2041_Achievable_GWh_Before Competition Groups_Dual and Natural Exhaust Ventilation Systems
Industrial | Ind ¦ Pump System Optimization | 2042 | Economic | GWh | Before Competition Groups | 1236.6942 | 0 | 0 | 7040.2416 | 0.17566 | 1 | Industrial_2042_Economic_GWh_Before Competition Groups_1 | Pump System Optimization | 17.57% | 0 | 1236.6942 | Industrial_2042_Economic_GWh_Before Competition Groups_Pump System Optimization
Industrial | Ind ¦ Pump System Optimization | 2042 | Achievable | GWh | Before Competition Groups | 1003.8767 | 0 | 0 | 5890.3651 | 0.17043 | 1 | Industrial_2042_Achievable_GWh_Before Competition Groups_1 | Pump System Optimization | 17.04% | 0 | 1003.8767 | Industrial_2042_Achievable_GWh_Before Competition Groups_Pump System Optimization
Industrial | Ind ¦ Pump System Optimization | 2042 | Technical | GWh | Before Competition Groups | 1257.5706 | 0 | 0 | 7443.0976 | 0.16896 | 1 | Industrial_2042_Technical_GWh_Before Competition Groups_1 | Pump System Optimization | 16.9% | 0 | 1257.5706 | Industrial_2042_Technical_GWh_Before Competition Groups_Pump System Optimization
Industrial | Ind ¦ HE Lighting | 2042 | Technical | GWh | Before Competition Groups | 837.5456 | 0 | 0 | 7443.0976 | 0.11253 | 2 | Industrial_2042_Technical_GWh_Before Competition Groups_2 | HE Lighting | 11.25% | 0 | 837.5456 | Industrial_2042_Technical_GWh_Before Competition Groups_HE Lighting
Industrial | Ind ¦ HE Lighting | 2042 | Economic | GWh | Before Competition Groups | 787.8064 | 0 | 0 | 7040.2416 | 0.1119 | 2 | Industrial_2042_Economic_GWh_Before Competition Groups_2 | HE Lighting | 11.19% | 0 | 787.8064 | Industrial_2042_Economic_GWh_Before Competition Groups_HE Lighting
Industrial | Ind ¦ HE Lighting | 2042 | Achievable | GWh | Before Competition Groups | 577.9474 | 0 | 0 | 5890.3651 | 0.098117 | 2 | Industrial_2042_Achievable_GWh_Before Competition Groups_2 | HE Lighting | 9.812% | 0 | 577.9474 | Industrial_2042_Achievable_GWh_Before Competition Groups_HE Lighting
Industrial | Ind ¦ Air Leak Survey and Repair | 2042 | Achievable | GWh | Before Competition Groups | 564.3927 | 0 | 0 | 5890.3651 | 0.095816 | 3 | Industrial_2042_Achievable_GWh_Before Competition Groups_3 | Air Leak Survey and Repair | 9.582% | 0 | 564.3927 | Industrial_2042_Achievable_GWh_Before Competition Groups_Air Leak Survey and Repair
Industrial | Ind ¦ Greenhouse Grow Lights | 2042 | Achievable | GWh | Before Competition Groups | 520.5138 | 0 | 0 | 5890.3651 | 0.088367 | 4 | Industrial_2042_Achievable_GWh_Before Competition Groups_4 | Greenhouse Grow Lights | 8.837% | 0 | 520.5138 | Industrial_2042_Achievable_GWh_Before Competition Groups_Greenhouse Grow Lights
Industrial | Ind ¦ Greenhouse Grow Lights | 2042 | Economic | GWh | Before Competition Groups | 621.4627 | 0 | 0 | 7040.2416 | 0.088273 | 3 | Industrial_2042_Economic_GWh_Before Competition Groups_3 | Greenhouse Grow Lights | 8.827% | 0 | 621.4627 | Industrial_2042_Economic_GWh_Before Competition Groups_Greenhouse Grow Lights
Industrial | Ind ¦ Pump Equipment Upgrade | 2042 | Achievable | GWh | Before Competition Groups | 510.7756 | 0 | 0 | 5890.3651 | 0.086714 | 5 | Industrial_2042_Achievable_GWh_Before Competition Groups_5 | Pump Equipment Upgrade | 8.671% | 0 | 510.7756 | Industrial_2042_Achievable_GWh_Before Competition Groups_Pump Equipment Upgrade
Industrial | Ind ¦ Air Compressor Optimization | 2042 | Achievable | GWh | Before Competition Groups | 502.7628 | 0 | 0 | 5890.3651 | 0.085353 | 6 | Industrial_2042_Achievable_GWh_Before Competition Groups_6 | Air Compressor Optimization | 8.535% | 0 | 502.7628 | Industrial_2042_Achievable_GWh_Before Competition Groups_Air Compressor Optimization
Industrial | Ind ¦ Pump Equipment Upgrade | 2042 | Economic | GWh | Before Competition Groups | 589.0432 | 0 | 0 | 7040.2416 | 0.083668 | 4 | Industrial_2042_Economic_GWh_Before Competition Groups_4 | Pump Equipment Upgrade | 8.367% | 0 | 589.0432 | Industrial_2042_Economic_GWh_Before Competition Groups_Pump Equipment Upgrade
Industrial | Ind ¦ Greenhouse Grow Lights | 2042 | Technical | GWh | Before Competition Groups | 621.4627 | 0 | 0 | 7443.0976 | 0.083495 | 3 | Industrial_2042_Technical_GWh_Before Competition Groups_3 | Greenhouse Grow Lights | 8.35% | 0 | 621.4627 | Industrial_2042_Technical_GWh_Before Competition Groups_Greenhouse Grow Lights
Industrial | Ind ¦ Air Compressor Optimization | 2042 | Economic | GWh | Before Competition Groups | 582.0488 | 0 | 0 | 7040.2416 | 0.082675 | 5 | Industrial_2042_Economic_GWh_Before Competition Groups_5 | Air Compressor Optimization | 8.267% | 0 | 582.0488 | Industrial_2042_Economic_GWh_Before Competition Groups_Air Compressor Optimization
Industrial | Ind ¦ Air Leak Survey and Repair | 2042 | Economic | GWh | Before Competition Groups | 578.2113 | 0 | 0 | 7040.2416 | 0.082129 | 6 | Industrial_2042_Economic_GWh_Before Competition Groups_6 | Air Leak Survey and Repair | 8.213% | 0 | 578.2113 | Industrial_2042_Economic_GWh_Before Competition Groups_Air Leak Survey and Repair
Industrial | Ind ¦ Pump Equipment Upgrade | 2042 | Technical | GWh | Before Competition Groups | 589.0432 | 0 | 0 | 7443.0976 | 0.07914 | 4 | Industrial_2042_Technical_GWh_Before Competition Groups_4 | Pump Equipment Upgrade | 7.914% | 0 | 589.0432 | Industrial_2042_Technical_GWh_Before Competition Groups_Pump Equipment Upgrade
Industrial | Ind ¦ Air Compressor Optimization | 2042 | Technical | GWh | Before Competition Groups | 582.0488 | 0 | 0 | 7443.0976 | 0.0782 | 5 | Industrial_2042_Technical_GWh_Before Competition Groups_5 | Air Compressor Optimization | 7.82% | 0 | 582.0488 | Industrial_2042_Technical_GWh_Before Competition Groups_Air Compressor Optimization
Industrial | Ind ¦ Air Leak Survey and Repair | 2042 | Technical | GWh | Before Competition Groups | 578.2113 | 0 | 0 | 7443.0976 | 0.077684 | 6 | Industrial_2042_Technical_GWh_Before Competition Groups_6 | Air Leak Survey and Repair | 7.768% | 0 | 578.2113 | Industrial_2042_Technical_GWh_Before Competition Groups_Air Leak Survey and Repair
Industrial | Ind ¦ Recommissioning | 2042 | Achievable | GWh | Before Competition Groups | 432.2203 | 0 | 0 | 5890.3651 | 0.073377 | 7 | Industrial_2042_Achievable_GWh_Before Competition Groups_7 | Recommissioning | 7.338% | 0 | 432.2203 | Industrial_2042_Achievable_GWh_Before Competition Groups_Recommissioning
Industrial | Ind ¦ SEM | 2042 | Achievable | GWh | Before Competition Groups | 432.2203 | 0 | 0 | 5890.3651 | 0.073377 | 8 | Industrial_2042_Achievable_GWh_Before Competition Groups_8 | SEM | 7.338% | 0 | 432.2203 | Industrial_2042_Achievable_GWh_Before Competition Groups_SEM
Industrial | Ind ¦ Efficient Compressed Air Nozzles | 2042 | Economic | GWh | Before Competition Groups | 499.459 | 0 | 0 | 7040.2416 | 0.070943 | 7 | Industrial_2042_Economic_GWh_Before Competition Groups_7 | Efficient Compressed Air Nozzles | 7.094% | 0 | 499.459 | Industrial_2042_Economic_GWh_Before Competition Groups_Efficient Compressed Air Nozzles
Industrial | Ind ¦ Efficient Compressed Air Nozzles | 2042 | Achievable | GWh | Before Competition Groups | 398.6443 | 0 | 0 | 5890.3651 | 0.067677 | 9 | Industrial_2042_Achievable_GWh_Before Competition Groups_9 | Efficient Compressed Air Nozzles | 6.768% | 0 | 398.6443 | Industrial_2042_Achievable_GWh_Before Competition Groups_Efficient Compressed Air Nozzles
Industrial | Ind ¦ Efficient Compressed Air Nozzles | 2042 | Technical | GWh | Before Competition Groups | 499.459 | 0 | 0 | 7443.0976 | 0.067104 | 7 | Industrial_2042_Technical_GWh_Before Competition Groups_7 | Efficient Compressed Air Nozzles | 6.71% | 0 | 499.459 | Industrial_2042_Technical_GWh_Before Competition Groups_Efficient Compressed Air Nozzles
Industrial | Ind ¦ Recommissioning | 2042 | Economic | GWh | Before Competition Groups | 433.6081 | 0 | 0 | 7040.2416 | 0.06159 | 8 | Industrial_2042_Economic_GWh_Before Competition Groups_8 | Recommissioning | 6.159% | 0 | 433.6081 | Industrial_2042_Economic_GWh_Before Competition Groups_Recommissioning
Industrial | Ind ¦ SEM | 2042 | Economic | GWh | Before Competition Groups | 433.6081 | 0 | 0 | 7040.2416 | 0.06159 | 9 | Industrial_2042_Economic_GWh_Before Competition Groups_9 | SEM | 6.159% | 0 | 433.6081 | Industrial_2042_Economic_GWh_Before Competition Groups_SEM
Industrial | Ind ¦ Recommissioning | 2042 | Technical | GWh | Before Competition Groups | 433.6081 | 0 | 0 | 7443.0976 | 0.058256 | 8 | Industrial_2042_Technical_GWh_Before Competition Groups_8 | Recommissioning | 5.826% | 0 | 433.6081 | Industrial_2042_Technical_GWh_Before Competition Groups_Recommissioning
Industrial | Ind ¦ SEM | 2042 | Technical | GWh | Before Competition Groups | 433.6081 | 0 | 0 | 7443.0976 | 0.058256 | 9 | Industrial_2042_Technical_GWh_Before Competition Groups_9 | SEM | 5.826% | 0 | 433.6081 | Industrial_2042_Technical_GWh_Before Competition Groups_SEM
Industrial | Ind ¦ High Efficiency HVAC Fans | 2042 | Economic | GWh | Before Competition Groups | 391.9364 | 0 | 0 | 7040.2416 | 0.055671 | 10 | Industrial_2042_Economic_GWh_Before Competition Groups_10 | High Efficiency HVAC Fans | 5.567% | 0 | 391.9364 | Industrial_2042_Economic_GWh_Before Competition Groups_High Efficiency HVAC Fans
Industrial | Ind ¦ High Efficiency HVAC Fans | 2042 | Achievable | GWh | Before Competition Groups | 322.2346 | 0 | 0 | 5890.3651 | 0.054705 | 10 | Industrial_2042_Achievable_GWh_Before Competition Groups_10 | High Efficiency HVAC Fans | 5.471% | 0 | 322.2346 | Industrial_2042_Achievable_GWh_Before Competition Groups_High Efficiency HVAC Fans
Industrial | Ind ¦ High Efficiency HVAC Fans | 2042 | Technical | GWh | Before Competition Groups | 391.9364 | 0 | 0 | 7443.0976 | 0.052658 | 10 | Industrial_2042_Technical_GWh_Before Competition Groups_10 | High Efficiency HVAC Fans | 5.266% | 0 | 391.9364 | Industrial_2042_Technical_GWh_Before Competition Groups_High Efficiency HVAC Fans
Industrial | Ind ¦ Process Optimization (Elec) | 2042 | Economic | GWh | Before Competition Groups | 158.9645 | 0 | 0 | 7040.2416 | 0.022579 | 11 | Industrial_2042_Economic_GWh_Before Competition Groups_11 | Process Optimization (Elec) | 2.258% | 0 | 158.9645 | Industrial_2042_Economic_GWh_Before Competition Groups_Process Optimization (Elec)
Industrial | Ind ¦ Premium Efficient Motors | 2042 | Technical | GWh | Before Competition Groups | 163.9443 | 0 | 0 | 7443.0976 | 0.022026 | 11 | Industrial_2042_Technical_GWh_Before Competition Groups_11 | Premium Efficient Motors | 2.203% | 0 | 163.9443 | Industrial_2042_Technical_GWh_Before Competition Groups_Premium Efficient Motors
Industrial | Ind ¦ Process Optimization (Elec) | 2042 | Technical | GWh | Before Competition Groups | 158.9645 | 0 | 0 | 7443.0976 | 0.021357 | 12 | Industrial_2042_Technical_GWh_Before Competition Groups_12 | Process Optimization (Elec) | 2.136% | 0 | 158.9645 | Industrial_2042_Technical_GWh_Before Competition Groups_Process Optimization (Elec)
Industrial | Ind ¦ Premium Efficient Motors | 2042 | Economic | GWh | Before Competition Groups | 97.1772 | 0 | 0 | 7040.2416 | 0.013803 | 12 | Industrial_2042_Economic_GWh_Before Competition Groups_12 | Premium Efficient Motors | 1.38% | 0 | 97.1772 | Industrial_2042_Economic_GWh_Before Competition Groups_Premium Efficient Motors
Industrial | Ind ¦ Fan System Optimization | 2042 | Achievable | GWh | Before Competition Groups | 68.9975 | 0 | 0 | 5890.3651 | 0.011714 | 11 | Industrial_2042_Achievable_GWh_Before Competition Groups_11 | Fan System Optimization | 1.171% | 0 | 68.9975 | Industrial_2042_Achievable_GWh_Before Competition Groups_Fan System Optimization
Industrial | Ind ¦ Fan System Optimization | 2042 | Economic | GWh | Before Competition Groups | 75.7697 | 0 | 0 | 7040.2416 | 0.010762 | 13 | Industrial_2042_Economic_GWh_Before Competition Groups_13 | Fan System Optimization | 1.076% | 0 | 75.7697 | Industrial_2042_Economic_GWh_Before Competition Groups_Fan System Optimization
Industrial | Ind ¦ Efficient Irrigation | 2042 | Economic | GWh | Before Competition Groups | 74.412 | 0 | 0 | 7040.2416 | 0.01057 | 14 | Industrial_2042_Economic_GWh_Before Competition Groups_14 | Efficient Irrigation | 1.057% | 0 | 74.412 | Industrial_2042_Economic_GWh_Before Competition Groups_Efficient Irrigation
Industrial | Ind ¦ Material Handling Improvements | 2042 | Achievable | GWh | Before Competition Groups | 62.036 | 0 | 0 | 5890.3651 | 0.010532 | 12 | Industrial_2042_Achievable_GWh_Before Competition Groups_12 | Material Handling Improvements | 1.053% | 0 | 62.036 | Industrial_2042_Achievable_GWh_Before Competition Groups_Material Handling Improvements
Industrial | Ind ¦ Material Handling Improvements | 2042 | Economic | GWh | Before Competition Groups | 72.6335 | 0 | 0 | 7040.2416 | 0.010317 | 15 | Industrial_2042_Economic_GWh_Before Competition Groups_15 | Material Handling Improvements | 1.032% | 0 | 72.6335 | Industrial_2042_Economic_GWh_Before Competition Groups_Material Handling Improvements
Industrial | Ind ¦ Fan System Optimization | 2042 | Technical | GWh | Before Competition Groups | 75.7697 | 0 | 0 | 7443.0976 | 0.01018 | 13 | Industrial_2042_Technical_GWh_Before Competition Groups_13 | Fan System Optimization | 1.018% | 0 | 75.7697 | Industrial_2042_Technical_GWh_Before Competition Groups_Fan System Optimization
Industrial | Ind ¦ Pulp and Paper Process Improvements | 2042 | Achievable | GWh | Before Competition Groups | 59.4321 | 0 | 0 | 5890.3651 | 0.01009 | 13 | Industrial_2042_Achievable_GWh_Before Competition Groups_13 | Pulp and Paper Process Improvements | 1.009% | 0 | 59.4321 | Industrial_2042_Achievable_GWh_Before Competition Groups_Pulp and Paper Process Improvements
Industrial | Ind ¦ Efficient Irrigation | 2042 | Technical | GWh | Before Competition Groups | 74.412 | 0 | 0 | 7443.0976 | 0.0099975 | 14 | Industrial_2042_Technical_GWh_Before Competition Groups_14 | Efficient Irrigation | 0.9997% | 0 | 74.412 | Industrial_2042_Technical_GWh_Before Competition Groups_Efficient Irrigation
Industrial | Ind ¦ HE HVAC Units | 2042 | Technical | GWh | Before Competition Groups | 73.8271 | 0 | 0 | 7443.0976 | 0.0099189 | 15 | Industrial_2042_Technical_GWh_Before Competition Groups_15 | HE HVAC Units | 0.9919% | 0 | 73.8271 | Industrial_2042_Technical_GWh_Before Competition Groups_HE HVAC Units
Industrial | Ind ¦ Material Handling Improvements | 2042 | Technical | GWh | Before Competition Groups | 72.6335 | 0 | 0 | 7443.0976 | 0.0097585 | 16 | Industrial_2042_Technical_GWh_Before Competition Groups_16 | Material Handling Improvements | 0.9759% | 0 | 72.6335 | Industrial_2042_Technical_GWh_Before Competition Groups_Material Handling Improvements
Industrial | Ind ¦ HE HVAC Controls | 2042 | Technical | GWh | Before Competition Groups | 72.476 | 0 | 0 | 7443.0976 | 0.0097373 | 17 | Industrial_2042_Technical_GWh_Before Competition Groups_17 | HE HVAC Controls | 0.9737% | 0 | 72.476 | Industrial_2042_Technical_GWh_Before Competition Groups_HE HVAC Controls
Industrial | Ind ¦ Process Optimization (Elec) | 2042 | Achievable | GWh | Before Competition Groups | 56.5534 | 0 | 0 | 5890.3651 | 0.009601 | 14 | Industrial_2042_Achievable_GWh_Before Competition Groups_14 | Process Optimization (Elec) | 0.9601% | 0 | 56.5534 | Industrial_2042_Achievable_GWh_Before Competition Groups_Process Optimization (Elec)
Industrial | Ind ¦ Efficient Irrigation | 2042 | Achievable | GWh | Before Competition Groups | 54.4878 | 0 | 0 | 5890.3651 | 0.0092503 | 15 | Industrial_2042_Achievable_GWh_Before Competition Groups_15 | Efficient Irrigation | 0.925% | 0 | 54.4878 | Industrial_2042_Achievable_GWh_Before Competition Groups_Efficient Irrigation
Industrial | Ind ¦ Pulp and Paper Process Improvements | 2042 | Economic | GWh | Before Competition Groups | 60.1272 | 0 | 0 | 7040.2416 | 0.0085405 | 16 | Industrial_2042_Economic_GWh_Before Competition Groups_16 | Pulp and Paper Process Improvements | 0.8541% | 0 | 60.1272 | Industrial_2042_Economic_GWh_Before Competition Groups_Pulp and Paper Process Improvements
Industrial | Ind ¦ Refiner Plate Improvements | 2042 | Economic | GWh | Before Competition Groups | 57.3438 | 0 | 0 | 7040.2416 | 0.0081451 | 17 | Industrial_2042_Economic_GWh_Before Competition Groups_17 | Refiner Plate Improvements | 0.8145% | 0 | 57.3438 | Industrial_2042_Economic_GWh_Before Competition Groups_Refiner Plate Improvements
Industrial | Ind ¦ Pulp and Paper Process Improvements | 2042 | Technical | GWh | Before Competition Groups | 60.1272 | 0 | 0 | 7443.0976 | 0.0080783 | 18 | Industrial_2042_Technical_GWh_Before Competition Groups_18 | Pulp and Paper Process Improvements | 0.8078% | 0 | 60.1272 | Industrial_2042_Technical_GWh_Before Competition Groups_Pulp and Paper Process Improvements
Industrial | Ind ¦ Refiner Plate Improvements | 2042 | Technical | GWh | Before Competition Groups | 57.3438 | 0 | 0 | 7443.0976 | 0.0077043 | 19 | Industrial_2042_Technical_GWh_Before Competition Groups_19 | Refiner Plate Improvements | 0.7704% | 0 | 57.3438 | Industrial_2042_Technical_GWh_Before Competition Groups_Refiner Plate Improvements
Industrial | Ind ¦ Refiner Plate Improvements | 2042 | Achievable | GWh | Before Competition Groups | 44.8185 | 0 | 0 | 5890.3651 | 0.0076088 | 16 | Industrial_2042_Achievable_GWh_Before Competition Groups_16 | Refiner Plate Improvements | 0.7609% | 0 | 44.8185 | Industrial_2042_Achievable_GWh_Before Competition Groups_Refiner Plate Improvements
Industrial | Ind ¦ Ventilation Optimization | 2042 | Economic | GWh | Before Competition Groups | 38.1776 | 0 | 0 | 7040.2416 | 0.0054228 | 18 | Industrial_2042_Economic_GWh_Before Competition Groups_18 | Ventilation Optimization | 0.5423% | 0 | 38.1776 | Industrial_2042_Economic_GWh_Before Competition Groups_Ventilation Optimization
Industrial | Ind ¦ Process Heat Recovery | 2042 | Achievable | GWh | Before Competition Groups | 31.6045 | 0 | 0 | 5890.3651 | 0.0053654 | 17 | Industrial_2042_Achievable_GWh_Before Competition Groups_17 | Process Heat Recovery | 0.5365% | 0 | 31.6045 | Industrial_2042_Achievable_GWh_Before Competition Groups_Process Heat Recovery
Industrial | Ind ¦ Cold Storage Retrofit | 2042 | Technical | GWh | Before Competition Groups | 39.9317 | 0 | 0 | 7443.0976 | 0.0053649 | 20 | Industrial_2042_Technical_GWh_Before Competition Groups_20 | Cold Storage Retrofit | 0.5365% | 0 | 39.9317 | Industrial_2042_Technical_GWh_Before Competition Groups_Cold Storage Retrofit
Industrial | Ind ¦ VAV Conversion Project | 2042 | Achievable | GWh | Before Competition Groups | 30.3079 | 0 | 0 | 5890.3651 | 0.0051453 | 18 | Industrial_2042_Achievable_GWh_Before Competition Groups_18 | VAV Conversion Project | 0.5145% | 0 | 30.3079 | Industrial_2042_Achievable_GWh_Before Competition Groups_VAV Conversion Project
Industrial | Ind ¦ Ventilation Optimization | 2042 | Technical | GWh | Before Competition Groups | 38.1776 | 0 | 0 | 7443.0976 | 0.0051293 | 21 | Industrial_2042_Technical_GWh_Before Competition Groups_21 | Ventilation Optimization | 0.5129% | 0 | 38.1776 | Industrial_2042_Technical_GWh_Before Competition Groups_Ventilation Optimization
Industrial | Ind ¦ Ventilation Optimization | 2042 | Achievable | GWh | Before Competition Groups | 27.4101 | 0 | 0 | 5890.3651 | 0.0046534 | 19 | Industrial_2042_Achievable_GWh_Before Competition Groups_19 | Ventilation Optimization | 0.4653% | 0 | 27.4101 | Industrial_2042_Achievable_GWh_Before Competition Groups_Ventilation Optimization
Industrial | Ind ¦ Process Heat Recovery | 2042 | Economic | GWh | Before Competition Groups | 31.3225 | 0 | 0 | 7040.2416 | 0.0044491 | 19 | Industrial_2042_Economic_GWh_Before Competition Groups_19 | Process Heat Recovery | 0.4449% | 0 | 31.3225 | Industrial_2042_Economic_GWh_Before Competition Groups_Process Heat Recovery
Industrial | Ind ¦ VAV Conversion Project | 2042 | Economic | GWh | Before Competition Groups | 29.9198 | 0 | 0 | 7040.2416 | 0.0042498 | 20 | Industrial_2042_Economic_GWh_Before Competition Groups_20 | VAV Conversion Project | 0.425% | 0 | 29.9198 | Industrial_2042_Economic_GWh_Before Competition Groups_VAV Conversion Project
Industrial | Ind ¦ HVLS Fans | 2042 | Technical | GWh | Before Competition Groups | 31.3267 | 0 | 0 | 7443.0976 | 0.0042088 | 22 | Industrial_2042_Technical_GWh_Before Competition Groups_22 | HVLS Fans | 0.4209% | 0 | 31.3267 | Industrial_2042_Technical_GWh_Before Competition Groups_HVLS Fans
Industrial | Ind ¦ Process Heat Recovery | 2042 | Technical | GWh | Before Competition Groups | 31.3225 | 0 | 0 | 7443.0976 | 0.0042083 | 23 | Industrial_2042_Technical_GWh_Before Competition Groups_23 | Process Heat Recovery | 0.4208% | 0 | 31.3225 | Industrial_2042_Technical_GWh_Before Competition Groups_Process Heat Recovery
Industrial | Ind ¦ VAV Conversion Project | 2042 | Technical | GWh | Before Competition Groups | 29.9198 | 0 | 0 | 7443.0976 | 0.0040198 | 24 | Industrial_2042_Technical_GWh_Before Competition Groups_24 | VAV Conversion Project | 0.402% | 0 | 29.9198 | Industrial_2042_Technical_GWh_Before Competition Groups_VAV Conversion Project
Industrial | Ind ¦ Improved Controls - Process Cooling | 2042 | Achievable | GWh | Before Competition Groups | 22.9796 | 0 | 0 | 5890.3651 | 0.0039012 | 20 | Industrial_2042_Achievable_GWh_Before Competition Groups_20 | Improved Controls - Process Cooling | 0.3901% | 0 | 22.9796 | Industrial_2042_Achievable_GWh_Before Competition Groups_Improved Controls - Process Cooling
Industrial | Ind ¦ High Efficiency Battery Charger | 2042 | Economic | GWh | Before Competition Groups | 26.069 | 0 | 0 | 7040.2416 | 0.0037029 | 21 | Industrial_2042_Economic_GWh_Before Competition Groups_21 | High Efficiency Battery Charger | 0.3703% | 0 | 26.069 | Industrial_2042_Economic_GWh_Before Competition Groups_High Efficiency Battery Charger
Industrial | Ind ¦ High Efficiency Battery Charger | 2042 | Achievable | GWh | Before Competition Groups | 21.1652 | 0 | 0 | 5890.3651 | 0.0035932 | 21 | Industrial_2042_Achievable_GWh_Before Competition Groups_21 | High Efficiency Battery Charger | 0.3593% | 0 | 21.1652 | Industrial_2042_Achievable_GWh_Before Competition Groups_High Efficiency Battery Charger
Industrial | Ind ¦ High Efficiency Battery Charger | 2042 | Technical | GWh | Before Competition Groups | 26.069 | 0 | 0 | 7443.0976 | 0.0035024 | 25 | Industrial_2042_Technical_GWh_Before Competition Groups_25 | High Efficiency Battery Charger | 0.3502% | 0 | 26.069 | Industrial_2042_Technical_GWh_Before Competition Groups_High Efficiency Battery Charger
Industrial | Ind ¦ Low Energy Livestock Waterers | 2042 | Technical | GWh | Before Competition Groups | 25.4928 | 0 | 0 | 7443.0976 | 0.003425 | 26 | Industrial_2042_Technical_GWh_Before Competition Groups_26 | Low Energy Livestock Waterers | 0.3425% | 0 | 25.4928 | Industrial_2042_Technical_GWh_Before Competition Groups_Low Energy Livestock Waterers
Industrial | Ind ¦ Improved Controls - Process Cooling | 2042 | Economic | GWh | Before Competition Groups | 23.1841 | 0 | 0 | 7040.2416 | 0.0032931 | 22 | Industrial_2042_Economic_GWh_Before Competition Groups_22 | Improved Controls - Process Cooling | 0.3293% | 0 | 23.1841 | Industrial_2042_Economic_GWh_Before Competition Groups_Improved Controls - Process Cooling
Industrial | Ind ¦ Improved Controls - Process Cooling | 2042 | Technical | GWh | Before Competition Groups | 23.1841 | 0 | 0 | 7443.0976 | 0.0031148 | 27 | Industrial_2042_Technical_GWh_Before Competition Groups_27 | Improved Controls - Process Cooling | 0.3115% | 0 | 23.1841 | Industrial_2042_Technical_GWh_Before Competition Groups_Improved Controls - Process Cooling
Industrial | Ind ¦ Synchronous Belts | 2042 | Economic | GWh | Before Competition Groups | 20.5793 | 0 | 0 | 7040.2416 | 0.0029231 | 23 | Industrial_2042_Economic_GWh_Before Competition Groups_23 | Synchronous Belts | 0.2923% | 0 | 20.5793 | Industrial_2042_Economic_GWh_Before Competition Groups_Synchronous Belts
Industrial | Ind ¦ Dairy Pre-Cooler | 2042 | Economic | GWh | Before Competition Groups | 19.5854 | 0 | 0 | 7040.2416 | 0.0027819 | 24 | Industrial_2042_Economic_GWh_Before Competition Groups_24 | Dairy Pre-Cooler | 0.2782% | 0 | 19.5854 | Industrial_2042_Economic_GWh_Before Competition Groups_Dairy Pre-Cooler
Industrial | Ind ¦ Synchronous Belts | 2042 | Technical | GWh | Before Competition Groups | 20.5793 | 0 | 0 | 7443.0976 | 0.0027649 | 28 | Industrial_2042_Technical_GWh_Before Competition Groups_28 | Synchronous Belts | 0.2765% | 0 | 20.5793 | Industrial_2042_Technical_GWh_Before Competition Groups_Synchronous Belts
Industrial | Ind ¦ Dairy Pre-Cooler | 2042 | Achievable | GWh | Before Competition Groups | 15.8549 | 0 | 0 | 5890.3651 | 0.0026917 | 22 | Industrial_2042_Achievable_GWh_Before Competition Groups_22 | Dairy Pre-Cooler | 0.2692% | 0 | 15.8549 | Industrial_2042_Achievable_GWh_Before Competition Groups_Dairy Pre-Cooler
Industrial | Ind ¦ Low Energy Livestock Waterers | 2042 | Achievable | GWh | Before Competition Groups | 15.7029 | 0 | 0 | 5890.3651 | 0.0026659 | 23 | Industrial_2042_Achievable_GWh_Before Competition Groups_23 | Low Energy Livestock Waterers | 0.2666% | 0 | 15.7029 | Industrial_2042_Achievable_GWh_Before Competition Groups_Low Energy Livestock Waterers
Industrial | Ind ¦ Process Improvements | 2042 | Achievable | GWh | Before Competition Groups | 15.5643 | 0 | 0 | 5890.3651 | 0.0026423 | 24 | Industrial_2042_Achievable_GWh_Before Competition Groups_24 | Process Improvements | 0.2642% | 0 | 15.5643 | Industrial_2042_Achievable_GWh_Before Competition Groups_Process Improvements
Industrial | Ind ¦ Dairy Pre-Cooler | 2042 | Technical | GWh | Before Competition Groups | 19.5854 | 0 | 0 | 7443.0976 | 0.0026314 | 29 | Industrial_2042_Technical_GWh_Before Competition Groups_29 | Dairy Pre-Cooler | 0.2631% | 0 | 19.5854 | Industrial_2042_Technical_GWh_Before Competition Groups_Dairy Pre-Cooler
Industrial | Ind ¦ Refrigeration Compressor VFD | 2042 | Achievable | GWh | Before Competition Groups | 15.1663 | 0 | 0 | 5890.3651 | 0.0025748 | 25 | Industrial_2042_Achievable_GWh_Before Competition Groups_25 | Refrigeration Compressor VFD | 0.2575% | 0 | 15.1663 | Industrial_2042_Achievable_GWh_Before Competition Groups_Refrigeration Compressor VFD
Industrial | Ind ¦ Refrigeration Compressor VFD | 2042 | Economic | GWh | Before Competition Groups | 17.5975 | 0 | 0 | 7040.2416 | 0.0024996 | 25 | Industrial_2042_Economic_GWh_Before Competition Groups_25 | Refrigeration Compressor VFD | 0.25% | 0 | 17.5975 | Industrial_2042_Economic_GWh_Before Competition Groups_Refrigeration Compressor VFD
Industrial | Ind ¦ Premium Efficient Motors | 2042 | Achievable | GWh | Before Competition Groups | 14.1663 | 0 | 0 | 5890.3651 | 0.002405 | 26 | Industrial_2042_Achievable_GWh_Before Competition Groups_26 | Premium Efficient Motors | 0.2405% | 0 | 14.1663 | Industrial_2042_Achievable_GWh_Before Competition Groups_Premium Efficient Motors
Industrial | Ind ¦ Refrigeration Compressor VFD | 2042 | Technical | GWh | Before Competition Groups | 17.5975 | 0 | 0 | 7443.0976 | 0.0023643 | 30 | Industrial_2042_Technical_GWh_Before Competition Groups_30 | Refrigeration Compressor VFD | 0.2364% | 0 | 17.5975 | Industrial_2042_Technical_GWh_Before Competition Groups_Refrigeration Compressor VFD
Industrial | Ind ¦ Synchronous Belts | 2042 | Achievable | GWh | Before Competition Groups | 13.2736 | 0 | 0 | 5890.3651 | 0.0022534 | 27 | Industrial_2042_Achievable_GWh_Before Competition Groups_27 | Synchronous Belts | 0.2253% | 0 | 13.2736 | Industrial_2042_Achievable_GWh_Before Competition Groups_Synchronous Belts
Industrial | Ind ¦ Process Improvements | 2042 | Economic | GWh | Before Competition Groups | 15.2257 | 0 | 0 | 7040.2416 | 0.0021627 | 26 | Industrial_2042_Economic_GWh_Before Competition Groups_26 | Process Improvements | 0.2163% | 0 | 15.2257 | Industrial_2042_Economic_GWh_Before Competition Groups_Process Improvements
Industrial | Ind ¦ Process Improvements | 2042 | Technical | GWh | Before Competition Groups | 15.2257 | 0 | 0 | 7443.0976 | 0.0020456 | 31 | Industrial_2042_Technical_GWh_Before Competition Groups_31 | Process Improvements | 0.2046% | 0 | 15.2257 | Industrial_2042_Technical_GWh_Before Competition Groups_Process Improvements
Industrial | Ind ¦ Low Energy Livestock Waterers | 2042 | Economic | GWh | Before Competition Groups | 13.7599 | 0 | 0 | 7040.2416 | 0.0019545 | 27 | Industrial_2042_Economic_GWh_Before Competition Groups_27 | Low Energy Livestock Waterers | 0.1954% | 0 | 13.7599 | Industrial_2042_Economic_GWh_Before Competition Groups_Low Energy Livestock Waterers
Industrial | Ind ¦ Efficient Transformer | 2042 | Technical | GWh | Before Competition Groups | 13.0345 | 0 | 0 | 7443.0976 | 0.0017512 | 32 | Industrial_2042_Technical_GWh_Before Competition Groups_32 | Efficient Transformer | 0.1751% | 0 | 13.0345 | Industrial_2042_Technical_GWh_Before Competition Groups_Efficient Transformer
Industrial | Ind ¦ Improved Controls - Process Heating | 2042 | Achievable | GWh | Before Competition Groups | 10.0197 | 0 | 0 | 5890.3651 | 0.001701 | 28 | Industrial_2042_Achievable_GWh_Before Competition Groups_28 | Improved Controls - Process Heating | 0.1701% | 0 | 10.0197 | Industrial_2042_Achievable_GWh_Before Competition Groups_Improved Controls - Process Heating
Industrial | Ind ¦ High Efficiency Welders | 2042 | Technical | GWh | Before Competition Groups | 12.5107 | 0 | 0 | 7443.0976 | 0.0016809 | 33 | Industrial_2042_Technical_GWh_Before Competition Groups_33 | High Efficiency Welders | 0.1681% | 0 | 12.5107 | Industrial_2042_Technical_GWh_Before Competition Groups_High Efficiency Welders
Industrial | Ind ¦ Chiller Optimization | 2042 | Technical | GWh | Before Competition Groups | 11.3222 | 0 | 0 | 7443.0976 | 0.0015212 | 34 | Industrial_2042_Technical_GWh_Before Competition Groups_34 | Chiller Optimization | 0.1521% | 0 | 11.3222 | Industrial_2042_Technical_GWh_Before Competition Groups_Chiller Optimization
Industrial | Ind ¦ Free Cooling | 2042 | Achievable | GWh | Before Competition Groups | 8.7484 | 0 | 0 | 5890.3651 | 0.0014852 | 29 | Industrial_2042_Achievable_GWh_Before Competition Groups_29 | Free Cooling | 0.1485% | 0 | 8.7484 | Industrial_2042_Achievable_GWh_Before Competition Groups_Free Cooling
Industrial | Ind ¦ Free Cooling | 2042 | Economic | GWh | Before Competition Groups | 10.3079 | 0 | 0 | 7040.2416 | 0.0014641 | 28 | Industrial_2042_Economic_GWh_Before Competition Groups_28 | Free Cooling | 0.1464% | 0 | 10.3079 | Industrial_2042_Economic_GWh_Before Competition Groups_Free Cooling
Industrial | Ind ¦ Improved Controls - Process Heating | 2042 | Economic | GWh | Before Competition Groups | 10.1156 | 0 | 0 | 7040.2416 | 0.0014368 | 29 | Industrial_2042_Economic_GWh_Before Competition Groups_29 | Improved Controls - Process Heating | 0.1437% | 0 | 10.1156 | Industrial_2042_Economic_GWh_Before Competition Groups_Improved Controls - Process Heating
Industrial | Ind ¦ Free Cooling | 2042 | Technical | GWh | Before Competition Groups | 10.3079 | 0 | 0 | 7443.0976 | 0.0013849 | 35 | Industrial_2042_Technical_GWh_Before Competition Groups_35 | Free Cooling | 0.1385% | 0 | 10.3079 | Industrial_2042_Technical_GWh_Before Competition Groups_Free Cooling
Industrial | Ind ¦ Improved Controls - Process Heating | 2042 | Technical | GWh | Before Competition Groups | 10.1156 | 0 | 0 | 7443.0976 | 0.0013591 | 36 | Industrial_2042_Technical_GWh_Before Competition Groups_36 | Improved Controls - Process Heating | 0.1359% | 0 | 10.1156 | Industrial_2042_Technical_GWh_Before Competition Groups_Improved Controls - Process Heating
Industrial | Ind ¦ Cooling Tower Optimization | 2042 | Economic | GWh | Before Competition Groups | 8.5721 | 0 | 0 | 7040.2416 | 0.0012176 | 30 | Industrial_2042_Economic_GWh_Before Competition Groups_30 | Cooling Tower Optimization | 0.1218% | 0 | 8.5721 | Industrial_2042_Economic_GWh_Before Competition Groups_Cooling Tower Optimization
Industrial | Ind ¦ Cooling Tower Optimization | 2042 | Technical | GWh | Before Competition Groups | 8.5721 | 0 | 0 | 7443.0976 | 0.0011517 | 37 | Industrial_2042_Technical_GWh_Before Competition Groups_37 | Cooling Tower Optimization | 0.1152% | 0 | 8.5721 | Industrial_2042_Technical_GWh_Before Competition Groups_Cooling Tower Optimization
Industrial | Ind ¦ Cooling Tower Optimization | 2042 | Achievable | GWh | Before Competition Groups | 6.6045 | 0 | 0 | 5890.3651 | 0.0011212 | 30 | Industrial_2042_Achievable_GWh_Before Competition Groups_30 | Cooling Tower Optimization | 0.1121% | 0 | 6.6045 | Industrial_2042_Achievable_GWh_Before Competition Groups_Cooling Tower Optimization
Industrial | Ind ¦ Engine Block Heater Timer | 2042 | Achievable | GWh | Before Competition Groups | 6.1258 | 0 | 0 | 5890.3651 | 0.00104 | 31 | Industrial_2042_Achievable_GWh_Before Competition Groups_31 | Engine Block Heater Timer | 0.104% | 0 | 6.1258 | Industrial_2042_Achievable_GWh_Before Competition Groups_Engine Block Heater Timer
Industrial | Ind ¦ HVLS Fans | 2042 | Achievable | GWh | Before Competition Groups | 6.0037 | 0 | 0 | 5890.3651 | 0.0010192 | 32 | Industrial_2042_Achievable_GWh_Before Competition Groups_32 | HVLS Fans | 0.1019% | 0 | 6.0037 | Industrial_2042_Achievable_GWh_Before Competition Groups_HVLS Fans
Industrial | Ind ¦ Engine Block Heater Timer | 2042 | Economic | GWh | Before Competition Groups | 6.0237 | 0 | 0 | 7040.2416 | 0.00085561 | 31 | Industrial_2042_Economic_GWh_Before Competition Groups_31 | Engine Block Heater Timer | 0.08556% | 0 | 6.0237 | Industrial_2042_Economic_GWh_Before Competition Groups_Engine Block Heater Timer
Industrial | Ind ¦ Engine Block Heater Timer | 2042 | Technical | GWh | Before Competition Groups | 6.0237 | 0 | 0 | 7443.0976 | 0.0008093 | 38 | Industrial_2042_Technical_GWh_Before Competition Groups_38 | Engine Block Heater Timer | 0.08093% | 0 | 6.0237 | Industrial_2042_Technical_GWh_Before Competition Groups_Engine Block Heater Timer
Industrial | Ind ¦ Heat Lamps/Heat Pad | 2042 | Technical | GWh | Before Competition Groups | 5.0217 | 0 | 0 | 7443.0976 | 0.00067468 | 39 | Industrial_2042_Technical_GWh_Before Competition Groups_39 | Heat Lamps/Heat Pad | 0.06747% | 0 | 5.0217 | Industrial_2042_Technical_GWh_Before Competition Groups_Heat Lamps/Heat Pad
Industrial | Ind ¦ Efficient Refrigeration Compressor | 2042 | Achievable | GWh | Before Competition Groups | 3.7202 | 0 | 0 | 5890.3651 | 0.00063157 | 33 | Industrial_2042_Achievable_GWh_Before Competition Groups_33 | Efficient Refrigeration Compressor | 0.06316% | 0 | 3.7202 | Industrial_2042_Achievable_GWh_Before Competition Groups_Efficient Refrigeration Compressor
Industrial | Ind ¦ Efficient Refrigeration Compressor | 2042 | Economic | GWh | Before Competition Groups | 4.0642 | 0 | 0 | 7040.2416 | 0.00057728 | 32 | Industrial_2042_Economic_GWh_Before Competition Groups_32 | Efficient Refrigeration Compressor | 0.05773% | 0 | 4.0642 | Industrial_2042_Economic_GWh_Before Competition Groups_Efficient Refrigeration Compressor
Industrial | Ind ¦ Efficient Refrigeration Compressor | 2042 | Technical | GWh | Before Competition Groups | 4.0642 | 0 | 0 | 7443.0976 | 0.00054603 | 40 | Industrial_2042_Technical_GWh_Before Competition Groups_40 | Efficient Refrigeration Compressor | 0.0546% | 0 | 4.0642 | Industrial_2042_Technical_GWh_Before Competition Groups_Efficient Refrigeration Compressor
Industrial | Ind ¦ Heat Lamps/Heat Pad | 2042 | Achievable | GWh | Before Competition Groups | 2.849 | 0 | 0 | 5890.3651 | 0.00048367 | 34 | Industrial_2042_Achievable_GWh_Before Competition Groups_34 | Heat Lamps/Heat Pad | 0.04837% | 0 | 2.849 | Industrial_2042_Achievable_GWh_Before Competition Groups_Heat Lamps/Heat Pad
Industrial | Ind ¦ Efficient Transformer | 2042 | Achievable | GWh | Before Competition Groups | 2.7302 | 0 | 0 | 5890.3651 | 0.0004635 | 35 | Industrial_2042_Achievable_GWh_Before Competition Groups_35 | Efficient Transformer | 0.04635% | 0 | 2.7302 | Industrial_2042_Achievable_GWh_Before Competition Groups_Efficient Transformer
Industrial | Ind ¦ Air Compressor Heat Recovery | 2042 | Achievable | GWh | Before Competition Groups | 2.6382 | 0 | 0 | 5890.3651 | 0.00044789 | 36 | Industrial_2042_Achievable_GWh_Before Competition Groups_36 | Air Compressor Heat Recovery | 0.04479% | 0 | 2.6382 | Industrial_2042_Achievable_GWh_Before Competition Groups_Air Compressor Heat Recovery
Industrial | Ind ¦ High Efficiency Welders | 2042 | Achievable | GWh | Before Competition Groups | 2.4965 | 0 | 0 | 5890.3651 | 0.00042382 | 37 | Industrial_2042_Achievable_GWh_Before Competition Groups_37 | High Efficiency Welders | 0.04238% | 0 | 2.4965 | Industrial_2042_Achievable_GWh_Before Competition Groups_High Efficiency Welders
Industrial | Ind ¦ Air Compressor Heat Recovery | 2042 | Economic | GWh | Before Competition Groups | 2.6964 | 0 | 0 | 7040.2416 | 0.000383 | 33 | Industrial_2042_Economic_GWh_Before Competition Groups_33 | Air Compressor Heat Recovery | 0.0383% | 0 | 2.6964 | Industrial_2042_Economic_GWh_Before Competition Groups_Air Compressor Heat Recovery
Industrial | Ind ¦ Air Compressor Heat Recovery | 2042 | Technical | GWh | Before Competition Groups | 2.6964 | 0 | 0 | 7443.0976 | 0.00036227 | 41 | Industrial_2042_Technical_GWh_Before Competition Groups_41 | Air Compressor Heat Recovery | 0.03623% | 0 | 2.6964 | Industrial_2042_Technical_GWh_Before Competition Groups_Air Compressor Heat Recovery
Industrial | Ind ¦ Creep Heat Controller | 2042 | Economic | GWh | Before Competition Groups | 2.4964 | 0 | 0 | 7040.2416 | 0.00035459 | 34 | Industrial_2042_Economic_GWh_Before Competition Groups_34 | Creep Heat Controller | 0.03546% | 0 | 2.4964 | Industrial_2042_Economic_GWh_Before Competition Groups_Creep Heat Controller
Industrial | Ind ¦ Creep Heat Controller | 2042 | Technical | GWh | Before Competition Groups | 2.4964 | 0 | 0 | 7443.0976 | 0.0003354 | 42 | Industrial_2042_Technical_GWh_Before Competition Groups_42 | Creep Heat Controller | 0.03354% | 0 | 2.4964 | Industrial_2042_Technical_GWh_Before Competition Groups_Creep Heat Controller
Industrial | Ind ¦ Optimize Compressed Air Dryer | 2042 | Economic | GWh | Before Competition Groups | 1.9572 | 0 | 0 | 7040.2416 | 0.000278 | 35 | Industrial_2042_Economic_GWh_Before Competition Groups_35 | Optimize Compressed Air Dryer | 0.0278% | 0 | 1.9572 | Industrial_2042_Economic_GWh_Before Competition Groups_Optimize Compressed Air Dryer
Industrial | Ind ¦ Efficient Transformer | 2042 | Economic | GWh | Before Competition Groups | 1.9277 | 0 | 0 | 7040.2416 | 0.00027381 | 36 | Industrial_2042_Economic_GWh_Before Competition Groups_36 | Efficient Transformer | 0.02738% | 0 | 1.9277 | Industrial_2042_Economic_GWh_Before Competition Groups_Efficient Transformer
Industrial | Ind ¦ Optimize Compressed Air Dryer | 2042 | Technical | GWh | Before Competition Groups | 1.9572 | 0 | 0 | 7443.0976 | 0.00026296 | 43 | Industrial_2042_Technical_GWh_Before Competition Groups_43 | Optimize Compressed Air Dryer | 0.0263% | 0 | 1.9572 | Industrial_2042_Technical_GWh_Before Competition Groups_Optimize Compressed Air Dryer
Industrial | Ind ¦ Heat Lamps/Heat Pad | 2042 | Economic | GWh | Before Competition Groups | 1.7571 | 0 | 0 | 7040.2416 | 0.00024957 | 37 | Industrial_2042_Economic_GWh_Before Competition Groups_37 | Heat Lamps/Heat Pad | 0.02496% | 0 | 1.7571 | Industrial_2042_Economic_GWh_Before Competition Groups_Heat Lamps/Heat Pad
Industrial | Ind ¦ High Efficiency Welders | 2042 | Economic | GWh | Before Competition Groups | 1.5541 | 0 | 0 | 7040.2416 | 0.00022075 | 38 | Industrial_2042_Economic_GWh_Before Competition Groups_38 | High Efficiency Welders | 0.02207% | 0 | 1.5541 | Industrial_2042_Economic_GWh_Before Competition Groups_High Efficiency Welders
Industrial | Ind ¦ Dual and Natural Exhaust Ventilation Systems | 2042 | Technical | GWh | Before Competition Groups | 1.5815 | 0 | 0 | 7443.0976 | 0.00021247 | 44 | Industrial_2042_Technical_GWh_Before Competition Groups_44 | Dual and Natural Exhaust Ventilation Systems | 0.02125% | 0 | 1.5815 | Industrial_2042_Technical_GWh_Before Competition Groups_Dual and Natural Exhaust Ventilation Systems
Industrial | Ind ¦ HVLS Fans | 2042 | Economic | GWh | Before Competition Groups | 1.3042 | 0 | 0 | 7040.2416 | 0.00018525 | 39 | Industrial_2042_Economic_GWh_Before Competition Groups_39 | HVLS Fans | 0.01852% | 0 | 1.3042 | Industrial_2042_Economic_GWh_Before Competition Groups_HVLS Fans
Industrial | Ind ¦ Optimize Compressed Air Dryer | 2042 | Achievable | GWh | Before Competition Groups | 0.97158 | 0 | 0 | 5890.3651 | 0.00016494 | 38 | Industrial_2042_Achievable_GWh_Before Competition Groups_38 | Optimize Compressed Air Dryer | 0.01649% | 0 | 0.97158 | Industrial_2042_Achievable_GWh_Before Competition Groups_Optimize Compressed Air Dryer
Industrial | Ind ¦ Creep Heat Controller | 2042 | Achievable | GWh | Before Competition Groups | 0.86706 | 0 | 0 | 5890.3651 | 0.0001472 | 39 | Industrial_2042_Achievable_GWh_Before Competition Groups_39 | Creep Heat Controller | 0.01472% | 0 | 0.86706 | Industrial_2042_Achievable_GWh_Before Competition Groups_Creep Heat Controller
Industrial | Ind ¦ Dairy Water Heater | 2042 | Achievable | GWh | Before Competition Groups | 0.84065 | 0 | 0 | 5890.3651 | 0.00014272 | 40 | Industrial_2042_Achievable_GWh_Before Competition Groups_40 | Dairy Water Heater | 0.01427% | 0 | 0.84065 | Industrial_2042_Achievable_GWh_Before Competition Groups_Dairy Water Heater
Industrial | Ind ¦ Dairy Water Heater | 2042 | Economic | GWh | Before Competition Groups | 0.98932 | 0 | 0 | 7040.2416 | 0.00014052 | 40 | Industrial_2042_Economic_GWh_Before Competition Groups_40 | Dairy Water Heater | 0.01405% | 0 | 0.98932 | Industrial_2042_Economic_GWh_Before Competition Groups_Dairy Water Heater
Industrial | Ind ¦ Dairy Water Heater | 2042 | Technical | GWh | Before Competition Groups | 0.98932 | 0 | 0 | 7443.0976 | 0.00013292 | 45 | Industrial_2042_Technical_GWh_Before Competition Groups_45 | Dairy Water Heater | 0.01329% | 0 | 0.98932 | Industrial_2042_Technical_GWh_Before Competition Groups_Dairy Water Heater
Industrial | Ind ¦ Dual and Natural Exhaust Ventilation Systems | 2042 | Achievable | GWh | Before Competition Groups | 0.64014 | 0 | 0 | 5890.3651 | 0.00010868 | 41 | Industrial_2042_Achievable_GWh_Before Competition Groups_41 | Dual and Natural Exhaust Ventilation Systems | 0.01087% | 0 | 0.64014 | Industrial_2042_Achievable_GWh_Before Competition Groups_Dual and Natural Exhaust Ventilation Systems
Industrial | Ind ¦ Dual and Natural Exhaust Ventilation Systems | 2042 | Economic | GWh | Before Competition Groups | 0.74864 | 0 | 0 | 7040.2416 | 0.00010634 | 41 | Industrial_2042_Economic_GWh_Before Competition Groups_41 | Dual and Natural Exhaust Ventilation Systems | 0.01063% | 0 | 0.74864 | Industrial_2042_Economic_GWh_Before Competition Groups_Dual and Natural Exhaust Ventilation Systems
Industrial | Ind ¦ Process Heat Improvements | 2023 | Economic | million_m3 | Before Competition Groups | 582.8361 | 0 | 0 | 2015.9057 | 0.28912 | 1 | Industrial_2023_Economic_million_m3_Before Competition Groups_1 | Process Heat Improvements | 28.91% | 0 | 582.8361 | Industrial_2023_Economic_million_m3_Before Competition Groups_Process Heat Improvements
Industrial | Ind ¦ Process Heat Improvements | 2023 | Technical | million_m3 | Before Competition Groups | 582.8361 | 0 | 0 | 2124.7654 | 0.27431 | 1 | Industrial_2023_Technical_million_m3_Before Competition Groups_1 | Process Heat Improvements | 27.43% | 0 | 582.8361 | Industrial_2023_Technical_million_m3_Before Competition Groups_Process Heat Improvements
Industrial | Ind ¦ Process Heat Improvements | 2023 | Achievable | million_m3 | Before Competition Groups | 23.3471 | 0 | 0 | 95.5142 | 0.24444 | 1 | Industrial_2023_Achievable_million_m3_Before Competition Groups_1 | Process Heat Improvements | 24.44% | 0 | 23.3471 | Industrial_2023_Achievable_million_m3_Before Competition Groups_Process Heat Improvements
Industrial | Ind ¦ Process Heat Recovery (Gas) | 2023 | Economic | million_m3 | Before Competition Groups | 347.5632 | 0 | 0 | 2015.9057 | 0.17241 | 2 | Industrial_2023_Economic_million_m3_Before Competition Groups_2 | Process Heat Recovery (Gas) | 17.24% | 0 | 347.5632 | Industrial_2023_Economic_million_m3_Before Competition Groups_Process Heat Recovery (Gas)
Industrial | Ind ¦ Boiler Upgrade | 2023 | Achievable | million_m3 | Before Competition Groups | 16.0626 | 0 | 0 | 95.5142 | 0.16817 | 2 | Industrial_2023_Achievable_million_m3_Before Competition Groups_2 | Boiler Upgrade | 16.82% | 0 | 16.0626 | Industrial_2023_Achievable_million_m3_Before Competition Groups_Boiler Upgrade
Industrial | Ind ¦ Process Heat Recovery (Gas) | 2023 | Technical | million_m3 | Before Competition Groups | 347.5632 | 0 | 0 | 2124.7654 | 0.16358 | 2 | Industrial_2023_Technical_million_m3_Before Competition Groups_2 | Process Heat Recovery (Gas) | 16.36% | 0 | 347.5632 | Industrial_2023_Technical_million_m3_Before Competition Groups_Process Heat Recovery (Gas)
Industrial | Ind ¦ Process Heat Recovery (Gas) | 2023 | Achievable | million_m3 | Before Competition Groups | 14.7705 | 0 | 0 | 95.5142 | 0.15464 | 3 | Industrial_2023_Achievable_million_m3_Before Competition Groups_3 | Process Heat Recovery (Gas) | 15.46% | 0 | 14.7705 | Industrial_2023_Achievable_million_m3_Before Competition Groups_Process Heat Recovery (Gas)
Industrial | Ind ¦ Recommissioning | 2023 | Economic | million_m3 | Before Competition Groups | 252.3014 | 0 | 0 | 2015.9057 | 0.12516 | 3 | Industrial_2023_Economic_million_m3_Before Competition Groups_3 | Recommissioning | 12.52% | 0 | 252.3014 | Industrial_2023_Economic_million_m3_Before Competition Groups_Recommissioning
Industrial | Ind ¦ Recommissioning | 2023 | Technical | million_m3 | Before Competition Groups | 252.3014 | 0 | 0 | 2124.7654 | 0.11874 | 3 | Industrial_2023_Technical_million_m3_Before Competition Groups_3 | Recommissioning | 11.87% | 0 | 252.3014 | Industrial_2023_Technical_million_m3_Before Competition Groups_Recommissioning
Industrial | Ind ¦ Recommissioning | 2023 | Achievable | million_m3 | Before Competition Groups | 10.863 | 0 | 0 | 95.5142 | 0.11373 | 4 | Industrial_2023_Achievable_million_m3_Before Competition Groups_4 | Recommissioning | 11.37% | 0 | 10.863 | Industrial_2023_Achievable_million_m3_Before Competition Groups_Recommissioning
Industrial | Ind ¦ Boiler Upgrade | 2023 | Economic | million_m3 | Before Competition Groups | 218.3392 | 0 | 0 | 2015.9057 | 0.10831 | 4 | Industrial_2023_Economic_million_m3_Before Competition Groups_4 | Boiler Upgrade | 10.83% | 0 | 218.3392 | Industrial_2023_Economic_million_m3_Before Competition Groups_Boiler Upgrade
Industrial | Ind ¦ Boiler Upgrade | 2023 | Technical | million_m3 | Before Competition Groups | 218.3392 | 0 | 0 | 2124.7654 | 0.10276 | 4 | Industrial_2023_Technical_million_m3_Before Competition Groups_4 | Boiler Upgrade | 10.28% | 0 | 218.3392 | Industrial_2023_Technical_million_m3_Before Competition Groups_Boiler Upgrade
Industrial | Ind ¦ Improved Controls -Process Heating Gas | 2023 | Economic | million_m3 | Before Competition Groups | 159.4785 | 0 | 0 | 2015.9057 | 0.07911 | 5 | Industrial_2023_Economic_million_m3_Before Competition Groups_5 | Improved Controls -Process Heating Gas | 7.911% | 0 | 159.4785 | Industrial_2023_Economic_million_m3_Before Competition Groups_Improved Controls -Process Heating Gas
Industrial | Ind ¦ Improved Controls -Process Heating Gas | 2023 | Technical | million_m3 | Before Competition Groups | 159.4785 | 0 | 0 | 2124.7654 | 0.075057 | 5 | Industrial_2023_Technical_million_m3_Before Competition Groups_5 | Improved Controls -Process Heating Gas | 7.506% | 0 | 159.4785 | Industrial_2023_Technical_million_m3_Before Competition Groups_Improved Controls -Process Heating Gas
Industrial | Ind ¦ Improved Controls -Process Heating Gas | 2023 | Achievable | million_m3 | Before Competition Groups | 6.7528 | 0 | 0 | 95.5142 | 0.0707 | 5 | Industrial_2023_Achievable_million_m3_Before Competition Groups_5 | Improved Controls -Process Heating Gas | 7.07% | 0 | 6.7528 | Industrial_2023_Achievable_million_m3_Before Competition Groups_Improved Controls -Process Heating Gas
Industrial | Ind ¦ Greenhouse Envelope Improvements | 2023 | Achievable | million_m3 | Before Competition Groups | 6.2793 | 0 | 0 | 95.5142 | 0.065742 | 6 | Industrial_2023_Achievable_million_m3_Before Competition Groups_6 | Greenhouse Envelope Improvements | 6.574% | 0 | 6.2793 | Industrial_2023_Achievable_million_m3_Before Competition Groups_Greenhouse Envelope Improvements
Industrial | Ind ¦ High Efficiency Burners | 2023 | Economic | million_m3 | Before Competition Groups | 109.9973 | 0 | 0 | 2015.9057 | 0.054565 | 6 | Industrial_2023_Economic_million_m3_Before Competition Groups_6 | High Efficiency Burners | 5.456% | 0 | 109.9973 | Industrial_2023_Economic_million_m3_Before Competition Groups_High Efficiency Burners
Industrial | Ind ¦ High Efficiency Burners | 2023 | Technical | million_m3 | Before Competition Groups | 109.9973 | 0 | 0 | 2124.7654 | 0.051769 | 6 | Industrial_2023_Technical_million_m3_Before Competition Groups_6 | High Efficiency Burners | 5.177% | 0 | 109.9973 | Industrial_2023_Technical_million_m3_Before Competition Groups_High Efficiency Burners
Industrial | Ind ¦ High Efficiency Burners | 2023 | Achievable | million_m3 | Before Competition Groups | 4.4419 | 0 | 0 | 95.5142 | 0.046505 | 7 | Industrial_2023_Achievable_million_m3_Before Competition Groups_7 | High Efficiency Burners | 4.651% | 0 | 4.4419 | Industrial_2023_Achievable_million_m3_Before Competition Groups_High Efficiency Burners
Industrial | Ind ¦ Greenhouse Envelope Improvements | 2023 | Economic | million_m3 | Before Competition Groups | 50.9973 | 0 | 0 | 2015.9057 | 0.025297 | 7 | Industrial_2023_Economic_million_m3_Before Competition Groups_7 | Greenhouse Envelope Improvements | 2.53% | 0 | 50.9973 | Industrial_2023_Economic_million_m3_Before Competition Groups_Greenhouse Envelope Improvements
Industrial | Ind ¦ Greenhouse Envelope Improvements | 2023 | Technical | million_m3 | Before Competition Groups | 50.9973 | 0 | 0 | 2124.7654 | 0.024001 | 7 | Industrial_2023_Technical_million_m3_Before Competition Groups_7 | Greenhouse Envelope Improvements | 2.4% | 0 | 50.9973 | Industrial_2023_Technical_million_m3_Before Competition Groups_Greenhouse Envelope Improvements
Industrial | Ind ¦ Insulation - Steam | 2023 | Economic | million_m3 | Before Competition Groups | 47.7841 | 0 | 0 | 2015.9057 | 0.023704 | 8 | Industrial_2023_Economic_million_m3_Before Competition Groups_8 | Insulation - Steam | 2.37% | 0 | 47.7841 | Industrial_2023_Economic_million_m3_Before Competition Groups_Insulation - Steam
Industrial | Ind ¦ Boiler Tune Up | 2023 | Technical | million_m3 | Before Competition Groups | 49.6965 | 0 | 0 | 2124.7654 | 0.023389 | 8 | Industrial_2023_Technical_million_m3_Before Competition Groups_8 | Boiler Tune Up | 2.339% | 0 | 49.6965 | Industrial_2023_Technical_million_m3_Before Competition Groups_Boiler Tune Up
Industrial | Ind ¦ Insulation - Steam | 2023 | Technical | million_m3 | Before Competition Groups | 47.7841 | 0 | 0 | 2124.7654 | 0.022489 | 9 | Industrial_2023_Technical_million_m3_Before Competition Groups_9 | Insulation - Steam | 2.249% | 0 | 47.7841 | Industrial_2023_Technical_million_m3_Before Competition Groups_Insulation - Steam
Industrial | Ind ¦ Insulation - Steam | 2023 | Achievable | million_m3 | Before Competition Groups | 2.0754 | 0 | 0 | 95.5142 | 0.021729 | 8 | Industrial_2023_Achievable_million_m3_Before Competition Groups_8 | Insulation - Steam | 2.173% | 0 | 2.0754 | Industrial_2023_Achievable_million_m3_Before Competition Groups_Insulation - Steam
Industrial | Ind ¦ VAV Conversion Project (Gas) | 2023 | Economic | million_m3 | Before Competition Groups | 40.7457 | 0 | 0 | 2015.9057 | 0.020212 | 9 | Industrial_2023_Economic_million_m3_Before Competition Groups_9 | VAV Conversion Project (Gas) | 2.021% | 0 | 40.7457 | Industrial_2023_Economic_million_m3_Before Competition Groups_VAV Conversion Project (Gas)
Industrial | Ind ¦ VAV Conversion Project (Gas) | 2023 | Technical | million_m3 | Before Competition Groups | 40.7457 | 0 | 0 | 2124.7654 | 0.019177 | 10 | Industrial_2023_Technical_million_m3_Before Competition Groups_10 | VAV Conversion Project (Gas) | 1.918% | 0 | 40.7457 | Industrial_2023_Technical_million_m3_Before Competition Groups_VAV Conversion Project (Gas)
Industrial | Ind ¦ VAV Conversion Project (Gas) | 2023 | Achievable | million_m3 | Before Competition Groups | 1.8262 | 0 | 0 | 95.5142 | 0.01912 | 9 | Industrial_2023_Achievable_million_m3_Before Competition Groups_9 | VAV Conversion Project (Gas) | 1.912% | 0 | 1.8262 | Industrial_2023_Achievable_million_m3_Before Competition Groups_VAV Conversion Project (Gas)
Industrial | Ind ¦ High Efficiency HVAC Fans (Gas) | 2023 | Achievable | million_m3 | Before Competition Groups | 1.7033 | 0 | 0 | 95.5142 | 0.017833 | 10 | Industrial_2023_Achievable_million_m3_Before Competition Groups_10 | High Efficiency HVAC Fans (Gas) | 1.783% | 0 | 1.7033 | Industrial_2023_Achievable_million_m3_Before Competition Groups_High Efficiency HVAC Fans (Gas)
Industrial | Ind ¦ High Efficiency HVAC Fans (Gas) | 2023 | Economic | million_m3 | Before Competition Groups | 33.0222 | 0 | 0 | 2015.9057 | 0.016381 | 10 | Industrial_2023_Economic_million_m3_Before Competition Groups_10 | High Efficiency HVAC Fans (Gas) | 1.638% | 0 | 33.0222 | Industrial_2023_Economic_million_m3_Before Competition Groups_High Efficiency HVAC Fans (Gas)
Industrial | Ind ¦ High Efficiency HVAC Fans (Gas) | 2023 | Technical | million_m3 | Before Competition Groups | 33.0222 | 0 | 0 | 2124.7654 | 0.015542 | 11 | Industrial_2023_Technical_million_m3_Before Competition Groups_11 | High Efficiency HVAC Fans (Gas) | 1.554% | 0 | 33.0222 | Industrial_2023_Technical_million_m3_Before Competition Groups_High Efficiency HVAC Fans (Gas)
Industrial | Ind ¦ Steam Leak Repairs | 2023 | Technical | million_m3 | Before Competition Groups | 30.1322 | 0 | 0 | 2124.7654 | 0.014181 | 12 | Industrial_2023_Technical_million_m3_Before Competition Groups_12 | Steam Leak Repairs | 1.418% | 0 | 30.1322 | Industrial_2023_Technical_million_m3_Before Competition Groups_Steam Leak Repairs
Industrial | Ind ¦ HE HVAC Controls | 2023 | Economic | million_m3 | Before Competition Groups | 27.1925 | 0 | 0 | 2015.9057 | 0.013489 | 11 | Industrial_2023_Economic_million_m3_Before Competition Groups_11 | HE HVAC Controls | 1.349% | 0 | 27.1925 | Industrial_2023_Economic_million_m3_Before Competition Groups_HE HVAC Controls
Industrial | Ind ¦ HE HVAC Controls | 2023 | Achievable | million_m3 | Before Competition Groups | 1.2394 | 0 | 0 | 95.5142 | 0.012976 | 11 | Industrial_2023_Achievable_million_m3_Before Competition Groups_11 | HE HVAC Controls | 1.298% | 0 | 1.2394 | Industrial_2023_Achievable_million_m3_Before Competition Groups_HE HVAC Controls
Industrial | Ind ¦ HE HVAC Controls | 2023 | Technical | million_m3 | Before Competition Groups | 27.1925 | 0 | 0 | 2124.7654 | 0.012798 | 13 | Industrial_2023_Technical_million_m3_Before Competition Groups_13 | HE HVAC Controls | 1.28% | 0 | 27.1925 | Industrial_2023_Technical_million_m3_Before Competition Groups_HE HVAC Controls
Industrial | Ind ¦ Loading Dock Seals | 2023 | Technical | million_m3 | Before Competition Groups | 27.1925 | 0 | 0 | 2124.7654 | 0.012798 | 14 | Industrial_2023_Technical_million_m3_Before Competition Groups_14 | Loading Dock Seals | 1.28% | 0 | 27.1925 | Industrial_2023_Technical_million_m3_Before Competition Groups_Loading Dock Seals
Industrial | Ind ¦ Insulation - Steam (AG) | 2023 | Economic | million_m3 | Before Competition Groups | 22.8818 | 0 | 0 | 2015.9057 | 0.011351 | 12 | Industrial_2023_Economic_million_m3_Before Competition Groups_12 | Insulation - Steam (AG) | 1.135% | 0 | 22.8818 | Industrial_2023_Economic_million_m3_Before Competition Groups_Insulation - Steam (AG)
Industrial | Ind ¦ Steam Trap Repair | 2023 | Economic | million_m3 | Before Competition Groups | 22.8723 | 0 | 0 | 2015.9057 | 0.011346 | 13 | Industrial_2023_Economic_million_m3_Before Competition Groups_13 | Steam Trap Repair | 1.135% | 0 | 22.8723 | Industrial_2023_Economic_million_m3_Before Competition Groups_Steam Trap Repair
Industrial | Ind ¦ Insulation - Steam (AG) | 2023 | Achievable | million_m3 | Before Competition Groups | 1.0697 | 0 | 0 | 95.5142 | 0.0112 | 12 | Industrial_2023_Achievable_million_m3_Before Competition Groups_12 | Insulation - Steam (AG) | 1.12% | 0 | 1.0697 | Industrial_2023_Achievable_million_m3_Before Competition Groups_Insulation - Steam (AG)
Industrial | Ind ¦ Direct Contact Water Heaters | 2023 | Achievable | million_m3 | Before Competition Groups | 1.0372 | 0 | 0 | 95.5142 | 0.01086 | 13 | Industrial_2023_Achievable_million_m3_Before Competition Groups_13 | Direct Contact Water Heaters | 1.086% | 0 | 1.0372 | Industrial_2023_Achievable_million_m3_Before Competition Groups_Direct Contact Water Heaters
Industrial | Ind ¦ Insulation - Steam (AG) | 2023 | Technical | million_m3 | Before Competition Groups | 22.8818 | 0 | 0 | 2124.7654 | 0.010769 | 15 | Industrial_2023_Technical_million_m3_Before Competition Groups_15 | Insulation - Steam (AG) | 1.077% | 0 | 22.8818 | Industrial_2023_Technical_million_m3_Before Competition Groups_Insulation - Steam (AG)
Industrial | Ind ¦ Steam Trap Repair | 2023 | Technical | million_m3 | Before Competition Groups | 22.8723 | 0 | 0 | 2124.7654 | 0.010765 | 16 | Industrial_2023_Technical_million_m3_Before Competition Groups_16 | Steam Trap Repair | 1.076% | 0 | 22.8723 | Industrial_2023_Technical_million_m3_Before Competition Groups_Steam Trap Repair
Industrial | Ind ¦ Steam Trap Repair | 2023 | Achievable | million_m3 | Before Competition Groups | 0.98814 | 0 | 0 | 95.5142 | 0.010345 | 14 | Industrial_2023_Achievable_million_m3_Before Competition Groups_14 | Steam Trap Repair | 1.035% | 0 | 0.98814 | Industrial_2023_Achievable_million_m3_Before Competition Groups_Steam Trap Repair
Industrial | Ind ¦ Direct Contact Water Heaters | 2023 | Economic | million_m3 | Before Competition Groups | 19.363 | 0 | 0 | 2015.9057 | 0.0096051 | 14 | Industrial_2023_Economic_million_m3_Before Competition Groups_14 | Direct Contact Water Heaters | 0.9605% | 0 | 19.363 | Industrial_2023_Economic_million_m3_Before Competition Groups_Direct Contact Water Heaters
Industrial | Ind ¦ Direct Contact Water Heaters | 2023 | Technical | million_m3 | Before Competition Groups | 19.363 | 0 | 0 | 2124.7654 | 0.009113 | 17 | Industrial_2023_Technical_million_m3_Before Competition Groups_17 | Direct Contact Water Heaters | 0.9113% | 0 | 19.363 | Industrial_2023_Technical_million_m3_Before Competition Groups_Direct Contact Water Heaters
Industrial | Ind ¦ Air Compressor Heat Recovery | 2023 | Economic | million_m3 | Before Competition Groups | 17.5168 | 0 | 0 | 2015.9057 | 0.0086893 | 15 | Industrial_2023_Economic_million_m3_Before Competition Groups_15 | Air Compressor Heat Recovery | 0.8689% | 0 | 17.5168 | Industrial_2023_Economic_million_m3_Before Competition Groups_Air Compressor Heat Recovery
Industrial | Ind ¦ Air Compressor Heat Recovery | 2023 | Technical | million_m3 | Before Competition Groups | 17.5168 | 0 | 0 | 2124.7654 | 0.0082441 | 18 | Industrial_2023_Technical_million_m3_Before Competition Groups_18 | Air Compressor Heat Recovery | 0.8244% | 0 | 17.5168 | Industrial_2023_Technical_million_m3_Before Competition Groups_Air Compressor Heat Recovery
Industrial | Ind ¦ Air Compressor Heat Recovery | 2023 | Achievable | million_m3 | Before Competition Groups | 0.77161 | 0 | 0 | 95.5142 | 0.0080785 | 15 | Industrial_2023_Achievable_million_m3_Before Competition Groups_15 | Air Compressor Heat Recovery | 0.8078% | 0 | 0.77161 | Industrial_2023_Achievable_million_m3_Before Competition Groups_Air Compressor Heat Recovery
Industrial | Ind ¦ High Efficiency Furnaces | 2023 | Economic | million_m3 | Before Competition Groups | 12.662 | 0 | 0 | 2015.9057 | 0.0062811 | 16 | Industrial_2023_Economic_million_m3_Before Competition Groups_16 | High Efficiency Furnaces | 0.6281% | 0 | 12.662 | Industrial_2023_Economic_million_m3_Before Competition Groups_High Efficiency Furnaces
Industrial | Ind ¦ High Efficiency Furnaces | 2023 | Technical | million_m3 | Before Competition Groups | 12.662 | 0 | 0 | 2124.7654 | 0.0059593 | 19 | Industrial_2023_Technical_million_m3_Before Competition Groups_19 | High Efficiency Furnaces | 0.5959% | 0 | 12.662 | Industrial_2023_Technical_million_m3_Before Competition Groups_High Efficiency Furnaces
Industrial | Ind ¦ Steam Turbine Optimization | 2023 | Economic | million_m3 | Before Competition Groups | 11.1817 | 0 | 0 | 2015.9057 | 0.0055467 | 17 | Industrial_2023_Economic_million_m3_Before Competition Groups_17 | Steam Turbine Optimization | 0.5547% | 0 | 11.1817 | Industrial_2023_Economic_million_m3_Before Competition Groups_Steam Turbine Optimization
Industrial | Ind ¦ High Efficiency Furnaces | 2023 | Achievable | million_m3 | Before Competition Groups | 0.50342 | 0 | 0 | 95.5142 | 0.0052707 | 16 | Industrial_2023_Achievable_million_m3_Before Competition Groups_16 | High Efficiency Furnaces | 0.5271% | 0 | 0.50342 | Industrial_2023_Achievable_million_m3_Before Competition Groups_High Efficiency Furnaces
Industrial | Ind ¦ Steam Turbine Optimization | 2023 | Technical | million_m3 | Before Competition Groups | 11.1817 | 0 | 0 | 2124.7654 | 0.0052625 | 20 | Industrial_2023_Technical_million_m3_Before Competition Groups_20 | Steam Turbine Optimization | 0.5263% | 0 | 11.1817 | Industrial_2023_Technical_million_m3_Before Competition Groups_Steam Turbine Optimization
Industrial | Ind ¦ Process Optimization (Gas) | 2023 | Economic | million_m3 | Before Competition Groups | 10.2948 | 0 | 0 | 2015.9057 | 0.0051068 | 18 | Industrial_2023_Economic_million_m3_Before Competition Groups_18 | Process Optimization (Gas) | 0.5107% | 0 | 10.2948 | Industrial_2023_Economic_million_m3_Before Competition Groups_Process Optimization (Gas)
Industrial | Ind ¦ Steam Turbine Optimization | 2023 | Achievable | million_m3 | Before Competition Groups | 0.46783 | 0 | 0 | 95.5142 | 0.004898 | 17 | Industrial_2023_Achievable_million_m3_Before Competition Groups_17 | Steam Turbine Optimization | 0.4898% | 0 | 0.46783 | Industrial_2023_Achievable_million_m3_Before Competition Groups_Steam Turbine Optimization
Industrial | Ind ¦ Process Optimization (Gas) | 2023 | Technical | million_m3 | Before Competition Groups | 10.2948 | 0 | 0 | 2124.7654 | 0.0048451 | 21 | Industrial_2023_Technical_million_m3_Before Competition Groups_21 | Process Optimization (Gas) | 0.4845% | 0 | 10.2948 | Industrial_2023_Technical_million_m3_Before Competition Groups_Process Optimization (Gas)
Industrial | Ind ¦ Gas Turbine Optimization | 2023 | Economic | million_m3 | Before Competition Groups | 8.3862 | 0 | 0 | 2015.9057 | 0.00416 | 19 | Industrial_2023_Economic_million_m3_Before Competition Groups_19 | Gas Turbine Optimization | 0.416% | 0 | 8.3862 | Industrial_2023_Economic_million_m3_Before Competition Groups_Gas Turbine Optimization
Industrial | Ind ¦ Gas Turbine Optimization | 2023 | Technical | million_m3 | Before Competition Groups | 8.3862 | 0 | 0 | 2124.7654 | 0.0039469 | 22 | Industrial_2023_Technical_million_m3_Before Competition Groups_22 | Gas Turbine Optimization | 0.3947% | 0 | 8.3862 | Industrial_2023_Technical_million_m3_Before Competition Groups_Gas Turbine Optimization
Industrial | Ind ¦ Gas Turbine Optimization | 2023 | Achievable | million_m3 | Before Competition Groups | 0.35087 | 0 | 0 | 95.5142 | 0.0036735 | 18 | Industrial_2023_Achievable_million_m3_Before Competition Groups_18 | Gas Turbine Optimization | 0.3673% | 0 | 0.35087 | Industrial_2023_Achievable_million_m3_Before Competition Groups_Gas Turbine Optimization
Industrial | Ind ¦ HE Stock Tank | 2023 | Economic | million_m3 | Before Competition Groups | 5.8029 | 0 | 0 | 2015.9057 | 0.0028785 | 20 | Industrial_2023_Economic_million_m3_Before Competition Groups_20 | HE Stock Tank | 0.2879% | 0 | 5.8029 | Industrial_2023_Economic_million_m3_Before Competition Groups_HE Stock Tank
Industrial | Ind ¦ HE Stock Tank | 2023 | Technical | million_m3 | Before Competition Groups | 5.8029 | 0 | 0 | 2124.7654 | 0.0027311 | 23 | Industrial_2023_Technical_million_m3_Before Competition Groups_23 | HE Stock Tank | 0.2731% | 0 | 5.8029 | Industrial_2023_Technical_million_m3_Before Competition Groups_HE Stock Tank
Industrial | Ind ¦ Solar Walls | 2023 | Economic | million_m3 | Before Competition Groups | 5.4962 | 0 | 0 | 2015.9057 | 0.0027264 | 21 | Industrial_2023_Economic_million_m3_Before Competition Groups_21 | Solar Walls | 0.2726% | 0 | 5.4962 | Industrial_2023_Economic_million_m3_Before Competition Groups_Solar Walls
Industrial | Ind ¦ Ventilation Optimization (Gas) | 2023 | Economic | million_m3 | Before Competition Groups | 5.4508 | 0 | 0 | 2015.9057 | 0.0027039 | 22 | Industrial_2023_Economic_million_m3_Before Competition Groups_22 | Ventilation Optimization (Gas) | 0.2704% | 0 | 5.4508 | Industrial_2023_Economic_million_m3_Before Competition Groups_Ventilation Optimization (Gas)
Industrial | Ind ¦ Solar Walls | 2023 | Technical | million_m3 | Before Competition Groups | 5.4962 | 0 | 0 | 2124.7654 | 0.0025867 | 24 | Industrial_2023_Technical_million_m3_Before Competition Groups_24 | Solar Walls | 0.2587% | 0 | 5.4962 | Industrial_2023_Technical_million_m3_Before Competition Groups_Solar Walls
Industrial | Ind ¦ Solar Walls | 2023 | Achievable | million_m3 | Before Competition Groups | 0.24633 | 0 | 0 | 95.5142 | 0.002579 | 19 | Industrial_2023_Achievable_million_m3_Before Competition Groups_19 | Solar Walls | 0.2579% | 0 | 0.24633 | Industrial_2023_Achievable_million_m3_Before Competition Groups_Solar Walls
Industrial | Ind ¦ Ventilation Optimization (Gas) | 2023 | Achievable | million_m3 | Before Competition Groups | 0.24571 | 0 | 0 | 95.5142 | 0.0025725 | 20 | Industrial_2023_Achievable_million_m3_Before Competition Groups_20 | Ventilation Optimization (Gas) | 0.2573% | 0 | 0.24571 | Industrial_2023_Achievable_million_m3_Before Competition Groups_Ventilation Optimization (Gas)
Industrial | Ind ¦ Ventilation Optimization (Gas) | 2023 | Technical | million_m3 | Before Competition Groups | 5.4508 | 0 | 0 | 2124.7654 | 0.0025654 | 25 | Industrial_2023_Technical_million_m3_Before Competition Groups_25 | Ventilation Optimization (Gas) | 0.2565% | 0 | 5.4508 | Industrial_2023_Technical_million_m3_Before Competition Groups_Ventilation Optimization (Gas)
Industrial | Ind ¦ HE Stock Tank | 2023 | Achievable | million_m3 | Before Competition Groups | 0.22887 | 0 | 0 | 95.5142 | 0.0023962 | 21 | Industrial_2023_Achievable_million_m3_Before Competition Groups_21 | HE Stock Tank | 0.2396% | 0 | 0.22887 | Industrial_2023_Achievable_million_m3_Before Competition Groups_HE Stock Tank
Industrial | Ind ¦ Process Optimization (Gas) | 2023 | Achievable | million_m3 | Before Competition Groups | 0.080283 | 0 | 0 | 95.5142 | 0.00084053 | 22 | Industrial_2023_Achievable_million_m3_Before Competition Groups_22 | Process Optimization (Gas) | 0.08405% | 0 | 0.080283 | Industrial_2023_Achievable_million_m3_Before Competition Groups_Process Optimization (Gas)
Industrial | Ind ¦ HE HVAC Units | 2023 | Economic | million_m3 | Before Competition Groups | 1.6428 | 0 | 0 | 2015.9057 | 0.0008149 | 23 | Industrial_2023_Economic_million_m3_Before Competition Groups_23 | HE HVAC Units | 0.08149% | 0 | 1.6428 | Industrial_2023_Economic_million_m3_Before Competition Groups_HE HVAC Units
Industrial | Ind ¦ Boiler Tune Up - Direct | 2023 | Technical | million_m3 | Before Competition Groups | 1.6921 | 0 | 0 | 2124.7654 | 0.00079636 | 26 | Industrial_2023_Technical_million_m3_Before Competition Groups_26 | Boiler Tune Up - Direct | 0.07964% | 0 | 1.6921 | Industrial_2023_Technical_million_m3_Before Competition Groups_Boiler Tune Up - Direct
Industrial | Ind ¦ HE HVAC Units | 2023 | Technical | million_m3 | Before Competition Groups | 1.6428 | 0 | 0 | 2124.7654 | 0.00077315 | 27 | Industrial_2023_Technical_million_m3_Before Competition Groups_27 | HE HVAC Units | 0.07732% | 0 | 1.6428 | Industrial_2023_Technical_million_m3_Before Competition Groups_HE HVAC Units
Industrial | Ind ¦ HE HVAC Units | 2023 | Achievable | million_m3 | Before Competition Groups | 0.068788 | 0 | 0 | 95.5142 | 0.00072018 | 23 | Industrial_2023_Achievable_million_m3_Before Competition Groups_23 | HE HVAC Units | 0.07202% | 0 | 0.068788 | Industrial_2023_Achievable_million_m3_Before Competition Groups_HE HVAC Units
Industrial | Ind ¦ Process Heat Recovery (Gas) - HVAC | 2023 | Economic | million_m3 | Before Competition Groups | 1.1616 | 0 | 0 | 2015.9057 | 0.0005762 | 24 | Industrial_2023_Economic_million_m3_Before Competition Groups_24 | Process Heat Recovery (Gas) - HVAC | 0.05762% | 0 | 1.1616 | Industrial_2023_Economic_million_m3_Before Competition Groups_Process Heat Recovery (Gas) - HVAC
Industrial | Ind ¦ Process Heat Recovery (Gas) - HVAC | 2023 | Achievable | million_m3 | Before Competition Groups | 0.054302 | 0 | 0 | 95.5142 | 0.00056852 | 24 | Industrial_2023_Achievable_million_m3_Before Competition Groups_24 | Process Heat Recovery (Gas) - HVAC | 0.05685% | 0 | 0.054302 | Industrial_2023_Achievable_million_m3_Before Competition Groups_Process Heat Recovery (Gas) - HVAC
Industrial | Ind ¦ Process Heat Recovery (Gas) - HVAC | 2023 | Technical | million_m3 | Before Competition Groups | 1.1616 | 0 | 0 | 2124.7654 | 0.00054668 | 28 | Industrial_2023_Technical_million_m3_Before Competition Groups_28 | Process Heat Recovery (Gas) - HVAC | 0.05467% | 0 | 1.1616 | Industrial_2023_Technical_million_m3_Before Competition Groups_Process Heat Recovery (Gas) - HVAC
Industrial | Ind ¦ Insulation - Steam - Direct | 2023 | Economic | million_m3 | Before Competition Groups | 0.77438 | 0 | 0 | 2015.9057 | 0.00038414 | 25 | Industrial_2023_Economic_million_m3_Before Competition Groups_25 | Insulation - Steam - Direct | 0.03841% | 0 | 0.77438 | Industrial_2023_Economic_million_m3_Before Competition Groups_Insulation - Steam - Direct
Industrial | Ind ¦ Insulation - Steam - Direct | 2023 | Technical | million_m3 | Before Competition Groups | 0.77438 | 0 | 0 | 2124.7654 | 0.00036446 | 29 | Industrial_2023_Technical_million_m3_Before Competition Groups_29 | Insulation - Steam - Direct | 0.03645% | 0 | 0.77438 | Industrial_2023_Technical_million_m3_Before Competition Groups_Insulation - Steam - Direct
Industrial | Ind ¦ Insulation - Steam - Direct | 2023 | Achievable | million_m3 | Before Competition Groups | 0.031943 | 0 | 0 | 95.5142 | 0.00033443 | 25 | Industrial_2023_Achievable_million_m3_Before Competition Groups_25 | Insulation - Steam - Direct | 0.03344% | 0 | 0.031943 | Industrial_2023_Achievable_million_m3_Before Competition Groups_Insulation - Steam - Direct
Industrial | Ind ¦ Insulation - Steam - HVAC | 2023 | Economic | million_m3 | Before Competition Groups | 0.16104 | 0 | 0 | 2015.9057 | 7.9886e-05 | 26 | Industrial_2023_Economic_million_m3_Before Competition Groups_26 | Insulation - Steam - HVAC | 0.007989% | 0 | 0.16104 | Industrial_2023_Economic_million_m3_Before Competition Groups_Insulation - Steam - HVAC
Industrial | Ind ¦ Insulation - Steam - HVAC | 2023 | Achievable | million_m3 | Before Competition Groups | 0.0075287 | 0 | 0 | 95.5142 | 7.8823e-05 | 26 | Industrial_2023_Achievable_million_m3_Before Competition Groups_26 | Insulation - Steam - HVAC | 0.007882% | 0 | 0.0075287 | Industrial_2023_Achievable_million_m3_Before Competition Groups_Insulation - Steam - HVAC
Industrial | Ind ¦ Insulation - Steam - HVAC | 2023 | Technical | million_m3 | Before Competition Groups | 0.16104 | 0 | 0 | 2124.7654 | 7.5793e-05 | 30 | Industrial_2023_Technical_million_m3_Before Competition Groups_30 | Insulation - Steam - HVAC | 0.007579% | 0 | 0.16104 | Industrial_2023_Technical_million_m3_Before Competition Groups_Insulation - Steam - HVAC
Industrial | Ind ¦ Boiler Tune Up - HVAC | 2023 | Technical | million_m3 | Before Competition Groups | 0.14641 | 0 | 0 | 2124.7654 | 6.8907e-05 | 31 | Industrial_2023_Technical_million_m3_Before Competition Groups_31 | Boiler Tune Up - HVAC | 0.006891% | 0 | 0.14641 | Industrial_2023_Technical_million_m3_Before Competition Groups_Boiler Tune Up - HVAC
Industrial | Ind ¦ Boiler Tune Up | 2023 | Achievable | million_m3 | Before Competition Groups | 0 | 0 | 0 | 95.5142 | 0 | 27 | Industrial_2023_Achievable_million_m3_Before Competition Groups_27 | Boiler Tune Up | 0% | 0 | 0 | Industrial_2023_Achievable_million_m3_Before Competition Groups_Boiler Tune Up
Industrial | Ind ¦ Boiler Tune Up | 2023 | Economic | million_m3 | Before Competition Groups | 0 | 0 | 0 | 2015.9057 | 0 | 27 | Industrial_2023_Economic_million_m3_Before Competition Groups_27 | Boiler Tune Up | 0% | 0 | 0 | Industrial_2023_Economic_million_m3_Before Competition Groups_Boiler Tune Up
Industrial | Ind ¦ Boiler Tune Up - Direct | 2023 | Achievable | million_m3 | Before Competition Groups | 0 | 0 | 0 | 95.5142 | 0 | 28 | Industrial_2023_Achievable_million_m3_Before Competition Groups_28 | Boiler Tune Up - Direct | 0% | 0 | 0 | Industrial_2023_Achievable_million_m3_Before Competition Groups_Boiler Tune Up - Direct
Industrial | Ind ¦ Boiler Tune Up - Direct | 2023 | Economic | million_m3 | Before Competition Groups | 0 | 0 | 0 | 2015.9057 | 0 | 28 | Industrial_2023_Economic_million_m3_Before Competition Groups_28 | Boiler Tune Up - Direct | 0% | 0 | 0 | Industrial_2023_Economic_million_m3_Before Competition Groups_Boiler Tune Up - Direct
Industrial | Ind ¦ Boiler Tune Up - HVAC | 2023 | Achievable | million_m3 | Before Competition Groups | 0 | 0 | 0 | 95.5142 | 0 | 29 | Industrial_2023_Achievable_million_m3_Before Competition Groups_29 | Boiler Tune Up - HVAC | 0% | 0 | 0 | Industrial_2023_Achievable_million_m3_Before Competition Groups_Boiler Tune Up - HVAC
Industrial | Ind ¦ Boiler Tune Up - HVAC | 2023 | Economic | million_m3 | Before Competition Groups | 0 | 0 | 0 | 2015.9057 | 0 | 29 | Industrial_2023_Economic_million_m3_Before Competition Groups_29 | Boiler Tune Up - HVAC | 0% | 0 | 0 | Industrial_2023_Economic_million_m3_Before Competition Groups_Boiler Tune Up - HVAC
Industrial | Ind ¦ Loading Dock Seals | 2023 | Achievable | million_m3 | Before Competition Groups | 0 | 0 | 0 | 95.5142 | 0 | 30 | Industrial_2023_Achievable_million_m3_Before Competition Groups_30 | Loading Dock Seals | 0% | 0 | 0 | Industrial_2023_Achievable_million_m3_Before Competition Groups_Loading Dock Seals
Industrial | Ind ¦ Loading Dock Seals | 2023 | Economic | million_m3 | Before Competition Groups | 0 | 0 | 0 | 2015.9057 | 0 | 30 | Industrial_2023_Economic_million_m3_Before Competition Groups_30 | Loading Dock Seals | 0% | 0 | 0 | Industrial_2023_Economic_million_m3_Before Competition Groups_Loading Dock Seals
Industrial | Ind ¦ Process Heat Improvements | 2024 | Economic | million_m3 | Before Competition Groups | 614.4121 | 0 | 0 | 2105.1077 | 0.29187 | 1 | Industrial_2024_Economic_million_m3_Before Competition Groups_1 | Process Heat Improvements | 29.19% | 0 | 614.4121 | Industrial_2024_Economic_million_m3_Before Competition Groups_Process Heat Improvements
Industrial | Ind ¦ Process Heat Improvements | 2024 | Technical | million_m3 | Before Competition Groups | 614.4121 | 0 | 0 | 2186.7749 | 0.28097 | 1 | Industrial_2024_Technical_million_m3_Before Competition Groups_1 | Process Heat Improvements | 28.1% | 0 | 614.4121 | Industrial_2024_Technical_million_m3_Before Competition Groups_Process Heat Improvements
Industrial | Ind ¦ Process Heat Improvements | 2024 | Achievable | million_m3 | Before Competition Groups | 51.3681 | 0 | 0 | 207.0315 | 0.24812 | 1 | Industrial_2024_Achievable_million_m3_Before Competition Groups_1 | Process Heat Improvements | 24.81% | 0 | 51.3681 | Industrial_2024_Achievable_million_m3_Before Competition Groups_Process Heat Improvements
Industrial | Ind ¦ Process Heat Recovery (Gas) | 2024 | Economic | million_m3 | Before Competition Groups | 347.5632 | 0 | 0 | 2105.1077 | 0.1651 | 2 | Industrial_2024_Economic_million_m3_Before Competition Groups_2 | Process Heat Recovery (Gas) | 16.51% | 0 | 347.5632 | Industrial_2024_Economic_million_m3_Before Competition Groups_Process Heat Recovery (Gas)
Industrial | Ind ¦ Boiler Upgrade | 2024 | Achievable | million_m3 | Before Competition Groups | 34.0101 | 0 | 0 | 207.0315 | 0.16428 | 2 | Industrial_2024_Achievable_million_m3_Before Competition Groups_2 | Boiler Upgrade | 16.43% | 0 | 34.0101 | Industrial_2024_Achievable_million_m3_Before Competition Groups_Boiler Upgrade
Industrial | Ind ¦ Process Heat Recovery (Gas) | 2024 | Technical | million_m3 | Before Competition Groups | 347.5632 | 0 | 0 | 2186.7749 | 0.15894 | 2 | Industrial_2024_Technical_million_m3_Before Competition Groups_2 | Process Heat Recovery (Gas) | 15.89% | 0 | 347.5632 | Industrial_2024_Technical_million_m3_Before Competition Groups_Process Heat Recovery (Gas)
Industrial | Ind ¦ Process Heat Recovery (Gas) | 2024 | Achievable | million_m3 | Before Competition Groups | 31.7471 | 0 | 0 | 207.0315 | 0.15334 | 3 | Industrial_2024_Achievable_million_m3_Before Competition Groups_3 | Process Heat Recovery (Gas) | 15.33% | 0 | 31.7471 | Industrial_2024_Achievable_million_m3_Before Competition Groups_Process Heat Recovery (Gas)
Industrial | Ind ¦ Recommissioning | 2024 | Economic | million_m3 | Before Competition Groups | 252.3014 | 0 | 0 | 2105.1077 | 0.11985 | 3 | Industrial_2024_Economic_million_m3_Before Competition Groups_3 | Recommissioning | 11.99% | 0 | 252.3014 | Industrial_2024_Economic_million_m3_Before Competition Groups_Recommissioning
Industrial | Ind ¦ Recommissioning | 2024 | Technical | million_m3 | Before Competition Groups | 252.3014 | 0 | 0 | 2186.7749 | 0.11538 | 3 | Industrial_2024_Technical_million_m3_Before Competition Groups_3 | Recommissioning | 11.54% | 0 | 252.3014 | Industrial_2024_Technical_million_m3_Before Competition Groups_Recommissioning
Industrial | Ind ¦ Recommissioning | 2024 | Achievable | million_m3 | Before Competition Groups | 23.3694 | 0 | 0 | 207.0315 | 0.11288 | 4 | Industrial_2024_Achievable_million_m3_Before Competition Groups_4 | Recommissioning | 11.29% | 0 | 23.3694 | Industrial_2024_Achievable_million_m3_Before Competition Groups_Recommissioning
Industrial | Ind ¦ Boiler Upgrade | 2024 | Economic | million_m3 | Before Competition Groups | 231.0069 | 0 | 0 | 2105.1077 | 0.10974 | 4 | Industrial_2024_Economic_million_m3_Before Competition Groups_4 | Boiler Upgrade | 10.97% | 0 | 231.0069 | Industrial_2024_Economic_million_m3_Before Competition Groups_Boiler Upgrade
Industrial | Ind ¦ Boiler Upgrade | 2024 | Technical | million_m3 | Before Competition Groups | 231.0069 | 0 | 0 | 2186.7749 | 0.10564 | 4 | Industrial_2024_Technical_million_m3_Before Competition Groups_4 | Boiler Upgrade | 10.56% | 0 | 231.0069 | Industrial_2024_Technical_million_m3_Before Competition Groups_Boiler Upgrade
Industrial | Ind ¦ Improved Controls -Process Heating Gas | 2024 | Economic | million_m3 | Before Competition Groups | 159.4785 | 0 | 0 | 2105.1077 | 0.075758 | 5 | Industrial_2024_Economic_million_m3_Before Competition Groups_5 | Improved Controls -Process Heating Gas | 7.576% | 0 | 159.4785 | Industrial_2024_Economic_million_m3_Before Competition Groups_Improved Controls -Process Heating Gas
Industrial | Ind ¦ Improved Controls -Process Heating Gas | 2024 | Technical | million_m3 | Before Competition Groups | 159.4785 | 0 | 0 | 2186.7749 | 0.072929 | 5 | Industrial_2024_Technical_million_m3_Before Competition Groups_5 | Improved Controls -Process Heating Gas | 7.293% | 0 | 159.4785 | Industrial_2024_Technical_million_m3_Before Competition Groups_Improved Controls -Process Heating Gas
Industrial | Ind ¦ Improved Controls -Process Heating Gas | 2024 | Achievable | million_m3 | Before Competition Groups | 14.5102 | 0 | 0 | 207.0315 | 0.070087 | 5 | Industrial_2024_Achievable_million_m3_Before Competition Groups_5 | Improved Controls -Process Heating Gas | 7.009% | 0 | 14.5102 | Industrial_2024_Achievable_million_m3_Before Competition Groups_Improved Controls -Process Heating Gas
Industrial | Ind ¦ Greenhouse Envelope Improvements | 2024 | Achievable | million_m3 | Before Competition Groups | 12.9105 | 0 | 0 | 207.0315 | 0.06236 | 6 | Industrial_2024_Achievable_million_m3_Before Competition Groups_6 | Greenhouse Envelope Improvements | 6.236% | 0 | 12.9105 | Industrial_2024_Achievable_million_m3_Before Competition Groups_Greenhouse Envelope Improvements
Industrial | Ind ¦ High Efficiency Burners | 2024 | Economic | million_m3 | Before Competition Groups | 115.9566 | 0 | 0 | 2105.1077 | 0.055083 | 6 | Industrial_2024_Economic_million_m3_Before Competition Groups_6 | High Efficiency Burners | 5.508% | 0 | 115.9566 | Industrial_2024_Economic_million_m3_Before Competition Groups_High Efficiency Burners
Industrial | Ind ¦ High Efficiency Burners | 2024 | Technical | million_m3 | Before Competition Groups | 115.9566 | 0 | 0 | 2186.7749 | 0.053026 | 6 | Industrial_2024_Technical_million_m3_Before Competition Groups_6 | High Efficiency Burners | 5.303% | 0 | 115.9566 | Industrial_2024_Technical_million_m3_Before Competition Groups_High Efficiency Burners
Industrial | Ind ¦ High Efficiency Burners | 2024 | Achievable | million_m3 | Before Competition Groups | 9.7784 | 0 | 0 | 207.0315 | 0.047231 | 7 | Industrial_2024_Achievable_million_m3_Before Competition Groups_7 | High Efficiency Burners | 4.723% | 0 | 9.7784 | Industrial_2024_Achievable_million_m3_Before Competition Groups_High Efficiency Burners
Industrial | Ind ¦ Greenhouse Envelope Improvements | 2024 | Economic | million_m3 | Before Competition Groups | 59.4617 | 0 | 0 | 2105.1077 | 0.028246 | 7 | Industrial_2024_Economic_million_m3_Before Competition Groups_7 | Greenhouse Envelope Improvements | 2.825% | 0 | 59.4617 | Industrial_2024_Economic_million_m3_Before Competition Groups_Greenhouse Envelope Improvements
Industrial | Ind ¦ Greenhouse Envelope Improvements | 2024 | Technical | million_m3 | Before Competition Groups | 59.4617 | 0 | 0 | 2186.7749 | 0.027192 | 7 | Industrial_2024_Technical_million_m3_Before Competition Groups_7 | Greenhouse Envelope Improvements | 2.719% | 0 | 59.4617 | Industrial_2024_Technical_million_m3_Before Competition Groups_Greenhouse Envelope Improvements
Industrial | Ind ¦ Boiler Tune Up | 2024 | Technical | million_m3 | Before Competition Groups | 49.6965 | 0 | 0 | 2186.7749 | 0.022726 | 8 | Industrial_2024_Technical_million_m3_Before Competition Groups_8 | Boiler Tune Up | 2.273% | 0 | 49.6965 | Industrial_2024_Technical_million_m3_Before Competition Groups_Boiler Tune Up
Industrial | Ind ¦ Insulation - Steam | 2024 | Economic | million_m3 | Before Competition Groups | 47.7841 | 0 | 0 | 2105.1077 | 0.022699 | 8 | Industrial_2024_Economic_million_m3_Before Competition Groups_8 | Insulation - Steam | 2.27% | 0 | 47.7841 | Industrial_2024_Economic_million_m3_Before Competition Groups_Insulation - Steam
Industrial | Ind ¦ Insulation - Steam | 2024 | Technical | million_m3 | Before Competition Groups | 47.7841 | 0 | 0 | 2186.7749 | 0.021851 | 9 | Industrial_2024_Technical_million_m3_Before Competition Groups_9 | Insulation - Steam | 2.185% | 0 | 47.7841 | Industrial_2024_Technical_million_m3_Before Competition Groups_Insulation - Steam
Industrial | Ind ¦ Insulation - Steam | 2024 | Achievable | million_m3 | Before Competition Groups | 4.4672 | 0 | 0 | 207.0315 | 0.021577 | 8 | Industrial_2024_Achievable_million_m3_Before Competition Groups_8 | Insulation - Steam | 2.158% | 0 | 4.4672 | Industrial_2024_Achievable_million_m3_Before Competition Groups_Insulation - Steam
Industrial | Ind ¦ VAV Conversion Project (Gas) | 2024 | Economic | million_m3 | Before Competition Groups | 40.834 | 0 | 0 | 2105.1077 | 0.019398 | 9 | Industrial_2024_Economic_million_m3_Before Competition Groups_9 | VAV Conversion Project (Gas) | 1.94% | 0 | 40.834 | Industrial_2024_Economic_million_m3_Before Competition Groups_VAV Conversion Project (Gas)
Industrial | Ind ¦ VAV Conversion Project (Gas) | 2024 | Achievable | million_m3 | Before Competition Groups | 3.9393 | 0 | 0 | 207.0315 | 0.019028 | 9 | Industrial_2024_Achievable_million_m3_Before Competition Groups_9 | VAV Conversion Project (Gas) | 1.903% | 0 | 3.9393 | Industrial_2024_Achievable_million_m3_Before Competition Groups_VAV Conversion Project (Gas)
Industrial | Ind ¦ VAV Conversion Project (Gas) | 2024 | Technical | million_m3 | Before Competition Groups | 40.834 | 0 | 0 | 2186.7749 | 0.018673 | 10 | Industrial_2024_Technical_million_m3_Before Competition Groups_10 | VAV Conversion Project (Gas) | 1.867% | 0 | 40.834 | Industrial_2024_Technical_million_m3_Before Competition Groups_VAV Conversion Project (Gas)
Industrial | Ind ¦ High Efficiency HVAC Fans (Gas) | 2024 | Achievable | million_m3 | Before Competition Groups | 3.7002 | 0 | 0 | 207.0315 | 0.017873 | 10 | Industrial_2024_Achievable_million_m3_Before Competition Groups_10 | High Efficiency HVAC Fans (Gas) | 1.787% | 0 | 3.7002 | Industrial_2024_Achievable_million_m3_Before Competition Groups_High Efficiency HVAC Fans (Gas)
Industrial | Ind ¦ High Efficiency HVAC Fans (Gas) | 2024 | Economic | million_m3 | Before Competition Groups | 34.3447 | 0 | 0 | 2105.1077 | 0.016315 | 10 | Industrial_2024_Economic_million_m3_Before Competition Groups_10 | High Efficiency HVAC Fans (Gas) | 1.631% | 0 | 34.3447 | Industrial_2024_Economic_million_m3_Before Competition Groups_High Efficiency HVAC Fans (Gas)
Industrial | Ind ¦ High Efficiency HVAC Fans (Gas) | 2024 | Technical | million_m3 | Before Competition Groups | 34.3447 | 0 | 0 | 2186.7749 | 0.015706 | 11 | Industrial_2024_Technical_million_m3_Before Competition Groups_11 | High Efficiency HVAC Fans (Gas) | 1.571% | 0 | 34.3447 | Industrial_2024_Technical_million_m3_Before Competition Groups_High Efficiency HVAC Fans (Gas)
Industrial | Ind ¦ Steam Leak Repairs | 2024 | Technical | million_m3 | Before Competition Groups | 30.1322 | 0 | 0 | 2186.7749 | 0.013779 | 12 | Industrial_2024_Technical_million_m3_Before Competition Groups_12 | Steam Leak Repairs | 1.378% | 0 | 30.1322 | Industrial_2024_Technical_million_m3_Before Competition Groups_Steam Leak Repairs
Industrial | Ind ¦ HE HVAC Controls | 2024 | Achievable | million_m3 | Before Competition Groups | 2.6765 | 0 | 0 | 207.0315 | 0.012928 | 11 | Industrial_2024_Achievable_million_m3_Before Competition Groups_11 | HE HVAC Controls | 1.293% | 0 | 2.6765 | Industrial_2024_Achievable_million_m3_Before Competition Groups_HE HVAC Controls
Industrial | Ind ¦ HE HVAC Controls | 2024 | Economic | million_m3 | Before Competition Groups | 27.1925 | 0 | 0 | 2105.1077 | 0.012917 | 11 | Industrial_2024_Economic_million_m3_Before Competition Groups_11 | HE HVAC Controls | 1.292% | 0 | 27.1925 | Industrial_2024_Economic_million_m3_Before Competition Groups_HE HVAC Controls
Industrial | Ind ¦ Loading Dock Seals | 2024 | Economic | million_m3 | Before Competition Groups | 27.1925 | 0 | 0 | 2105.1077 | 0.012917 | 12 | Industrial_2024_Economic_million_m3_Before Competition Groups_12 | Loading Dock Seals | 1.292% | 0 | 27.1925 | Industrial_2024_Economic_million_m3_Before Competition Groups_Loading Dock Seals
Industrial | Ind ¦ HE HVAC Controls | 2024 | Technical | million_m3 | Before Competition Groups | 27.1925 | 0 | 0 | 2186.7749 | 0.012435 | 13 | Industrial_2024_Technical_million_m3_Before Competition Groups_13 | HE HVAC Controls | 1.243% | 0 | 27.1925 | Industrial_2024_Technical_million_m3_Before Competition Groups_HE HVAC Controls
Industrial | Ind ¦ Loading Dock Seals | 2024 | Technical | million_m3 | Before Competition Groups | 27.1925 | 0 | 0 | 2186.7749 | 0.012435 | 14 | Industrial_2024_Technical_million_m3_Before Competition Groups_14 | Loading Dock Seals | 1.243% | 0 | 27.1925 | Industrial_2024_Technical_million_m3_Before Competition Groups_Loading Dock Seals
Industrial | Ind ¦ Insulation - Steam (AG) | 2024 | Achievable | million_m3 | Before Competition Groups | 2.3139 | 0 | 0 | 207.0315 | 0.011177 | 12 | Industrial_2024_Achievable_million_m3_Before Competition Groups_12 | Insulation - Steam (AG) | 1.118% | 0 | 2.3139 | Industrial_2024_Achievable_million_m3_Before Competition Groups_Insulation - Steam (AG)
Industrial | Ind ¦ Direct Contact Water Heaters | 2024 | Achievable | million_m3 | Before Competition Groups | 2.2573 | 0 | 0 | 207.0315 | 0.010903 | 13 | Industrial_2024_Achievable_million_m3_Before Competition Groups_13 | Direct Contact Water Heaters | 1.09% | 0 | 2.2573 | Industrial_2024_Achievable_million_m3_Before Competition Groups_Direct Contact Water Heaters
Industrial | Ind ¦ Steam Trap Repair | 2024 | Economic | million_m3 | Before Competition Groups | 22.8723 | 0 | 0 | 2105.1077 | 0.010865 | 13 | Industrial_2024_Economic_million_m3_Before Competition Groups_13 | Steam Trap Repair | 1.087% | 0 | 22.8723 | Industrial_2024_Economic_million_m3_Before Competition Groups_Steam Trap Repair
Industrial | Ind ¦ Insulation - Steam (AG) | 2024 | Economic | million_m3 | Before Competition Groups | 22.5983 | 0 | 0 | 2105.1077 | 0.010735 | 14 | Industrial_2024_Economic_million_m3_Before Competition Groups_14 | Insulation - Steam (AG) | 1.073% | 0 | 22.5983 | Industrial_2024_Economic_million_m3_Before Competition Groups_Insulation - Steam (AG)
Industrial | Ind ¦ Steam Trap Repair | 2024 | Technical | million_m3 | Before Competition Groups | 22.8723 | 0 | 0 | 2186.7749 | 0.010459 | 15 | Industrial_2024_Technical_million_m3_Before Competition Groups_15 | Steam Trap Repair | 1.046% | 0 | 22.8723 | Industrial_2024_Technical_million_m3_Before Competition Groups_Steam Trap Repair
Industrial | Ind ¦ Insulation - Steam (AG) | 2024 | Technical | million_m3 | Before Competition Groups | 22.5983 | 0 | 0 | 2186.7749 | 0.010334 | 16 | Industrial_2024_Technical_million_m3_Before Competition Groups_16 | Insulation - Steam (AG) | 1.033% | 0 | 22.5983 | Industrial_2024_Technical_million_m3_Before Competition Groups_Insulation - Steam (AG)
Industrial | Ind ¦ Steam Trap Repair | 2024 | Achievable | million_m3 | Before Competition Groups | 2.1261 | 0 | 0 | 207.0315 | 0.010269 | 14 | Industrial_2024_Achievable_million_m3_Before Competition Groups_14 | Steam Trap Repair | 1.027% | 0 | 2.1261 | Industrial_2024_Achievable_million_m3_Before Competition Groups_Steam Trap Repair
Industrial | Ind ¦ Direct Contact Water Heaters | 2024 | Economic | million_m3 | Before Competition Groups | 20.4227 | 0 | 0 | 2105.1077 | 0.0097015 | 15 | Industrial_2024_Economic_million_m3_Before Competition Groups_15 | Direct Contact Water Heaters | 0.9701% | 0 | 20.4227 | Industrial_2024_Economic_million_m3_Before Competition Groups_Direct Contact Water Heaters
Industrial | Ind ¦ Direct Contact Water Heaters | 2024 | Technical | million_m3 | Before Competition Groups | 20.4227 | 0 | 0 | 2186.7749 | 0.0093392 | 17 | Industrial_2024_Technical_million_m3_Before Competition Groups_17 | Direct Contact Water Heaters | 0.9339% | 0 | 20.4227 | Industrial_2024_Technical_million_m3_Before Competition Groups_Direct Contact Water Heaters
Industrial | Ind ¦ Air Compressor Heat Recovery | 2024 | Economic | million_m3 | Before Competition Groups | 17.5168 | 0 | 0 | 2105.1077 | 0.0083211 | 16 | Industrial_2024_Economic_million_m3_Before Competition Groups_16 | Air Compressor Heat Recovery | 0.8321% | 0 | 17.5168 | Industrial_2024_Economic_million_m3_Before Competition Groups_Air Compressor Heat Recovery
Industrial | Ind ¦ Air Compressor Heat Recovery | 2024 | Achievable | million_m3 | Before Competition Groups | 1.6624 | 0 | 0 | 207.0315 | 0.0080298 | 15 | Industrial_2024_Achievable_million_m3_Before Competition Groups_15 | Air Compressor Heat Recovery | 0.803% | 0 | 1.6624 | Industrial_2024_Achievable_million_m3_Before Competition Groups_Air Compressor Heat Recovery
Industrial | Ind ¦ Air Compressor Heat Recovery | 2024 | Technical | million_m3 | Before Competition Groups | 17.5168 | 0 | 0 | 2186.7749 | 0.0080103 | 18 | Industrial_2024_Technical_million_m3_Before Competition Groups_18 | Air Compressor Heat Recovery | 0.801% | 0 | 17.5168 | Industrial_2024_Technical_million_m3_Before Competition Groups_Air Compressor Heat Recovery
Industrial | Ind ¦ High Efficiency Furnaces | 2024 | Economic | million_m3 | Before Competition Groups | 13.348 | 0 | 0 | 2105.1077 | 0.0063408 | 17 | Industrial_2024_Economic_million_m3_Before Competition Groups_17 | High Efficiency Furnaces | 0.6341% | 0 | 13.348 | Industrial_2024_Economic_million_m3_Before Competition Groups_High Efficiency Furnaces
Industrial | Ind ¦ High Efficiency Furnaces | 2024 | Technical | million_m3 | Before Competition Groups | 13.348 | 0 | 0 | 2186.7749 | 0.006104 | 19 | Industrial_2024_Technical_million_m3_Before Competition Groups_19 | High Efficiency Furnaces | 0.6104% | 0 | 13.348 | Industrial_2024_Technical_million_m3_Before Competition Groups_High Efficiency Furnaces
Industrial | Ind ¦ Loading Dock Seals | 2024 | Achievable | million_m3 | Before Competition Groups | 1.2404 | 0 | 0 | 207.0315 | 0.0059912 | 16 | Industrial_2024_Achievable_million_m3_Before Competition Groups_16 | Loading Dock Seals | 0.5991% | 0 | 1.2404 | Industrial_2024_Achievable_million_m3_Before Competition Groups_Loading Dock Seals
Industrial | Ind ¦ High Efficiency Furnaces | 2024 | Achievable | million_m3 | Before Competition Groups | 1.1071 | 0 | 0 | 207.0315 | 0.0053474 | 17 | Industrial_2024_Achievable_million_m3_Before Competition Groups_17 | High Efficiency Furnaces | 0.5347% | 0 | 1.1071 | Industrial_2024_Achievable_million_m3_Before Competition Groups_High Efficiency Furnaces
Industrial | Ind ¦ Steam Turbine Optimization | 2024 | Economic | million_m3 | Before Competition Groups | 11.1881 | 0 | 0 | 2105.1077 | 0.0053147 | 18 | Industrial_2024_Economic_million_m3_Before Competition Groups_18 | Steam Turbine Optimization | 0.5315% | 0 | 11.1881 | Industrial_2024_Economic_million_m3_Before Competition Groups_Steam Turbine Optimization
Industrial | Ind ¦ Steam Turbine Optimization | 2024 | Technical | million_m3 | Before Competition Groups | 11.1881 | 0 | 0 | 2186.7749 | 0.0051163 | 20 | Industrial_2024_Technical_million_m3_Before Competition Groups_20 | Steam Turbine Optimization | 0.5116% | 0 | 11.1881 | Industrial_2024_Technical_million_m3_Before Competition Groups_Steam Turbine Optimization
Industrial | Ind ¦ Process Optimization (Gas) | 2024 | Economic | million_m3 | Before Competition Groups | 10.2948 | 0 | 0 | 2105.1077 | 0.0048904 | 19 | Industrial_2024_Economic_million_m3_Before Competition Groups_19 | Process Optimization (Gas) | 0.489% | 0 | 10.2948 | Industrial_2024_Economic_million_m3_Before Competition Groups_Process Optimization (Gas)
Industrial | Ind ¦ Steam Turbine Optimization | 2024 | Achievable | million_m3 | Before Competition Groups | 1.0044 | 0 | 0 | 207.0315 | 0.0048517 | 18 | Industrial_2024_Achievable_million_m3_Before Competition Groups_18 | Steam Turbine Optimization | 0.4852% | 0 | 1.0044 | Industrial_2024_Achievable_million_m3_Before Competition Groups_Steam Turbine Optimization
Industrial | Ind ¦ Process Optimization (Gas) | 2024 | Technical | million_m3 | Before Competition Groups | 10.2948 | 0 | 0 | 2186.7749 | 0.0047077 | 21 | Industrial_2024_Technical_million_m3_Before Competition Groups_21 | Process Optimization (Gas) | 0.4708% | 0 | 10.2948 | Industrial_2024_Technical_million_m3_Before Competition Groups_Process Optimization (Gas)
Industrial | Ind ¦ Gas Turbine Optimization | 2024 | Economic | million_m3 | Before Competition Groups | 8.3911 | 0 | 0 | 2105.1077 | 0.0039861 | 20 | Industrial_2024_Economic_million_m3_Before Competition Groups_20 | Gas Turbine Optimization | 0.3986% | 0 | 8.3911 | Industrial_2024_Economic_million_m3_Before Competition Groups_Gas Turbine Optimization
Industrial | Ind ¦ Gas Turbine Optimization | 2024 | Technical | million_m3 | Before Competition Groups | 8.3911 | 0 | 0 | 2186.7749 | 0.0038372 | 22 | Industrial_2024_Technical_million_m3_Before Competition Groups_22 | Gas Turbine Optimization | 0.3837% | 0 | 8.3911 | Industrial_2024_Technical_million_m3_Before Competition Groups_Gas Turbine Optimization
Industrial | Ind ¦ Gas Turbine Optimization | 2024 | Achievable | million_m3 | Before Competition Groups | 0.75333 | 0 | 0 | 207.0315 | 0.0036387 | 19 | Industrial_2024_Achievable_million_m3_Before Competition Groups_19 | Gas Turbine Optimization | 0.3639% | 0 | 0.75333 | Industrial_2024_Achievable_million_m3_Before Competition Groups_Gas Turbine Optimization
Industrial | Ind ¦ HE Stock Tank | 2024 | Economic | million_m3 | Before Competition Groups | 6.1917 | 0 | 0 | 2105.1077 | 0.0029413 | 21 | Industrial_2024_Economic_million_m3_Before Competition Groups_21 | HE Stock Tank | 0.2941% | 0 | 6.1917 | Industrial_2024_Economic_million_m3_Before Competition Groups_HE Stock Tank
Industrial | Ind ¦ HE Stock Tank | 2024 | Technical | million_m3 | Before Competition Groups | 6.1917 | 0 | 0 | 2186.7749 | 0.0028315 | 23 | Industrial_2024_Technical_million_m3_Before Competition Groups_23 | HE Stock Tank | 0.2831% | 0 | 6.1917 | Industrial_2024_Technical_million_m3_Before Competition Groups_HE Stock Tank
Industrial | Ind ¦ Solar Walls | 2024 | Economic | million_m3 | Before Competition Groups | 5.5081 | 0 | 0 | 2105.1077 | 0.0026165 | 22 | Industrial_2024_Economic_million_m3_Before Competition Groups_22 | Solar Walls | 0.2617% | 0 | 5.5081 | Industrial_2024_Economic_million_m3_Before Competition Groups_Solar Walls
Industrial | Ind ¦ Ventilation Optimization (Gas) | 2024 | Economic | million_m3 | Before Competition Groups | 5.4508 | 0 | 0 | 2105.1077 | 0.0025893 | 23 | Industrial_2024_Economic_million_m3_Before Competition Groups_23 | Ventilation Optimization (Gas) | 0.2589% | 0 | 5.4508 | Industrial_2024_Economic_million_m3_Before Competition Groups_Ventilation Optimization (Gas)
Industrial | Ind ¦ Solar Walls | 2024 | Achievable | million_m3 | Before Competition Groups | 0.53135 | 0 | 0 | 207.0315 | 0.0025665 | 20 | Industrial_2024_Achievable_million_m3_Before Competition Groups_20 | Solar Walls | 0.2567% | 0 | 0.53135 | Industrial_2024_Achievable_million_m3_Before Competition Groups_Solar Walls
Industrial | Ind ¦ Ventilation Optimization (Gas) | 2024 | Achievable | million_m3 | Before Competition Groups | 0.53021 | 0 | 0 | 207.0315 | 0.002561 | 21 | Industrial_2024_Achievable_million_m3_Before Competition Groups_21 | Ventilation Optimization (Gas) | 0.2561% | 0 | 0.53021 | Industrial_2024_Achievable_million_m3_Before Competition Groups_Ventilation Optimization (Gas)
Industrial | Ind ¦ Solar Walls | 2024 | Technical | million_m3 | Before Competition Groups | 5.5081 | 0 | 0 | 2186.7749 | 0.0025188 | 24 | Industrial_2024_Technical_million_m3_Before Competition Groups_24 | Solar Walls | 0.2519% | 0 | 5.5081 | Industrial_2024_Technical_million_m3_Before Competition Groups_Solar Walls
Industrial | Ind ¦ Ventilation Optimization (Gas) | 2024 | Technical | million_m3 | Before Competition Groups | 5.4508 | 0 | 0 | 2186.7749 | 0.0024926 | 25 | Industrial_2024_Technical_million_m3_Before Competition Groups_25 | Ventilation Optimization (Gas) | 0.2493% | 0 | 5.4508 | Industrial_2024_Technical_million_m3_Before Competition Groups_Ventilation Optimization (Gas)
Industrial | Ind ¦ HE Stock Tank | 2024 | Achievable | million_m3 | Before Competition Groups | 0.50747 | 0 | 0 | 207.0315 | 0.0024512 | 22 | Industrial_2024_Achievable_million_m3_Before Competition Groups_22 | HE Stock Tank | 0.2451% | 0 | 0.50747 | Industrial_2024_Achievable_million_m3_Before Competition Groups_HE Stock Tank
Industrial | Ind ¦ Process Optimization (Gas) | 2024 | Achievable | million_m3 | Before Competition Groups | 0.16784 | 0 | 0 | 207.0315 | 0.00081071 | 23 | Industrial_2024_Achievable_million_m3_Before Competition Groups_23 | Process Optimization (Gas) | 0.08107% | 0 | 0.16784 | Industrial_2024_Achievable_million_m3_Before Competition Groups_Process Optimization (Gas)
Industrial | Ind ¦ HE HVAC Units | 2024 | Economic | million_m3 | Before Competition Groups | 1.6998 | 0 | 0 | 2105.1077 | 0.00080748 | 24 | Industrial_2024_Economic_million_m3_Before Competition Groups_24 | HE HVAC Units | 0.08075% | 0 | 1.6998 | Industrial_2024_Economic_million_m3_Before Competition Groups_HE HVAC Units
Industrial | Ind ¦ HE HVAC Units | 2024 | Technical | million_m3 | Before Competition Groups | 1.6998 | 0 | 0 | 2186.7749 | 0.00077733 | 26 | Industrial_2024_Technical_million_m3_Before Competition Groups_26 | HE HVAC Units | 0.07773% | 0 | 1.6998 | Industrial_2024_Technical_million_m3_Before Competition Groups_HE HVAC Units
Industrial | Ind ¦ Boiler Tune Up - Direct | 2024 | Technical | million_m3 | Before Competition Groups | 1.6921 | 0 | 0 | 2186.7749 | 0.00077378 | 27 | Industrial_2024_Technical_million_m3_Before Competition Groups_27 | Boiler Tune Up - Direct | 0.07738% | 0 | 1.6921 | Industrial_2024_Technical_million_m3_Before Competition Groups_Boiler Tune Up - Direct
Industrial | Ind ¦ HE HVAC Units | 2024 | Achievable | million_m3 | Before Competition Groups | 0.15041 | 0 | 0 | 207.0315 | 0.0007265 | 24 | Industrial_2024_Achievable_million_m3_Before Competition Groups_24 | HE HVAC Units | 0.07265% | 0 | 0.15041 | Industrial_2024_Achievable_million_m3_Before Competition Groups_HE HVAC Units
Industrial | Ind ¦ Process Heat Recovery (Gas) - HVAC | 2024 | Achievable | million_m3 | Before Competition Groups | 0.11746 | 0 | 0 | 207.0315 | 0.00056735 | 25 | Industrial_2024_Achievable_million_m3_Before Competition Groups_25 | Process Heat Recovery (Gas) - HVAC | 0.05674% | 0 | 0.11746 | Industrial_2024_Achievable_million_m3_Before Competition Groups_Process Heat Recovery (Gas) - HVAC
Industrial | Ind ¦ Process Heat Recovery (Gas) - HVAC | 2024 | Economic | million_m3 | Before Competition Groups | 1.1616 | 0 | 0 | 2105.1077 | 0.00055178 | 25 | Industrial_2024_Economic_million_m3_Before Competition Groups_25 | Process Heat Recovery (Gas) - HVAC | 0.05518% | 0 | 1.1616 | Industrial_2024_Economic_million_m3_Before Competition Groups_Process Heat Recovery (Gas) - HVAC
Industrial | Ind ¦ Process Heat Recovery (Gas) - HVAC | 2024 | Technical | million_m3 | Before Competition Groups | 1.1616 | 0 | 0 | 2186.7749 | 0.00053118 | 28 | Industrial_2024_Technical_million_m3_Before Competition Groups_28 | Process Heat Recovery (Gas) - HVAC | 0.05312% | 0 | 1.1616 | Industrial_2024_Technical_million_m3_Before Competition Groups_Process Heat Recovery (Gas) - HVAC
Industrial | Ind ¦ Insulation - Steam - Direct | 2024 | Economic | million_m3 | Before Competition Groups | 0.77438 | 0 | 0 | 2105.1077 | 0.00036786 | 26 | Industrial_2024_Economic_million_m3_Before Competition Groups_26 | Insulation - Steam - Direct | 0.03679% | 0 | 0.77438 | Industrial_2024_Economic_million_m3_Before Competition Groups_Insulation - Steam - Direct
Industrial | Ind ¦ Insulation - Steam - Direct | 2024 | Technical | million_m3 | Before Competition Groups | 0.77438 | 0 | 0 | 2186.7749 | 0.00035412 | 29 | Industrial_2024_Technical_million_m3_Before Competition Groups_29 | Insulation - Steam - Direct | 0.03541% | 0 | 0.77438 | Industrial_2024_Technical_million_m3_Before Competition Groups_Insulation - Steam - Direct
Industrial | Ind ¦ Insulation - Steam - Direct | 2024 | Achievable | million_m3 | Before Competition Groups | 0.068517 | 0 | 0 | 207.0315 | 0.00033095 | 26 | Industrial_2024_Achievable_million_m3_Before Competition Groups_26 | Insulation - Steam - Direct | 0.0331% | 0 | 0.068517 | Industrial_2024_Achievable_million_m3_Before Competition Groups_Insulation - Steam - Direct
Industrial | Ind ¦ Insulation - Steam - HVAC | 2024 | Achievable | million_m3 | Before Competition Groups | 0.016285 | 0 | 0 | 207.0315 | 7.8661e-05 | 27 | Industrial_2024_Achievable_million_m3_Before Competition Groups_27 | Insulation - Steam - HVAC | 0.007866% | 0 | 0.016285 | Industrial_2024_Achievable_million_m3_Before Competition Groups_Insulation - Steam - HVAC
Industrial | Ind ¦ Insulation - Steam - HVAC | 2024 | Economic | million_m3 | Before Competition Groups | 0.16104 | 0 | 0 | 2105.1077 | 7.6501e-05 | 27 | Industrial_2024_Economic_million_m3_Before Competition Groups_27 | Insulation - Steam - HVAC | 0.00765% | 0 | 0.16104 | Industrial_2024_Economic_million_m3_Before Competition Groups_Insulation - Steam - HVAC
Industrial | Ind ¦ Insulation - Steam - HVAC | 2024 | Technical | million_m3 | Before Competition Groups | 0.16104 | 0 | 0 | 2186.7749 | 7.3644e-05 | 30 | Industrial_2024_Technical_million_m3_Before Competition Groups_30 | Insulation - Steam - HVAC | 0.007364% | 0 | 0.16104 | Industrial_2024_Technical_million_m3_Before Competition Groups_Insulation - Steam - HVAC
Industrial | Ind ¦ Boiler Tune Up - HVAC | 2024 | Technical | million_m3 | Before Competition Groups | 0.14641 | 0 | 0 | 2186.7749 | 6.6953e-05 | 31 | Industrial_2024_Technical_million_m3_Before Competition Groups_31 | Boiler Tune Up - HVAC | 0.006695% | 0 | 0.14641 | Industrial_2024_Technical_million_m3_Before Competition Groups_Boiler Tune Up - HVAC
Industrial | Ind ¦ Boiler Tune Up | 2024 | Achievable | million_m3 | Before Competition Groups | 0 | 0 | 0 | 207.0315 | 0 | 28 | Industrial_2024_Achievable_million_m3_Before Competition Groups_28 | Boiler Tune Up | 0% | 0 | 0 | Industrial_2024_Achievable_million_m3_Before Competition Groups_Boiler Tune Up
Industrial | Ind ¦ Boiler Tune Up | 2024 | Economic | million_m3 | Before Competition Groups | 0 | 0 | 0 | 2105.1077 | 0 | 28 | Industrial_2024_Economic_million_m3_Before Competition Groups_28 | Boiler Tune Up | 0% | 0 | 0 | Industrial_2024_Economic_million_m3_Before Competition Groups_Boiler Tune Up
Industrial | Ind ¦ Boiler Tune Up - Direct | 2024 | Achievable | million_m3 | Before Competition Groups | 0 | 0 | 0 | 207.0315 | 0 | 29 | Industrial_2024_Achievable_million_m3_Before Competition Groups_29 | Boiler Tune Up - Direct | 0% | 0 | 0 | Industrial_2024_Achievable_million_m3_Before Competition Groups_Boiler Tune Up - Direct
Industrial | Ind ¦ Boiler Tune Up - Direct | 2024 | Economic | million_m3 | Before Competition Groups | 0 | 0 | 0 | 2105.1077 | 0 | 29 | Industrial_2024_Economic_million_m3_Before Competition Groups_29 | Boiler Tune Up - Direct | 0% | 0 | 0 | Industrial_2024_Economic_million_m3_Before Competition Groups_Boiler Tune Up - Direct
Industrial | Ind ¦ Boiler Tune Up - HVAC | 2024 | Achievable | million_m3 | Before Competition Groups | 0 | 0 | 0 | 207.0315 | 0 | 30 | Industrial_2024_Achievable_million_m3_Before Competition Groups_30 | Boiler Tune Up - HVAC | 0% | 0 | 0 | Industrial_2024_Achievable_million_m3_Before Competition Groups_Boiler Tune Up - HVAC
Industrial | Ind ¦ Boiler Tune Up - HVAC | 2024 | Economic | million_m3 | Before Competition Groups | 0 | 0 | 0 | 2105.1077 | 0 | 30 | Industrial_2024_Economic_million_m3_Before Competition Groups_30 | Boiler Tune Up - HVAC | 0% | 0 | 0 | Industrial_2024_Economic_million_m3_Before Competition Groups_Boiler Tune Up - HVAC
Industrial | Ind ¦ Process Heat Improvements | 2025 | Economic | million_m3 | Before Competition Groups | 640.2091 | 0 | 0 | 2155.9577 | 0.29695 | 1 | Industrial_2025_Economic_million_m3_Before Competition Groups_1 | Process Heat Improvements | 29.69% | 0 | 640.2091 | Industrial_2025_Economic_million_m3_Before Competition Groups_Process Heat Improvements
Industrial | Ind ¦ Process Heat Improvements | 2025 | Technical | million_m3 | Before Competition Groups | 640.2091 | 0 | 0 | 2237.6249 | 0.28611 | 1 | Industrial_2025_Technical_million_m3_Before Competition Groups_1 | Process Heat Improvements | 28.61% | 0 | 640.2091 | Industrial_2025_Technical_million_m3_Before Competition Groups_Process Heat Improvements
Industrial | Ind ¦ Process Heat Improvements | 2025 | Achievable | million_m3 | Before Competition Groups | 84.3036 | 0 | 0 | 332.7495 | 0.25335 | 1 | Industrial_2025_Achievable_million_m3_Before Competition Groups_1 | Process Heat Improvements | 25.34% | 0 | 84.3036 | Industrial_2025_Achievable_million_m3_Before Competition Groups_Process Heat Improvements
Industrial | Ind ¦ Process Heat Recovery (Gas) | 2025 | Economic | million_m3 | Before Competition Groups | 347.5632 | 0 | 0 | 2155.9577 | 0.16121 | 2 | Industrial_2025_Economic_million_m3_Before Competition Groups_2 | Process Heat Recovery (Gas) | 16.12% | 0 | 347.5632 | Industrial_2025_Economic_million_m3_Before Competition Groups_Process Heat Recovery (Gas)
Industrial | Ind ¦ Boiler Upgrade | 2025 | Achievable | million_m3 | Before Competition Groups | 52.9034 | 0 | 0 | 332.7495 | 0.15899 | 2 | Industrial_2025_Achievable_million_m3_Before Competition Groups_2 | Boiler Upgrade | 15.9% | 0 | 52.9034 | Industrial_2025_Achievable_million_m3_Before Competition Groups_Boiler Upgrade
Industrial | Ind ¦ Process Heat Recovery (Gas) | 2025 | Technical | million_m3 | Before Competition Groups | 347.5632 | 0 | 0 | 2237.6249 | 0.15533 | 2 | Industrial_2025_Technical_million_m3_Before Competition Groups_2 | Process Heat Recovery (Gas) | 15.53% | 0 | 347.5632 | Industrial_2025_Technical_million_m3_Before Competition Groups_Process Heat Recovery (Gas)
Industrial | Ind ¦ Process Heat Recovery (Gas) | 2025 | Achievable | million_m3 | Before Competition Groups | 50.9474 | 0 | 0 | 332.7495 | 0.15311 | 3 | Industrial_2025_Achievable_million_m3_Before Competition Groups_3 | Process Heat Recovery (Gas) | 15.31% | 0 | 50.9474 | Industrial_2025_Achievable_million_m3_Before Competition Groups_Process Heat Recovery (Gas)
Industrial | Ind ¦ Recommissioning | 2025 | Economic | million_m3 | Before Competition Groups | 252.3014 | 0 | 0 | 2155.9577 | 0.11703 | 3 | Industrial_2025_Economic_million_m3_Before Competition Groups_3 | Recommissioning | 11.7% | 0 | 252.3014 | Industrial_2025_Economic_million_m3_Before Competition Groups_Recommissioning
Industrial | Ind ¦ Recommissioning | 2025 | Achievable | million_m3 | Before Competition Groups | 37.5317 | 0 | 0 | 332.7495 | 0.11279 | 4 | Industrial_2025_Achievable_million_m3_Before Competition Groups_4 | Recommissioning | 11.28% | 0 | 37.5317 | Industrial_2025_Achievable_million_m3_Before Competition Groups_Recommissioning
Industrial | Ind ¦ Recommissioning | 2025 | Technical | million_m3 | Before Competition Groups | 252.3014 | 0 | 0 | 2237.6249 | 0.11275 | 3 | Industrial_2025_Technical_million_m3_Before Competition Groups_3 | Recommissioning | 11.28% | 0 | 252.3014 | Industrial_2025_Technical_million_m3_Before Competition Groups_Recommissioning
Industrial | Ind ¦ Boiler Upgrade | 2025 | Economic | million_m3 | Before Competition Groups | 241.5656 | 0 | 0 | 2155.9577 | 0.11205 | 4 | Industrial_2025_Economic_million_m3_Before Competition Groups_4 | Boiler Upgrade | 11.2% | 0 | 241.5656 | Industrial_2025_Economic_million_m3_Before Competition Groups_Boiler Upgrade
Industrial | Ind ¦ Boiler Upgrade | 2025 | Technical | million_m3 | Before Competition Groups | 241.5656 | 0 | 0 | 2237.6249 | 0.10796 | 4 | Industrial_2025_Technical_million_m3_Before Competition Groups_4 | Boiler Upgrade | 10.8% | 0 | 241.5656 | Industrial_2025_Technical_million_m3_Before Competition Groups_Boiler Upgrade
Industrial | Ind ¦ Improved Controls -Process Heating Gas | 2025 | Economic | million_m3 | Before Competition Groups | 159.4785 | 0 | 0 | 2155.9577 | 0.073971 | 5 | Industrial_2025_Economic_million_m3_Before Competition Groups_5 | Improved Controls -Process Heating Gas | 7.397% | 0 | 159.4785 | Industrial_2025_Economic_million_m3_Before Competition Groups_Improved Controls -Process Heating Gas
Industrial | Ind ¦ Improved Controls -Process Heating Gas | 2025 | Technical | million_m3 | Before Competition Groups | 159.4785 | 0 | 0 | 2237.6249 | 0.071271 | 5 | Industrial_2025_Technical_million_m3_Before Competition Groups_5 | Improved Controls -Process Heating Gas | 7.127% | 0 | 159.4785 | Industrial_2025_Technical_million_m3_Before Competition Groups_Improved Controls -Process Heating Gas
Industrial | Ind ¦ Improved Controls -Process Heating Gas | 2025 | Achievable | million_m3 | Before Competition Groups | 23.2806 | 0 | 0 | 332.7495 | 0.069964 | 5 | Industrial_2025_Achievable_million_m3_Before Competition Groups_5 | Improved Controls -Process Heating Gas | 6.996% | 0 | 23.2806 | Industrial_2025_Achievable_million_m3_Before Competition Groups_Improved Controls -Process Heating Gas
Industrial | Ind ¦ Greenhouse Envelope Improvements | 2025 | Achievable | million_m3 | Before Competition Groups | 19.772 | 0 | 0 | 332.7495 | 0.05942 | 6 | Industrial_2025_Achievable_million_m3_Before Competition Groups_6 | Greenhouse Envelope Improvements | 5.942% | 0 | 19.772 | Industrial_2025_Achievable_million_m3_Before Competition Groups_Greenhouse Envelope Improvements
Industrial | Ind ¦ High Efficiency Burners | 2025 | Economic | million_m3 | Before Competition Groups | 120.8252 | 0 | 0 | 2155.9577 | 0.056042 | 6 | Industrial_2025_Economic_million_m3_Before Competition Groups_6 | High Efficiency Burners | 5.604% | 0 | 120.8252 | Industrial_2025_Economic_million_m3_Before Competition Groups_High Efficiency Burners
Industrial | Ind ¦ High Efficiency Burners | 2025 | Technical | million_m3 | Before Competition Groups | 120.8252 | 0 | 0 | 2237.6249 | 0.053997 | 6 | Industrial_2025_Technical_million_m3_Before Competition Groups_6 | High Efficiency Burners | 5.4% | 0 | 120.8252 | Industrial_2025_Technical_million_m3_Before Competition Groups_High Efficiency Burners
Industrial | Ind ¦ High Efficiency Burners | 2025 | Achievable | million_m3 | Before Competition Groups | 16.0549 | 0 | 0 | 332.7495 | 0.048249 | 7 | Industrial_2025_Achievable_million_m3_Before Competition Groups_7 | High Efficiency Burners | 4.825% | 0 | 16.0549 | Industrial_2025_Achievable_million_m3_Before Competition Groups_High Efficiency Burners
Industrial | Ind ¦ Greenhouse Envelope Improvements | 2025 | Economic | million_m3 | Before Competition Groups | 66.3122 | 0 | 0 | 2155.9577 | 0.030758 | 7 | Industrial_2025_Economic_million_m3_Before Competition Groups_7 | Greenhouse Envelope Improvements | 3.076% | 0 | 66.3122 | Industrial_2025_Economic_million_m3_Before Competition Groups_Greenhouse Envelope Improvements
Industrial | Ind ¦ Greenhouse Envelope Improvements | 2025 | Technical | million_m3 | Before Competition Groups | 66.3122 | 0 | 0 | 2237.6249 | 0.029635 | 7 | Industrial_2025_Technical_million_m3_Before Competition Groups_7 | Greenhouse Envelope Improvements | 2.964% | 0 | 66.3122 | Industrial_2025_Technical_million_m3_Before Competition Groups_Greenhouse Envelope Improvements
Industrial | Ind ¦ Boiler Tune Up | 2025 | Technical | million_m3 | Before Competition Groups | 49.6965 | 0 | 0 | 2237.6249 | 0.022209 | 8 | Industrial_2025_Technical_million_m3_Before Competition Groups_8 | Boiler Tune Up | 2.221% | 0 | 49.6965 | Industrial_2025_Technical_million_m3_Before Competition Groups_Boiler Tune Up
Industrial | Ind ¦ Insulation - Steam | 2025 | Economic | million_m3 | Before Competition Groups | 47.7841 | 0 | 0 | 2155.9577 | 0.022164 | 8 | Industrial_2025_Economic_million_m3_Before Competition Groups_8 | Insulation - Steam | 2.216% | 0 | 47.7841 | Industrial_2025_Economic_million_m3_Before Competition Groups_Insulation - Steam
Industrial | Ind ¦ Insulation - Steam | 2025 | Achievable | million_m3 | Before Competition Groups | 7.1775 | 0 | 0 | 332.7495 | 0.02157 | 8 | Industrial_2025_Achievable_million_m3_Before Competition Groups_8 | Insulation - Steam | 2.157% | 0 | 7.1775 | Industrial_2025_Achievable_million_m3_Before Competition Groups_Insulation - Steam
Industrial | Ind ¦ Insulation - Steam | 2025 | Technical | million_m3 | Before Competition Groups | 47.7841 | 0 | 0 | 2237.6249 | 0.021355 | 9 | Industrial_2025_Technical_million_m3_Before Competition Groups_9 | Insulation - Steam | 2.135% | 0 | 47.7841 | Industrial_2025_Technical_million_m3_Before Competition Groups_Insulation - Steam
Industrial | Ind ¦ VAV Conversion Project (Gas) | 2025 | Achievable | million_m3 | Before Competition Groups | 6.341 | 0 | 0 | 332.7495 | 0.019056 | 9 | Industrial_2025_Achievable_million_m3_Before Competition Groups_9 | VAV Conversion Project (Gas) | 1.906% | 0 | 6.341 | Industrial_2025_Achievable_million_m3_Before Competition Groups_VAV Conversion Project (Gas)
Industrial | Ind ¦ VAV Conversion Project (Gas) | 2025 | Economic | million_m3 | Before Competition Groups | 40.9146 | 0 | 0 | 2155.9577 | 0.018977 | 9 | Industrial_2025_Economic_million_m3_Before Competition Groups_9 | VAV Conversion Project (Gas) | 1.898% | 0 | 40.9146 | Industrial_2025_Economic_million_m3_Before Competition Groups_VAV Conversion Project (Gas)
Industrial | Ind ¦ VAV Conversion Project (Gas) | 2025 | Technical | million_m3 | Before Competition Groups | 40.9146 | 0 | 0 | 2237.6249 | 0.018285 | 10 | Industrial_2025_Technical_million_m3_Before Competition Groups_10 | VAV Conversion Project (Gas) | 1.828% | 0 | 40.9146 | Industrial_2025_Technical_million_m3_Before Competition Groups_VAV Conversion Project (Gas)
Industrial | Ind ¦ High Efficiency HVAC Fans (Gas) | 2025 | Achievable | million_m3 | Before Competition Groups | 5.9737 | 0 | 0 | 332.7495 | 0.017953 | 10 | Industrial_2025_Achievable_million_m3_Before Competition Groups_10 | High Efficiency HVAC Fans (Gas) | 1.795% | 0 | 5.9737 | Industrial_2025_Achievable_million_m3_Before Competition Groups_High Efficiency HVAC Fans (Gas)
Industrial | Ind ¦ High Efficiency HVAC Fans (Gas) | 2025 | Economic | million_m3 | Before Competition Groups | 35.4738 | 0 | 0 | 2155.9577 | 0.016454 | 10 | Industrial_2025_Economic_million_m3_Before Competition Groups_10 | High Efficiency HVAC Fans (Gas) | 1.645% | 0 | 35.4738 | Industrial_2025_Economic_million_m3_Before Competition Groups_High Efficiency HVAC Fans (Gas)
Industrial | Ind ¦ High Efficiency HVAC Fans (Gas) | 2025 | Technical | million_m3 | Before Competition Groups | 35.4738 | 0 | 0 | 2237.6249 | 0.015853 | 11 | Industrial_2025_Technical_million_m3_Before Competition Groups_11 | High Efficiency HVAC Fans (Gas) | 1.585% | 0 | 35.4738 | Industrial_2025_Technical_million_m3_Before Competition Groups_High Efficiency HVAC Fans (Gas)
Industrial | Ind ¦ Steam Leak Repairs | 2025 | Technical | million_m3 | Before Competition Groups | 30.1322 | 0 | 0 | 2237.6249 | 0.013466 | 12 | Industrial_2025_Technical_million_m3_Before Competition Groups_12 | Steam Leak Repairs | 1.347% | 0 | 30.1322 | Industrial_2025_Technical_million_m3_Before Competition Groups_Steam Leak Repairs
Industrial | Ind ¦ HE HVAC Controls | 2025 | Achievable | million_m3 | Before Competition Groups | 4.3122 | 0 | 0 | 332.7495 | 0.012959 | 11 | Industrial_2025_Achievable_million_m3_Before Competition Groups_11 | HE HVAC Controls | 1.296% | 0 | 4.3122 | Industrial_2025_Achievable_million_m3_Before Competition Groups_HE HVAC Controls
Industrial | Ind ¦ HE HVAC Controls | 2025 | Economic | million_m3 | Before Competition Groups | 27.1925 | 0 | 0 | 2155.9577 | 0.012613 | 11 | Industrial_2025_Economic_million_m3_Before Competition Groups_11 | HE HVAC Controls | 1.261% | 0 | 27.1925 | Industrial_2025_Economic_million_m3_Before Competition Groups_HE HVAC Controls
Industrial | Ind ¦ Loading Dock Seals | 2025 | Economic | million_m3 | Before Competition Groups | 27.1925 | 0 | 0 | 2155.9577 | 0.012613 | 12 | Industrial_2025_Economic_million_m3_Before Competition Groups_12 | Loading Dock Seals | 1.261% | 0 | 27.1925 | Industrial_2025_Economic_million_m3_Before Competition Groups_Loading Dock Seals
Industrial | Ind ¦ HE HVAC Controls | 2025 | Technical | million_m3 | Before Competition Groups | 27.1925 | 0 | 0 | 2237.6249 | 0.012152 | 13 | Industrial_2025_Technical_million_m3_Before Competition Groups_13 | HE HVAC Controls | 1.215% | 0 | 27.1925 | Industrial_2025_Technical_million_m3_Before Competition Groups_HE HVAC Controls
Industrial | Ind ¦ Loading Dock Seals | 2025 | Technical | million_m3 | Before Competition Groups | 27.1925 | 0 | 0 | 2237.6249 | 0.012152 | 14 | Industrial_2025_Technical_million_m3_Before Competition Groups_14 | Loading Dock Seals | 1.215% | 0 | 27.1925 | Industrial_2025_Technical_million_m3_Before Competition Groups_Loading Dock Seals
Industrial | Ind ¦ Insulation - Steam (AG) | 2025 | Achievable | million_m3 | Before Competition Groups | 3.7333 | 0 | 0 | 332.7495 | 0.01122 | 12 | Industrial_2025_Achievable_million_m3_Before Competition Groups_12 | Insulation - Steam (AG) | 1.122% | 0 | 3.7333 | Industrial_2025_Achievable_million_m3_Before Competition Groups_Insulation - Steam (AG)
Industrial | Ind ¦ Direct Contact Water Heaters | 2025 | Achievable | million_m3 | Before Competition Groups | 3.6357 | 0 | 0 | 332.7495 | 0.010926 | 13 | Industrial_2025_Achievable_million_m3_Before Competition Groups_13 | Direct Contact Water Heaters | 1.093% | 0 | 3.6357 | Industrial_2025_Achievable_million_m3_Before Competition Groups_Direct Contact Water Heaters
Industrial | Ind ¦ Steam Trap Repair | 2025 | Economic | million_m3 | Before Competition Groups | 22.8723 | 0 | 0 | 2155.9577 | 0.010609 | 13 | Industrial_2025_Economic_million_m3_Before Competition Groups_13 | Steam Trap Repair | 1.061% | 0 | 22.8723 | Industrial_2025_Economic_million_m3_Before Competition Groups_Steam Trap Repair
Industrial | Ind ¦ Insulation - Steam (AG) | 2025 | Economic | million_m3 | Before Competition Groups | 22.3395 | 0 | 0 | 2155.9577 | 0.010362 | 14 | Industrial_2025_Economic_million_m3_Before Competition Groups_14 | Insulation - Steam (AG) | 1.036% | 0 | 22.3395 | Industrial_2025_Economic_million_m3_Before Competition Groups_Insulation - Steam (AG)
Industrial | Ind ¦ Steam Trap Repair | 2025 | Achievable | million_m3 | Before Competition Groups | 3.4149 | 0 | 0 | 332.7495 | 0.010263 | 14 | Industrial_2025_Achievable_million_m3_Before Competition Groups_14 | Steam Trap Repair | 1.026% | 0 | 3.4149 | Industrial_2025_Achievable_million_m3_Before Competition Groups_Steam Trap Repair
Industrial | Ind ¦ Steam Trap Repair | 2025 | Technical | million_m3 | Before Competition Groups | 22.8723 | 0 | 0 | 2237.6249 | 0.010222 | 15 | Industrial_2025_Technical_million_m3_Before Competition Groups_15 | Steam Trap Repair | 1.022% | 0 | 22.8723 | Industrial_2025_Technical_million_m3_Before Competition Groups_Steam Trap Repair
Industrial | Ind ¦ Insulation - Steam (AG) | 2025 | Technical | million_m3 | Before Competition Groups | 22.3395 | 0 | 0 | 2237.6249 | 0.0099836 | 16 | Industrial_2025_Technical_million_m3_Before Competition Groups_16 | Insulation - Steam (AG) | 0.9984% | 0 | 22.3395 | Industrial_2025_Technical_million_m3_Before Competition Groups_Insulation - Steam (AG)
Industrial | Ind ¦ Direct Contact Water Heaters | 2025 | Economic | million_m3 | Before Competition Groups | 21.2953 | 0 | 0 | 2155.9577 | 0.0098774 | 15 | Industrial_2025_Economic_million_m3_Before Competition Groups_15 | Direct Contact Water Heaters | 0.9877% | 0 | 21.2953 | Industrial_2025_Economic_million_m3_Before Competition Groups_Direct Contact Water Heaters
Industrial | Ind ¦ Direct Contact Water Heaters | 2025 | Technical | million_m3 | Before Competition Groups | 21.2953 | 0 | 0 | 2237.6249 | 0.0095169 | 17 | Industrial_2025_Technical_million_m3_Before Competition Groups_17 | Direct Contact Water Heaters | 0.9517% | 0 | 21.2953 | Industrial_2025_Technical_million_m3_Before Competition Groups_Direct Contact Water Heaters
Industrial | Ind ¦ Air Compressor Heat Recovery | 2025 | Economic | million_m3 | Before Competition Groups | 17.5168 | 0 | 0 | 2155.9577 | 0.0081248 | 16 | Industrial_2025_Economic_million_m3_Before Competition Groups_16 | Air Compressor Heat Recovery | 0.8125% | 0 | 17.5168 | Industrial_2025_Economic_million_m3_Before Competition Groups_Air Compressor Heat Recovery
Industrial | Ind ¦ Loading Dock Seals | 2025 | Achievable | million_m3 | Before Competition Groups | 2.6784 | 0 | 0 | 332.7495 | 0.0080493 | 15 | Industrial_2025_Achievable_million_m3_Before Competition Groups_15 | Loading Dock Seals | 0.8049% | 0 | 2.6784 | Industrial_2025_Achievable_million_m3_Before Competition Groups_Loading Dock Seals
Industrial | Ind ¦ Air Compressor Heat Recovery | 2025 | Achievable | million_m3 | Before Competition Groups | 2.6732 | 0 | 0 | 332.7495 | 0.0080338 | 16 | Industrial_2025_Achievable_million_m3_Before Competition Groups_16 | Air Compressor Heat Recovery | 0.8034% | 0 | 2.6732 | Industrial_2025_Achievable_million_m3_Before Competition Groups_Air Compressor Heat Recovery
Industrial | Ind ¦ Air Compressor Heat Recovery | 2025 | Technical | million_m3 | Before Competition Groups | 17.5168 | 0 | 0 | 2237.6249 | 0.0078283 | 18 | Industrial_2025_Technical_million_m3_Before Competition Groups_18 | Air Compressor Heat Recovery | 0.7828% | 0 | 17.5168 | Industrial_2025_Technical_million_m3_Before Competition Groups_Air Compressor Heat Recovery
Industrial | Ind ¦ High Efficiency Furnaces | 2025 | Economic | million_m3 | Before Competition Groups | 13.9085 | 0 | 0 | 2155.9577 | 0.0064512 | 17 | Industrial_2025_Economic_million_m3_Before Competition Groups_17 | High Efficiency Furnaces | 0.6451% | 0 | 13.9085 | Industrial_2025_Economic_million_m3_Before Competition Groups_High Efficiency Furnaces
Industrial | Ind ¦ High Efficiency Furnaces | 2025 | Technical | million_m3 | Before Competition Groups | 13.9085 | 0 | 0 | 2237.6249 | 0.0062157 | 19 | Industrial_2025_Technical_million_m3_Before Competition Groups_19 | High Efficiency Furnaces | 0.6216% | 0 | 13.9085 | Industrial_2025_Technical_million_m3_Before Competition Groups_High Efficiency Furnaces
Industrial | Ind ¦ High Efficiency Furnaces | 2025 | Achievable | million_m3 | Before Competition Groups | 1.8162 | 0 | 0 | 332.7495 | 0.0054582 | 17 | Industrial_2025_Achievable_million_m3_Before Competition Groups_17 | High Efficiency Furnaces | 0.5458% | 0 | 1.8162 | Industrial_2025_Achievable_million_m3_Before Competition Groups_High Efficiency Furnaces
Industrial | Ind ¦ Steam Turbine Optimization | 2025 | Economic | million_m3 | Before Competition Groups | 11.194 | 0 | 0 | 2155.9577 | 0.0051921 | 18 | Industrial_2025_Economic_million_m3_Before Competition Groups_18 | Steam Turbine Optimization | 0.5192% | 0 | 11.194 | Industrial_2025_Economic_million_m3_Before Competition Groups_Steam Turbine Optimization
Industrial | Ind ¦ Steam Turbine Optimization | 2025 | Technical | million_m3 | Before Competition Groups | 11.194 | 0 | 0 | 2237.6249 | 0.0050026 | 20 | Industrial_2025_Technical_million_m3_Before Competition Groups_20 | Steam Turbine Optimization | 0.5003% | 0 | 11.194 | Industrial_2025_Technical_million_m3_Before Competition Groups_Steam Turbine Optimization
Industrial | Ind ¦ Steam Turbine Optimization | 2025 | Achievable | million_m3 | Before Competition Groups | 1.6105 | 0 | 0 | 332.7495 | 0.0048398 | 18 | Industrial_2025_Achievable_million_m3_Before Competition Groups_18 | Steam Turbine Optimization | 0.484% | 0 | 1.6105 | Industrial_2025_Achievable_million_m3_Before Competition Groups_Steam Turbine Optimization
Industrial | Ind ¦ Process Optimization (Gas) | 2025 | Economic | million_m3 | Before Competition Groups | 10.2948 | 0 | 0 | 2155.9577 | 0.004775 | 19 | Industrial_2025_Economic_million_m3_Before Competition Groups_19 | Process Optimization (Gas) | 0.4775% | 0 | 10.2948 | Industrial_2025_Economic_million_m3_Before Competition Groups_Process Optimization (Gas)
Industrial | Ind ¦ Process Optimization (Gas) | 2025 | Technical | million_m3 | Before Competition Groups | 10.2948 | 0 | 0 | 2237.6249 | 0.0046007 | 21 | Industrial_2025_Technical_million_m3_Before Competition Groups_21 | Process Optimization (Gas) | 0.4601% | 0 | 10.2948 | Industrial_2025_Technical_million_m3_Before Competition Groups_Process Optimization (Gas)
Industrial | Ind ¦ Gas Turbine Optimization | 2025 | Economic | million_m3 | Before Competition Groups | 8.3955 | 0 | 0 | 2155.9577 | 0.0038941 | 20 | Industrial_2025_Economic_million_m3_Before Competition Groups_20 | Gas Turbine Optimization | 0.3894% | 0 | 8.3955 | Industrial_2025_Economic_million_m3_Before Competition Groups_Gas Turbine Optimization
Industrial | Ind ¦ Gas Turbine Optimization | 2025 | Technical | million_m3 | Before Competition Groups | 8.3955 | 0 | 0 | 2237.6249 | 0.003752 | 22 | Industrial_2025_Technical_million_m3_Before Competition Groups_22 | Gas Turbine Optimization | 0.3752% | 0 | 8.3955 | Industrial_2025_Technical_million_m3_Before Competition Groups_Gas Turbine Optimization
Industrial | Ind ¦ Gas Turbine Optimization | 2025 | Achievable | million_m3 | Before Competition Groups | 1.2078 | 0 | 0 | 332.7495 | 0.0036299 | 19 | Industrial_2025_Achievable_million_m3_Before Competition Groups_19 | Gas Turbine Optimization | 0.363% | 0 | 1.2078 | Industrial_2025_Achievable_million_m3_Before Competition Groups_Gas Turbine Optimization
Industrial | Ind ¦ HE Stock Tank | 2025 | Economic | million_m3 | Before Competition Groups | 6.5144 | 0 | 0 | 2155.9577 | 0.0030216 | 21 | Industrial_2025_Economic_million_m3_Before Competition Groups_21 | HE Stock Tank | 0.3022% | 0 | 6.5144 | Industrial_2025_Economic_million_m3_Before Competition Groups_HE Stock Tank
Industrial | Ind ¦ HE Stock Tank | 2025 | Technical | million_m3 | Before Competition Groups | 6.5144 | 0 | 0 | 2237.6249 | 0.0029113 | 23 | Industrial_2025_Technical_million_m3_Before Competition Groups_23 | HE Stock Tank | 0.2911% | 0 | 6.5144 | Industrial_2025_Technical_million_m3_Before Competition Groups_HE Stock Tank
Industrial | Ind ¦ Solar Walls | 2025 | Achievable | million_m3 | Before Competition Groups | 0.8553 | 0 | 0 | 332.7495 | 0.0025704 | 20 | Industrial_2025_Achievable_million_m3_Before Competition Groups_20 | Solar Walls | 0.257% | 0 | 0.8553 | Industrial_2025_Achievable_million_m3_Before Competition Groups_Solar Walls
Industrial | Ind ¦ Ventilation Optimization (Gas) | 2025 | Achievable | million_m3 | Before Competition Groups | 0.85371 | 0 | 0 | 332.7495 | 0.0025656 | 21 | Industrial_2025_Achievable_million_m3_Before Competition Groups_21 | Ventilation Optimization (Gas) | 0.2566% | 0 | 0.85371 | Industrial_2025_Achievable_million_m3_Before Competition Groups_Ventilation Optimization (Gas)
Industrial | Ind ¦ Solar Walls | 2025 | Economic | million_m3 | Before Competition Groups | 5.519 | 0 | 0 | 2155.9577 | 0.0025599 | 22 | Industrial_2025_Economic_million_m3_Before Competition Groups_22 | Solar Walls | 0.256% | 0 | 5.519 | Industrial_2025_Economic_million_m3_Before Competition Groups_Solar Walls
Industrial | Ind ¦ Ventilation Optimization (Gas) | 2025 | Economic | million_m3 | Before Competition Groups | 5.4508 | 0 | 0 | 2155.9577 | 0.0025283 | 23 | Industrial_2025_Economic_million_m3_Before Competition Groups_23 | Ventilation Optimization (Gas) | 0.2528% | 0 | 5.4508 | Industrial_2025_Economic_million_m3_Before Competition Groups_Ventilation Optimization (Gas)
Industrial | Ind ¦ HE Stock Tank | 2025 | Achievable | million_m3 | Before Competition Groups | 0.83844 | 0 | 0 | 332.7495 | 0.0025197 | 22 | Industrial_2025_Achievable_million_m3_Before Competition Groups_22 | HE Stock Tank | 0.252% | 0 | 0.83844 | Industrial_2025_Achievable_million_m3_Before Competition Groups_HE Stock Tank
Industrial | Ind ¦ Solar Walls | 2025 | Technical | million_m3 | Before Competition Groups | 5.519 | 0 | 0 | 2237.6249 | 0.0024664 | 24 | Industrial_2025_Technical_million_m3_Before Competition Groups_24 | Solar Walls | 0.2466% | 0 | 5.519 | Industrial_2025_Technical_million_m3_Before Competition Groups_Solar Walls
Industrial | Ind ¦ Ventilation Optimization (Gas) | 2025 | Technical | million_m3 | Before Competition Groups | 5.4508 | 0 | 0 | 2237.6249 | 0.002436 | 25 | Industrial_2025_Technical_million_m3_Before Competition Groups_25 | Ventilation Optimization (Gas) | 0.2436% | 0 | 5.4508 | Industrial_2025_Technical_million_m3_Before Competition Groups_Ventilation Optimization (Gas)
Industrial | Ind ¦ HE HVAC Units | 2025 | Economic | million_m3 | Before Competition Groups | 1.7472 | 0 | 0 | 2155.9577 | 0.0008104 | 24 | Industrial_2025_Economic_million_m3_Before Competition Groups_24 | HE HVAC Units | 0.08104% | 0 | 1.7472 | Industrial_2025_Economic_million_m3_Before Competition Groups_HE HVAC Units
Industrial | Ind ¦ Process Optimization (Gas) | 2025 | Achievable | million_m3 | Before Competition Groups | 0.2632 | 0 | 0 | 332.7495 | 0.00079099 | 23 | Industrial_2025_Achievable_million_m3_Before Competition Groups_23 | Process Optimization (Gas) | 0.0791% | 0 | 0.2632 | Industrial_2025_Achievable_million_m3_Before Competition Groups_Process Optimization (Gas)
Industrial | Ind ¦ HE HVAC Units | 2025 | Technical | million_m3 | Before Competition Groups | 1.7472 | 0 | 0 | 2237.6249 | 0.00078082 | 26 | Industrial_2025_Technical_million_m3_Before Competition Groups_26 | HE HVAC Units | 0.07808% | 0 | 1.7472 | Industrial_2025_Technical_million_m3_Before Competition Groups_HE HVAC Units
Industrial | Ind ¦ Boiler Tune Up - Direct | 2025 | Technical | million_m3 | Before Competition Groups | 1.6921 | 0 | 0 | 2237.6249 | 0.0007562 | 27 | Industrial_2025_Technical_million_m3_Before Competition Groups_27 | Boiler Tune Up - Direct | 0.07562% | 0 | 1.6921 | Industrial_2025_Technical_million_m3_Before Competition Groups_Boiler Tune Up - Direct
Industrial | Ind ¦ HE HVAC Units | 2025 | Achievable | million_m3 | Before Competition Groups | 0.24529 | 0 | 0 | 332.7495 | 0.00073717 | 24 | Industrial_2025_Achievable_million_m3_Before Competition Groups_24 | HE HVAC Units | 0.07372% | 0 | 0.24529 | Industrial_2025_Achievable_million_m3_Before Competition Groups_HE HVAC Units
Industrial | Ind ¦ Process Heat Recovery (Gas) - HVAC | 2025 | Achievable | million_m3 | Before Competition Groups | 0.18951 | 0 | 0 | 332.7495 | 0.00056954 | 25 | Industrial_2025_Achievable_million_m3_Before Competition Groups_25 | Process Heat Recovery (Gas) - HVAC | 0.05695% | 0 | 0.18951 | Industrial_2025_Achievable_million_m3_Before Competition Groups_Process Heat Recovery (Gas) - HVAC
Industrial | Ind ¦ Process Heat Recovery (Gas) - HVAC | 2025 | Economic | million_m3 | Before Competition Groups | 1.1616 | 0 | 0 | 2155.9577 | 0.00053877 | 25 | Industrial_2025_Economic_million_m3_Before Competition Groups_25 | Process Heat Recovery (Gas) - HVAC | 0.05388% | 0 | 1.1616 | Industrial_2025_Economic_million_m3_Before Competition Groups_Process Heat Recovery (Gas) - HVAC
Industrial | Ind ¦ Process Heat Recovery (Gas) - HVAC | 2025 | Technical | million_m3 | Before Competition Groups | 1.1616 | 0 | 0 | 2237.6249 | 0.00051911 | 28 | Industrial_2025_Technical_million_m3_Before Competition Groups_28 | Process Heat Recovery (Gas) - HVAC | 0.05191% | 0 | 1.1616 | Industrial_2025_Technical_million_m3_Before Competition Groups_Process Heat Recovery (Gas) - HVAC
Industrial | Ind ¦ Insulation - Steam - Direct | 2025 | Economic | million_m3 | Before Competition Groups | 0.77438 | 0 | 0 | 2155.9577 | 0.00035918 | 26 | Industrial_2025_Economic_million_m3_Before Competition Groups_26 | Insulation - Steam - Direct | 0.03592% | 0 | 0.77438 | Industrial_2025_Economic_million_m3_Before Competition Groups_Insulation - Steam - Direct
Industrial | Ind ¦ Insulation - Steam - Direct | 2025 | Technical | million_m3 | Before Competition Groups | 0.77438 | 0 | 0 | 2237.6249 | 0.00034607 | 29 | Industrial_2025_Technical_million_m3_Before Competition Groups_29 | Insulation - Steam - Direct | 0.03461% | 0 | 0.77438 | Industrial_2025_Technical_million_m3_Before Competition Groups_Insulation - Steam - Direct
Industrial | Ind ¦ Insulation - Steam - Direct | 2025 | Achievable | million_m3 | Before Competition Groups | 0.10977 | 0 | 0 | 332.7495 | 0.00032988 | 26 | Industrial_2025_Achievable_million_m3_Before Competition Groups_26 | Insulation - Steam - Direct | 0.03299% | 0 | 0.10977 | Industrial_2025_Achievable_million_m3_Before Competition Groups_Insulation - Steam - Direct
Industrial | Ind ¦ Insulation - Steam - HVAC | 2025 | Achievable | million_m3 | Before Competition Groups | 0.026275 | 0 | 0 | 332.7495 | 7.8964e-05 | 27 | Industrial_2025_Achievable_million_m3_Before Competition Groups_27 | Insulation - Steam - HVAC | 0.007896% | 0 | 0.026275 | Industrial_2025_Achievable_million_m3_Before Competition Groups_Insulation - Steam - HVAC
Industrial | Ind ¦ Insulation - Steam - HVAC | 2025 | Economic | million_m3 | Before Competition Groups | 0.16104 | 0 | 0 | 2155.9577 | 7.4697e-05 | 27 | Industrial_2025_Economic_million_m3_Before Competition Groups_27 | Insulation - Steam - HVAC | 0.00747% | 0 | 0.16104 | Industrial_2025_Economic_million_m3_Before Competition Groups_Insulation - Steam - HVAC
Industrial | Ind ¦ Insulation - Steam - HVAC | 2025 | Technical | million_m3 | Before Competition Groups | 0.16104 | 0 | 0 | 2237.6249 | 7.197e-05 | 30 | Industrial_2025_Technical_million_m3_Before Competition Groups_30 | Insulation - Steam - HVAC | 0.007197% | 0 | 0.16104 | Industrial_2025_Technical_million_m3_Before Competition Groups_Insulation - Steam - HVAC
Industrial | Ind ¦ Boiler Tune Up - HVAC | 2025 | Technical | million_m3 | Before Competition Groups | 0.14641 | 0 | 0 | 2237.6249 | 6.5432e-05 | 31 | Industrial_2025_Technical_million_m3_Before Competition Groups_31 | Boiler Tune Up - HVAC | 0.006543% | 0 | 0.14641 | Industrial_2025_Technical_million_m3_Before Competition Groups_Boiler Tune Up - HVAC
Industrial | Ind ¦ Boiler Tune Up | 2025 | Achievable | million_m3 | Before Competition Groups | 0 | 0 | 0 | 332.7495 | 0 | 28 | Industrial_2025_Achievable_million_m3_Before Competition Groups_28 | Boiler Tune Up | 0% | 0 | 0 | Industrial_2025_Achievable_million_m3_Before Competition Groups_Boiler Tune Up
Industrial | Ind ¦ Boiler Tune Up | 2025 | Economic | million_m3 | Before Competition Groups | 0 | 0 | 0 | 2155.9577 | 0 | 28 | Industrial_2025_Economic_million_m3_Before Competition Groups_28 | Boiler Tune Up | 0% | 0 | 0 | Industrial_2025_Economic_million_m3_Before Competition Groups_Boiler Tune Up
Industrial | Ind ¦ Boiler Tune Up - Direct | 2025 | Achievable | million_m3 | Before Competition Groups | 0 | 0 | 0 | 332.7495 | 0 | 29 | Industrial_2025_Achievable_million_m3_Before Competition Groups_29 | Boiler Tune Up - Direct | 0% | 0 | 0 | Industrial_2025_Achievable_million_m3_Before Competition Groups_Boiler Tune Up - Direct
Industrial | Ind ¦ Boiler Tune Up - Direct | 2025 | Economic | million_m3 | Before Competition Groups | 0 | 0 | 0 | 2155.9577 | 0 | 29 | Industrial_2025_Economic_million_m3_Before Competition Groups_29 | Boiler Tune Up - Direct | 0% | 0 | 0 | Industrial_2025_Economic_million_m3_Before Competition Groups_Boiler Tune Up - Direct
Industrial | Ind ¦ Boiler Tune Up - HVAC | 2025 | Achievable | million_m3 | Before Competition Groups | 0 | 0 | 0 | 332.7495 | 0 | 30 | Industrial_2025_Achievable_million_m3_Before Competition Groups_30 | Boiler Tune Up - HVAC | 0% | 0 | 0 | Industrial_2025_Achievable_million_m3_Before Competition Groups_Boiler Tune Up - HVAC
Industrial | Ind ¦ Boiler Tune Up - HVAC | 2025 | Economic | million_m3 | Before Competition Groups | 0 | 0 | 0 | 2155.9577 | 0 | 30 | Industrial_2025_Economic_million_m3_Before Competition Groups_30 | Boiler Tune Up - HVAC | 0% | 0 | 0 | Industrial_2025_Economic_million_m3_Before Competition Groups_Boiler Tune Up - HVAC
Industrial | Ind ¦ Process Heat Improvements | 2026 | Economic | million_m3 | Before Competition Groups | 670.0454 | 0 | 0 | 2212.6501 | 0.30282 | 1 | Industrial_2026_Economic_million_m3_Before Competition Groups_1 | Process Heat Improvements | 30.28% | 0 | 670.0454 | Industrial_2026_Economic_million_m3_Before Competition Groups_Process Heat Improvements
Industrial | Ind ¦ Process Heat Improvements | 2026 | Technical | million_m3 | Before Competition Groups | 670.0454 | 0 | 0 | 2294.3173 | 0.29205 | 1 | Industrial_2026_Technical_million_m3_Before Competition Groups_1 | Process Heat Improvements | 29.2% | 0 | 670.0454 | Industrial_2026_Technical_million_m3_Before Competition Groups_Process Heat Improvements
Industrial | Ind ¦ Process Heat Improvements | 2026 | Achievable | million_m3 | Before Competition Groups | 122.6756 | 0 | 0 | 475.2544 | 0.25813 | 1 | Industrial_2026_Achievable_million_m3_Before Competition Groups_1 | Process Heat Improvements | 25.81% | 0 | 122.6756 | Industrial_2026_Achievable_million_m3_Before Competition Groups_Process Heat Improvements
Industrial | Ind ¦ Process Heat Recovery (Gas) | 2026 | Economic | million_m3 | Before Competition Groups | 347.5632 | 0 | 0 | 2212.6501 | 0.15708 | 2 | Industrial_2026_Economic_million_m3_Before Competition Groups_2 | Process Heat Recovery (Gas) | 15.71% | 0 | 347.5632 | Industrial_2026_Economic_million_m3_Before Competition Groups_Process Heat Recovery (Gas)
Industrial | Ind ¦ Boiler Upgrade | 2026 | Achievable | million_m3 | Before Competition Groups | 74.6273 | 0 | 0 | 475.2544 | 0.15703 | 2 | Industrial_2026_Achievable_million_m3_Before Competition Groups_2 | Boiler Upgrade | 15.7% | 0 | 74.6273 | Industrial_2026_Achievable_million_m3_Before Competition Groups_Boiler Upgrade
Industrial | Ind ¦ Process Heat Recovery (Gas) | 2026 | Achievable | million_m3 | Before Competition Groups | 72.2605 | 0 | 0 | 475.2544 | 0.15205 | 3 | Industrial_2026_Achievable_million_m3_Before Competition Groups_3 | Process Heat Recovery (Gas) | 15.2% | 0 | 72.2605 | Industrial_2026_Achievable_million_m3_Before Competition Groups_Process Heat Recovery (Gas)
Industrial | Ind ¦ Process Heat Recovery (Gas) | 2026 | Technical | million_m3 | Before Competition Groups | 347.5632 | 0 | 0 | 2294.3173 | 0.15149 | 2 | Industrial_2026_Technical_million_m3_Before Competition Groups_2 | Process Heat Recovery (Gas) | 15.15% | 0 | 347.5632 | Industrial_2026_Technical_million_m3_Before Competition Groups_Process Heat Recovery (Gas)
Industrial | Ind ¦ Boiler Upgrade | 2026 | Economic | million_m3 | Before Competition Groups | 253.5755 | 0 | 0 | 2212.6501 | 0.1146 | 3 | Industrial_2026_Economic_million_m3_Before Competition Groups_3 | Boiler Upgrade | 11.46% | 0 | 253.5755 | Industrial_2026_Economic_million_m3_Before Competition Groups_Boiler Upgrade
Industrial | Ind ¦ Recommissioning | 2026 | Economic | million_m3 | Before Competition Groups | 252.3014 | 0 | 0 | 2212.6501 | 0.11403 | 4 | Industrial_2026_Economic_million_m3_Before Competition Groups_4 | Recommissioning | 11.4% | 0 | 252.3014 | Industrial_2026_Economic_million_m3_Before Competition Groups_Recommissioning
Industrial | Ind ¦ Recommissioning | 2026 | Achievable | million_m3 | Before Competition Groups | 53.2629 | 0 | 0 | 475.2544 | 0.11207 | 4 | Industrial_2026_Achievable_million_m3_Before Competition Groups_4 | Recommissioning | 11.21% | 0 | 53.2629 | Industrial_2026_Achievable_million_m3_Before Competition Groups_Recommissioning
Industrial | Ind ¦ Boiler Upgrade | 2026 | Technical | million_m3 | Before Competition Groups | 253.5755 | 0 | 0 | 2294.3173 | 0.11052 | 3 | Industrial_2026_Technical_million_m3_Before Competition Groups_3 | Boiler Upgrade | 11.05% | 0 | 253.5755 | Industrial_2026_Technical_million_m3_Before Competition Groups_Boiler Upgrade
Industrial | Ind ¦ Recommissioning | 2026 | Technical | million_m3 | Before Competition Groups | 252.3014 | 0 | 0 | 2294.3173 | 0.10997 | 4 | Industrial_2026_Technical_million_m3_Before Competition Groups_4 | Recommissioning | 11% | 0 | 252.3014 | Industrial_2026_Technical_million_m3_Before Competition Groups_Recommissioning
Industrial | Ind ¦ Improved Controls -Process Heating Gas | 2026 | Economic | million_m3 | Before Competition Groups | 159.4785 | 0 | 0 | 2212.6501 | 0.072076 | 5 | Industrial_2026_Economic_million_m3_Before Competition Groups_5 | Improved Controls -Process Heating Gas | 7.208% | 0 | 159.4785 | Industrial_2026_Economic_million_m3_Before Competition Groups_Improved Controls -Process Heating Gas
Industrial | Ind ¦ Improved Controls -Process Heating Gas | 2026 | Technical | million_m3 | Before Competition Groups | 159.4785 | 0 | 0 | 2294.3173 | 0.06951 | 5 | Industrial_2026_Technical_million_m3_Before Competition Groups_5 | Improved Controls -Process Heating Gas | 6.951% | 0 | 159.4785 | Industrial_2026_Technical_million_m3_Before Competition Groups_Improved Controls -Process Heating Gas
Industrial | Ind ¦ Improved Controls -Process Heating Gas | 2026 | Achievable | million_m3 | Before Competition Groups | 33.0141 | 0 | 0 | 475.2544 | 0.069466 | 5 | Industrial_2026_Achievable_million_m3_Before Competition Groups_5 | Improved Controls -Process Heating Gas | 6.947% | 0 | 33.0141 | Industrial_2026_Achievable_million_m3_Before Competition Groups_Improved Controls -Process Heating Gas
Industrial | Ind ¦ High Efficiency Burners | 2026 | Economic | million_m3 | Before Competition Groups | 126.4562 | 0 | 0 | 2212.6501 | 0.057151 | 6 | Industrial_2026_Economic_million_m3_Before Competition Groups_6 | High Efficiency Burners | 5.715% | 0 | 126.4562 | Industrial_2026_Economic_million_m3_Before Competition Groups_High Efficiency Burners
Industrial | Ind ¦ Greenhouse Envelope Improvements | 2026 | Achievable | million_m3 | Before Competition Groups | 27.1092 | 0 | 0 | 475.2544 | 0.057041 | 6 | Industrial_2026_Achievable_million_m3_Before Competition Groups_6 | Greenhouse Envelope Improvements | 5.704% | 0 | 27.1092 | Industrial_2026_Achievable_million_m3_Before Competition Groups_Greenhouse Envelope Improvements
Industrial | Ind ¦ High Efficiency Burners | 2026 | Technical | million_m3 | Before Competition Groups | 126.4562 | 0 | 0 | 2294.3173 | 0.055117 | 6 | Industrial_2026_Technical_million_m3_Before Competition Groups_6 | High Efficiency Burners | 5.512% | 0 | 126.4562 | Industrial_2026_Technical_million_m3_Before Competition Groups_High Efficiency Burners
Industrial | Ind ¦ High Efficiency Burners | 2026 | Achievable | million_m3 | Before Competition Groups | 23.3696 | 0 | 0 | 475.2544 | 0.049173 | 7 | Industrial_2026_Achievable_million_m3_Before Competition Groups_7 | High Efficiency Burners | 4.917% | 0 | 23.3696 | Industrial_2026_Achievable_million_m3_Before Competition Groups_High Efficiency Burners
Industrial | Ind ¦ Greenhouse Envelope Improvements | 2026 | Economic | million_m3 | Before Competition Groups | 72.388 | 0 | 0 | 2212.6501 | 0.032716 | 7 | Industrial_2026_Economic_million_m3_Before Competition Groups_7 | Greenhouse Envelope Improvements | 3.272% | 0 | 72.388 | Industrial_2026_Economic_million_m3_Before Competition Groups_Greenhouse Envelope Improvements
Industrial | Ind ¦ Greenhouse Envelope Improvements | 2026 | Technical | million_m3 | Before Competition Groups | 72.388 | 0 | 0 | 2294.3173 | 0.031551 | 7 | Industrial_2026_Technical_million_m3_Before Competition Groups_7 | Greenhouse Envelope Improvements | 3.155% | 0 | 72.388 | Industrial_2026_Technical_million_m3_Before Competition Groups_Greenhouse Envelope Improvements
Industrial | Ind ¦ Boiler Tune Up | 2026 | Technical | million_m3 | Before Competition Groups | 49.6965 | 0 | 0 | 2294.3173 | 0.021661 | 8 | Industrial_2026_Technical_million_m3_Before Competition Groups_8 | Boiler Tune Up | 2.166% | 0 | 49.6965 | Industrial_2026_Technical_million_m3_Before Competition Groups_Boiler Tune Up
Industrial | Ind ¦ Insulation - Steam | 2026 | Economic | million_m3 | Before Competition Groups | 47.7841 | 0 | 0 | 2212.6501 | 0.021596 | 8 | Industrial_2026_Economic_million_m3_Before Competition Groups_8 | Insulation - Steam | 2.16% | 0 | 47.7841 | Industrial_2026_Economic_million_m3_Before Competition Groups_Insulation - Steam
Industrial | Ind ¦ Insulation - Steam | 2026 | Achievable | million_m3 | Before Competition Groups | 10.1894 | 0 | 0 | 475.2544 | 0.02144 | 8 | Industrial_2026_Achievable_million_m3_Before Competition Groups_8 | Insulation - Steam | 2.144% | 0 | 10.1894 | Industrial_2026_Achievable_million_m3_Before Competition Groups_Insulation - Steam
Industrial | Ind ¦ Insulation - Steam | 2026 | Technical | million_m3 | Before Competition Groups | 47.7841 | 0 | 0 | 2294.3173 | 0.020827 | 9 | Industrial_2026_Technical_million_m3_Before Competition Groups_9 | Insulation - Steam | 2.083% | 0 | 47.7841 | Industrial_2026_Technical_million_m3_Before Competition Groups_Insulation - Steam
Industrial | Ind ¦ VAV Conversion Project (Gas) | 2026 | Achievable | million_m3 | Before Competition Groups | 9.014 | 0 | 0 | 475.2544 | 0.018967 | 9 | Industrial_2026_Achievable_million_m3_Before Competition Groups_9 | VAV Conversion Project (Gas) | 1.897% | 0 | 9.014 | Industrial_2026_Achievable_million_m3_Before Competition Groups_VAV Conversion Project (Gas)
Industrial | Ind ¦ VAV Conversion Project (Gas) | 2026 | Economic | million_m3 | Before Competition Groups | 40.9785 | 0 | 0 | 2212.6501 | 0.01852 | 9 | Industrial_2026_Economic_million_m3_Before Competition Groups_9 | VAV Conversion Project (Gas) | 1.852% | 0 | 40.9785 | Industrial_2026_Economic_million_m3_Before Competition Groups_VAV Conversion Project (Gas)
Industrial | Ind ¦ High Efficiency HVAC Fans (Gas) | 2026 | Achievable | million_m3 | Before Competition Groups | 8.5889 | 0 | 0 | 475.2544 | 0.018072 | 10 | Industrial_2026_Achievable_million_m3_Before Competition Groups_10 | High Efficiency HVAC Fans (Gas) | 1.807% | 0 | 8.5889 | Industrial_2026_Achievable_million_m3_Before Competition Groups_High Efficiency HVAC Fans (Gas)
Industrial | Ind ¦ VAV Conversion Project (Gas) | 2026 | Technical | million_m3 | Before Competition Groups | 40.9785 | 0 | 0 | 2294.3173 | 0.017861 | 10 | Industrial_2026_Technical_million_m3_Before Competition Groups_10 | VAV Conversion Project (Gas) | 1.786% | 0 | 40.9785 | Industrial_2026_Technical_million_m3_Before Competition Groups_VAV Conversion Project (Gas)
Industrial | Ind ¦ High Efficiency HVAC Fans (Gas) | 2026 | Economic | million_m3 | Before Competition Groups | 36.676 | 0 | 0 | 2212.6501 | 0.016576 | 10 | Industrial_2026_Economic_million_m3_Before Competition Groups_10 | High Efficiency HVAC Fans (Gas) | 1.658% | 0 | 36.676 | Industrial_2026_Economic_million_m3_Before Competition Groups_High Efficiency HVAC Fans (Gas)
Industrial | Ind ¦ High Efficiency HVAC Fans (Gas) | 2026 | Technical | million_m3 | Before Competition Groups | 36.676 | 0 | 0 | 2294.3173 | 0.015986 | 11 | Industrial_2026_Technical_million_m3_Before Competition Groups_11 | High Efficiency HVAC Fans (Gas) | 1.599% | 0 | 36.676 | Industrial_2026_Technical_million_m3_Before Competition Groups_High Efficiency HVAC Fans (Gas)
Industrial | Ind ¦ Steam Leak Repairs | 2026 | Technical | million_m3 | Before Competition Groups | 30.1322 | 0 | 0 | 2294.3173 | 0.013133 | 12 | Industrial_2026_Technical_million_m3_Before Competition Groups_12 | Steam Leak Repairs | 1.313% | 0 | 30.1322 | Industrial_2026_Technical_million_m3_Before Competition Groups_Steam Leak Repairs
Industrial | Ind ¦ HE HVAC Controls | 2026 | Achievable | million_m3 | Before Competition Groups | 6.1343 | 0 | 0 | 475.2544 | 0.012907 | 11 | Industrial_2026_Achievable_million_m3_Before Competition Groups_11 | HE HVAC Controls | 1.291% | 0 | 6.1343 | Industrial_2026_Achievable_million_m3_Before Competition Groups_HE HVAC Controls
Industrial | Ind ¦ HE HVAC Controls | 2026 | Economic | million_m3 | Before Competition Groups | 27.1925 | 0 | 0 | 2212.6501 | 0.01229 | 11 | Industrial_2026_Economic_million_m3_Before Competition Groups_11 | HE HVAC Controls | 1.229% | 0 | 27.1925 | Industrial_2026_Economic_million_m3_Before Competition Groups_HE HVAC Controls
Industrial | Ind ¦ Loading Dock Seals | 2026 | Economic | million_m3 | Before Competition Groups | 27.1925 | 0 | 0 | 2212.6501 | 0.01229 | 12 | Industrial_2026_Economic_million_m3_Before Competition Groups_12 | Loading Dock Seals | 1.229% | 0 | 27.1925 | Industrial_2026_Economic_million_m3_Before Competition Groups_Loading Dock Seals
Industrial | Ind ¦ HE HVAC Controls | 2026 | Technical | million_m3 | Before Competition Groups | 27.1925 | 0 | 0 | 2294.3173 | 0.011852 | 13 | Industrial_2026_Technical_million_m3_Before Competition Groups_13 | HE HVAC Controls | 1.185% | 0 | 27.1925 | Industrial_2026_Technical_million_m3_Before Competition Groups_HE HVAC Controls
Industrial | Ind ¦ Loading Dock Seals | 2026 | Technical | million_m3 | Before Competition Groups | 27.1925 | 0 | 0 | 2294.3173 | 0.011852 | 14 | Industrial_2026_Technical_million_m3_Before Competition Groups_14 | Loading Dock Seals | 1.185% | 0 | 27.1925 | Industrial_2026_Technical_million_m3_Before Competition Groups_Loading Dock Seals
Industrial | Ind ¦ Insulation - Steam (AG) | 2026 | Achievable | million_m3 | Before Competition Groups | 5.3163 | 0 | 0 | 475.2544 | 0.011186 | 12 | Industrial_2026_Achievable_million_m3_Before Competition Groups_12 | Insulation - Steam (AG) | 1.119% | 0 | 5.3163 | Industrial_2026_Achievable_million_m3_Before Competition Groups_Insulation - Steam (AG)
Industrial | Ind ¦ Direct Contact Water Heaters | 2026 | Achievable | million_m3 | Before Competition Groups | 5.2558 | 0 | 0 | 475.2544 | 0.011059 | 13 | Industrial_2026_Achievable_million_m3_Before Competition Groups_13 | Direct Contact Water Heaters | 1.106% | 0 | 5.2558 | Industrial_2026_Achievable_million_m3_Before Competition Groups_Direct Contact Water Heaters
Industrial | Ind ¦ Steam Trap Repair | 2026 | Economic | million_m3 | Before Competition Groups | 22.8723 | 0 | 0 | 2212.6501 | 0.010337 | 13 | Industrial_2026_Economic_million_m3_Before Competition Groups_13 | Steam Trap Repair | 1.034% | 0 | 22.8723 | Industrial_2026_Economic_million_m3_Before Competition Groups_Steam Trap Repair
Industrial | Ind ¦ Steam Trap Repair | 2026 | Achievable | million_m3 | Before Competition Groups | 4.8468 | 0 | 0 | 475.2544 | 0.010198 | 14 | Industrial_2026_Achievable_million_m3_Before Competition Groups_14 | Steam Trap Repair | 1.02% | 0 | 4.8468 | Industrial_2026_Achievable_million_m3_Before Competition Groups_Steam Trap Repair
Industrial | Ind ¦ Direct Contact Water Heaters | 2026 | Economic | million_m3 | Before Competition Groups | 22.3034 | 0 | 0 | 2212.6501 | 0.01008 | 14 | Industrial_2026_Economic_million_m3_Before Competition Groups_14 | Direct Contact Water Heaters | 1.008% | 0 | 22.3034 | Industrial_2026_Economic_million_m3_Before Competition Groups_Direct Contact Water Heaters
Industrial | Ind ¦ Insulation - Steam (AG) | 2026 | Economic | million_m3 | Before Competition Groups | 22.1344 | 0 | 0 | 2212.6501 | 0.010004 | 15 | Industrial_2026_Economic_million_m3_Before Competition Groups_15 | Insulation - Steam (AG) | 1% | 0 | 22.1344 | Industrial_2026_Economic_million_m3_Before Competition Groups_Insulation - Steam (AG)
Industrial | Ind ¦ Steam Trap Repair | 2026 | Technical | million_m3 | Before Competition Groups | 22.8723 | 0 | 0 | 2294.3173 | 0.0099691 | 15 | Industrial_2026_Technical_million_m3_Before Competition Groups_15 | Steam Trap Repair | 0.9969% | 0 | 22.8723 | Industrial_2026_Technical_million_m3_Before Competition Groups_Steam Trap Repair
Industrial | Ind ¦ Direct Contact Water Heaters | 2026 | Technical | million_m3 | Before Competition Groups | 22.3034 | 0 | 0 | 2294.3173 | 0.0097212 | 16 | Industrial_2026_Technical_million_m3_Before Competition Groups_16 | Direct Contact Water Heaters | 0.9721% | 0 | 22.3034 | Industrial_2026_Technical_million_m3_Before Competition Groups_Direct Contact Water Heaters
Industrial | Ind ¦ Insulation - Steam (AG) | 2026 | Technical | million_m3 | Before Competition Groups | 22.1344 | 0 | 0 | 2294.3173 | 0.0096475 | 17 | Industrial_2026_Technical_million_m3_Before Competition Groups_17 | Insulation - Steam (AG) | 0.9647% | 0 | 22.1344 | Industrial_2026_Technical_million_m3_Before Competition Groups_Insulation - Steam (AG)
Industrial | Ind ¦ Loading Dock Seals | 2026 | Achievable | million_m3 | Before Competition Groups | 4.3151 | 0 | 0 | 475.2544 | 0.0090795 | 15 | Industrial_2026_Achievable_million_m3_Before Competition Groups_15 | Loading Dock Seals | 0.9079% | 0 | 4.3151 | Industrial_2026_Achievable_million_m3_Before Competition Groups_Loading Dock Seals
Industrial | Ind ¦ Air Compressor Heat Recovery | 2026 | Achievable | million_m3 | Before Competition Groups | 3.7973 | 0 | 0 | 475.2544 | 0.0079901 | 16 | Industrial_2026_Achievable_million_m3_Before Competition Groups_16 | Air Compressor Heat Recovery | 0.799% | 0 | 3.7973 | Industrial_2026_Achievable_million_m3_Before Competition Groups_Air Compressor Heat Recovery
Industrial | Ind ¦ Air Compressor Heat Recovery | 2026 | Economic | million_m3 | Before Competition Groups | 17.5168 | 0 | 0 | 2212.6501 | 0.0079167 | 16 | Industrial_2026_Economic_million_m3_Before Competition Groups_16 | Air Compressor Heat Recovery | 0.7917% | 0 | 17.5168 | Industrial_2026_Economic_million_m3_Before Competition Groups_Air Compressor Heat Recovery
Industrial | Ind ¦ Air Compressor Heat Recovery | 2026 | Technical | million_m3 | Before Competition Groups | 17.5168 | 0 | 0 | 2294.3173 | 0.0076349 | 18 | Industrial_2026_Technical_million_m3_Before Competition Groups_18 | Air Compressor Heat Recovery | 0.7635% | 0 | 17.5168 | Industrial_2026_Technical_million_m3_Before Competition Groups_Air Compressor Heat Recovery
Industrial | Ind ¦ High Efficiency Furnaces | 2026 | Economic | million_m3 | Before Competition Groups | 14.5567 | 0 | 0 | 2212.6501 | 0.0065788 | 17 | Industrial_2026_Economic_million_m3_Before Competition Groups_17 | High Efficiency Furnaces | 0.6579% | 0 | 14.5567 | Industrial_2026_Economic_million_m3_Before Competition Groups_High Efficiency Furnaces
Industrial | Ind ¦ High Efficiency Furnaces | 2026 | Technical | million_m3 | Before Competition Groups | 14.5567 | 0 | 0 | 2294.3173 | 0.0063447 | 19 | Industrial_2026_Technical_million_m3_Before Competition Groups_19 | High Efficiency Furnaces | 0.6345% | 0 | 14.5567 | Industrial_2026_Technical_million_m3_Before Competition Groups_High Efficiency Furnaces
Industrial | Ind ¦ High Efficiency Furnaces | 2026 | Achievable | million_m3 | Before Competition Groups | 2.6421 | 0 | 0 | 475.2544 | 0.0055594 | 17 | Industrial_2026_Achievable_million_m3_Before Competition Groups_17 | High Efficiency Furnaces | 0.5559% | 0 | 2.6421 | Industrial_2026_Achievable_million_m3_Before Competition Groups_High Efficiency Furnaces
Industrial | Ind ¦ Steam Turbine Optimization | 2026 | Economic | million_m3 | Before Competition Groups | 11.1986 | 0 | 0 | 2212.6501 | 0.0050612 | 18 | Industrial_2026_Economic_million_m3_Before Competition Groups_18 | Steam Turbine Optimization | 0.5061% | 0 | 11.1986 | Industrial_2026_Economic_million_m3_Before Competition Groups_Steam Turbine Optimization
Industrial | Ind ¦ Steam Turbine Optimization | 2026 | Technical | million_m3 | Before Competition Groups | 11.1986 | 0 | 0 | 2294.3173 | 0.004881 | 20 | Industrial_2026_Technical_million_m3_Before Competition Groups_20 | Steam Turbine Optimization | 0.4881% | 0 | 11.1986 | Industrial_2026_Technical_million_m3_Before Competition Groups_Steam Turbine Optimization
Industrial | Ind ¦ Steam Turbine Optimization | 2026 | Achievable | million_m3 | Before Competition Groups | 2.2826 | 0 | 0 | 475.2544 | 0.0048029 | 18 | Industrial_2026_Achievable_million_m3_Before Competition Groups_18 | Steam Turbine Optimization | 0.4803% | 0 | 2.2826 | Industrial_2026_Achievable_million_m3_Before Competition Groups_Steam Turbine Optimization
Industrial | Ind ¦ Process Optimization (Gas) | 2026 | Economic | million_m3 | Before Competition Groups | 10.2948 | 0 | 0 | 2212.6501 | 0.0046527 | 19 | Industrial_2026_Economic_million_m3_Before Competition Groups_19 | Process Optimization (Gas) | 0.4653% | 0 | 10.2948 | Industrial_2026_Economic_million_m3_Before Competition Groups_Process Optimization (Gas)
Industrial | Ind ¦ Process Optimization (Gas) | 2026 | Technical | million_m3 | Before Competition Groups | 10.2948 | 0 | 0 | 2294.3173 | 0.0044871 | 21 | Industrial_2026_Technical_million_m3_Before Competition Groups_21 | Process Optimization (Gas) | 0.4487% | 0 | 10.2948 | Industrial_2026_Technical_million_m3_Before Competition Groups_Process Optimization (Gas)
Industrial | Ind ¦ Gas Turbine Optimization | 2026 | Economic | million_m3 | Before Competition Groups | 8.399 | 0 | 0 | 2212.6501 | 0.0037959 | 20 | Industrial_2026_Economic_million_m3_Before Competition Groups_20 | Gas Turbine Optimization | 0.3796% | 0 | 8.399 | Industrial_2026_Economic_million_m3_Before Competition Groups_Gas Turbine Optimization
Industrial | Ind ¦ Gas Turbine Optimization | 2026 | Technical | million_m3 | Before Competition Groups | 8.399 | 0 | 0 | 2294.3173 | 0.0036608 | 22 | Industrial_2026_Technical_million_m3_Before Competition Groups_22 | Gas Turbine Optimization | 0.3661% | 0 | 8.399 | Industrial_2026_Technical_million_m3_Before Competition Groups_Gas Turbine Optimization
Industrial | Ind ¦ Gas Turbine Optimization | 2026 | Achievable | million_m3 | Before Competition Groups | 1.7119 | 0 | 0 | 475.2544 | 0.0036022 | 19 | Industrial_2026_Achievable_million_m3_Before Competition Groups_19 | Gas Turbine Optimization | 0.3602% | 0 | 1.7119 | Industrial_2026_Achievable_million_m3_Before Competition Groups_Gas Turbine Optimization
Industrial | Ind ¦ HE Stock Tank | 2026 | Economic | million_m3 | Before Competition Groups | 6.868 | 0 | 0 | 2212.6501 | 0.003104 | 21 | Industrial_2026_Economic_million_m3_Before Competition Groups_21 | HE Stock Tank | 0.3104% | 0 | 6.868 | Industrial_2026_Economic_million_m3_Before Competition Groups_HE Stock Tank
Industrial | Ind ¦ HE Stock Tank | 2026 | Technical | million_m3 | Before Competition Groups | 6.868 | 0 | 0 | 2294.3173 | 0.0029935 | 23 | Industrial_2026_Technical_million_m3_Before Competition Groups_23 | HE Stock Tank | 0.2993% | 0 | 6.868 | Industrial_2026_Technical_million_m3_Before Competition Groups_HE Stock Tank
Industrial | Ind ¦ HE Stock Tank | 2026 | Achievable | million_m3 | Before Competition Groups | 1.2273 | 0 | 0 | 475.2544 | 0.0025823 | 20 | Industrial_2026_Achievable_million_m3_Before Competition Groups_20 | HE Stock Tank | 0.2582% | 0 | 1.2273 | Industrial_2026_Achievable_million_m3_Before Competition Groups_HE Stock Tank
Industrial | Ind ¦ Solar Walls | 2026 | Achievable | million_m3 | Before Competition Groups | 1.2159 | 0 | 0 | 475.2544 | 0.0025583 | 21 | Industrial_2026_Achievable_million_m3_Before Competition Groups_21 | Solar Walls | 0.2558% | 0 | 1.2159 | Industrial_2026_Achievable_million_m3_Before Competition Groups_Solar Walls
Industrial | Ind ¦ Ventilation Optimization (Gas) | 2026 | Achievable | million_m3 | Before Competition Groups | 1.2139 | 0 | 0 | 475.2544 | 0.0025542 | 22 | Industrial_2026_Achievable_million_m3_Before Competition Groups_22 | Ventilation Optimization (Gas) | 0.2554% | 0 | 1.2139 | Industrial_2026_Achievable_million_m3_Before Competition Groups_Ventilation Optimization (Gas)
Industrial | Ind ¦ Solar Walls | 2026 | Economic | million_m3 | Before Competition Groups | 5.5276 | 0 | 0 | 2212.6501 | 0.0024982 | 22 | Industrial_2026_Economic_million_m3_Before Competition Groups_22 | Solar Walls | 0.2498% | 0 | 5.5276 | Industrial_2026_Economic_million_m3_Before Competition Groups_Solar Walls
Industrial | Ind ¦ Ventilation Optimization (Gas) | 2026 | Economic | million_m3 | Before Competition Groups | 5.4508 | 0 | 0 | 2212.6501 | 0.0024635 | 23 | Industrial_2026_Economic_million_m3_Before Competition Groups_23 | Ventilation Optimization (Gas) | 0.2463% | 0 | 5.4508 | Industrial_2026_Economic_million_m3_Before Competition Groups_Ventilation Optimization (Gas)
Industrial | Ind ¦ Solar Walls | 2026 | Technical | million_m3 | Before Competition Groups | 5.5276 | 0 | 0 | 2294.3173 | 0.0024092 | 24 | Industrial_2026_Technical_million_m3_Before Competition Groups_24 | Solar Walls | 0.2409% | 0 | 5.5276 | Industrial_2026_Technical_million_m3_Before Competition Groups_Solar Walls
Industrial | Ind ¦ Ventilation Optimization (Gas) | 2026 | Technical | million_m3 | Before Competition Groups | 5.4508 | 0 | 0 | 2294.3173 | 0.0023758 | 25 | Industrial_2026_Technical_million_m3_Before Competition Groups_25 | Ventilation Optimization (Gas) | 0.2376% | 0 | 5.4508 | Industrial_2026_Technical_million_m3_Before Competition Groups_Ventilation Optimization (Gas)
Industrial | Ind ¦ HE HVAC Units | 2026 | Economic | million_m3 | Before Competition Groups | 1.7991 | 0 | 0 | 2212.6501 | 0.00081309 | 24 | Industrial_2026_Economic_million_m3_Before Competition Groups_24 | HE HVAC Units | 0.08131% | 0 | 1.7991 | Industrial_2026_Economic_million_m3_Before Competition Groups_HE HVAC Units
Industrial | Ind ¦ HE HVAC Units | 2026 | Technical | million_m3 | Before Competition Groups | 1.7991 | 0 | 0 | 2294.3173 | 0.00078415 | 26 | Industrial_2026_Technical_million_m3_Before Competition Groups_26 | HE HVAC Units | 0.07841% | 0 | 1.7991 | Industrial_2026_Technical_million_m3_Before Competition Groups_HE HVAC Units
Industrial | Ind ¦ Process Optimization (Gas) | 2026 | Achievable | million_m3 | Before Competition Groups | 0.36688 | 0 | 0 | 475.2544 | 0.00077197 | 23 | Industrial_2026_Achievable_million_m3_Before Competition Groups_23 | Process Optimization (Gas) | 0.0772% | 0 | 0.36688 | Industrial_2026_Achievable_million_m3_Before Competition Groups_Process Optimization (Gas)
Industrial | Ind ¦ HE HVAC Units | 2026 | Achievable | million_m3 | Before Competition Groups | 0.35396 | 0 | 0 | 475.2544 | 0.00074478 | 24 | Industrial_2026_Achievable_million_m3_Before Competition Groups_24 | HE HVAC Units | 0.07448% | 0 | 0.35396 | Industrial_2026_Achievable_million_m3_Before Competition Groups_HE HVAC Units
Industrial | Ind ¦ Boiler Tune Up - Direct | 2026 | Technical | million_m3 | Before Competition Groups | 1.6921 | 0 | 0 | 2294.3173 | 0.00073751 | 27 | Industrial_2026_Technical_million_m3_Before Competition Groups_27 | Boiler Tune Up - Direct | 0.07375% | 0 | 1.6921 | Industrial_2026_Technical_million_m3_Before Competition Groups_Boiler Tune Up - Direct
Industrial | Ind ¦ Process Heat Recovery (Gas) - HVAC | 2026 | Achievable | million_m3 | Before Competition Groups | 0.26987 | 0 | 0 | 475.2544 | 0.00056784 | 25 | Industrial_2026_Achievable_million_m3_Before Competition Groups_25 | Process Heat Recovery (Gas) - HVAC | 0.05678% | 0 | 0.26987 | Industrial_2026_Achievable_million_m3_Before Competition Groups_Process Heat Recovery (Gas) - HVAC
Industrial | Ind ¦ Process Heat Recovery (Gas) - HVAC | 2026 | Economic | million_m3 | Before Competition Groups | 1.1616 | 0 | 0 | 2212.6501 | 0.00052496 | 25 | Industrial_2026_Economic_million_m3_Before Competition Groups_25 | Process Heat Recovery (Gas) - HVAC | 0.0525% | 0 | 1.1616 | Industrial_2026_Economic_million_m3_Before Competition Groups_Process Heat Recovery (Gas) - HVAC
Industrial | Ind ¦ Process Heat Recovery (Gas) - HVAC | 2026 | Technical | million_m3 | Before Competition Groups | 1.1616 | 0 | 0 | 2294.3173 | 0.00050628 | 28 | Industrial_2026_Technical_million_m3_Before Competition Groups_28 | Process Heat Recovery (Gas) - HVAC | 0.05063% | 0 | 1.1616 | Industrial_2026_Technical_million_m3_Before Competition Groups_Process Heat Recovery (Gas) - HVAC
Industrial | Ind ¦ Insulation - Steam - Direct | 2026 | Economic | million_m3 | Before Competition Groups | 0.77438 | 0 | 0 | 2212.6501 | 0.00034998 | 26 | Industrial_2026_Economic_million_m3_Before Competition Groups_26 | Insulation - Steam - Direct | 0.035% | 0 | 0.77438 | Industrial_2026_Economic_million_m3_Before Competition Groups_Insulation - Steam - Direct
Industrial | Ind ¦ Insulation - Steam - Direct | 2026 | Technical | million_m3 | Before Competition Groups | 0.77438 | 0 | 0 | 2294.3173 | 0.00033752 | 29 | Industrial_2026_Technical_million_m3_Before Competition Groups_29 | Insulation - Steam - Direct | 0.03375% | 0 | 0.77438 | Industrial_2026_Technical_million_m3_Before Competition Groups_Insulation - Steam - Direct
Industrial | Ind ¦ Insulation - Steam - Direct | 2026 | Achievable | million_m3 | Before Competition Groups | 0.15548 | 0 | 0 | 475.2544 | 0.00032715 | 26 | Industrial_2026_Achievable_million_m3_Before Competition Groups_26 | Insulation - Steam - Direct | 0.03272% | 0 | 0.15548 | Industrial_2026_Achievable_million_m3_Before Competition Groups_Insulation - Steam - Direct
Industrial | Ind ¦ Insulation - Steam - HVAC | 2026 | Achievable | million_m3 | Before Competition Groups | 0.037416 | 0 | 0 | 475.2544 | 7.8729e-05 | 27 | Industrial_2026_Achievable_million_m3_Before Competition Groups_27 | Insulation - Steam - HVAC | 0.007873% | 0 | 0.037416 | Industrial_2026_Achievable_million_m3_Before Competition Groups_Insulation - Steam - HVAC
Industrial | Ind ¦ Insulation - Steam - HVAC | 2026 | Economic | million_m3 | Before Competition Groups | 0.16104 | 0 | 0 | 2212.6501 | 7.2783e-05 | 27 | Industrial_2026_Economic_million_m3_Before Competition Groups_27 | Insulation - Steam - HVAC | 0.007278% | 0 | 0.16104 | Industrial_2026_Economic_million_m3_Before Competition Groups_Insulation - Steam - HVAC
Industrial | Ind ¦ Insulation - Steam - HVAC | 2026 | Technical | million_m3 | Before Competition Groups | 0.16104 | 0 | 0 | 2294.3173 | 7.0192e-05 | 30 | Industrial_2026_Technical_million_m3_Before Competition Groups_30 | Insulation - Steam - HVAC | 0.007019% | 0 | 0.16104 | Industrial_2026_Technical_million_m3_Before Competition Groups_Insulation - Steam - HVAC
Industrial | Ind ¦ Boiler Tune Up - HVAC | 2026 | Technical | million_m3 | Before Competition Groups | 0.14641 | 0 | 0 | 2294.3173 | 6.3815e-05 | 31 | Industrial_2026_Technical_million_m3_Before Competition Groups_31 | Boiler Tune Up - HVAC | 0.006382% | 0 | 0.14641 | Industrial_2026_Technical_million_m3_Before Competition Groups_Boiler Tune Up - HVAC
Industrial | Ind ¦ Boiler Tune Up | 2026 | Achievable | million_m3 | Before Competition Groups | 0 | 0 | 0 | 475.2544 | 0 | 28 | Industrial_2026_Achievable_million_m3_Before Competition Groups_28 | Boiler Tune Up | 0% | 0 | 0 | Industrial_2026_Achievable_million_m3_Before Competition Groups_Boiler Tune Up
Industrial | Ind ¦ Boiler Tune Up | 2026 | Economic | million_m3 | Before Competition Groups | 0 | 0 | 0 | 2212.6501 | 0 | 28 | Industrial_2026_Economic_million_m3_Before Competition Groups_28 | Boiler Tune Up | 0% | 0 | 0 | Industrial_2026_Economic_million_m3_Before Competition Groups_Boiler Tune Up
Industrial | Ind ¦ Boiler Tune Up - Direct | 2026 | Achievable | million_m3 | Before Competition Groups | 0 | 0 | 0 | 475.2544 | 0 | 29 | Industrial_2026_Achievable_million_m3_Before Competition Groups_29 | Boiler Tune Up - Direct | 0% | 0 | 0 | Industrial_2026_Achievable_million_m3_Before Competition Groups_Boiler Tune Up - Direct
Industrial | Ind ¦ Boiler Tune Up - Direct | 2026 | Economic | million_m3 | Before Competition Groups | 0 | 0 | 0 | 2212.6501 | 0 | 29 | Industrial_2026_Economic_million_m3_Before Competition Groups_29 | Boiler Tune Up - Direct | 0% | 0 | 0 | Industrial_2026_Economic_million_m3_Before Competition Groups_Boiler Tune Up - Direct
Industrial | Ind ¦ Boiler Tune Up - HVAC | 2026 | Achievable | million_m3 | Before Competition Groups | 0 | 0 | 0 | 475.2544 | 0 | 30 | Industrial_2026_Achievable_million_m3_Before Competition Groups_30 | Boiler Tune Up - HVAC | 0% | 0 | 0 | Industrial_2026_Achievable_million_m3_Before Competition Groups_Boiler Tune Up - HVAC
Industrial | Ind ¦ Boiler Tune Up - HVAC | 2026 | Economic | million_m3 | Before Competition Groups | 0 | 0 | 0 | 2212.6501 | 0 | 30 | Industrial_2026_Economic_million_m3_Before Competition Groups_30 | Boiler Tune Up - HVAC | 0% | 0 | 0 | Industrial_2026_Economic_million_m3_Before Competition Groups_Boiler Tune Up - HVAC
Industrial | Ind ¦ Process Heat Improvements | 2027 | Economic | million_m3 | Before Competition Groups | 693.524 | 0 | 0 | 2257.6753 | 0.30719 | 1 | Industrial_2027_Economic_million_m3_Before Competition Groups_1 | Process Heat Improvements | 30.72% | 0 | 693.524 | Industrial_2027_Economic_million_m3_Before Competition Groups_Process Heat Improvements
Industrial | Ind ¦ Process Heat Improvements | 2027 | Technical | million_m3 | Before Competition Groups | 693.524 | 0 | 0 | 2339.3425 | 0.29646 | 1 | Industrial_2027_Technical_million_m3_Before Competition Groups_1 | Process Heat Improvements | 29.65% | 0 | 693.524 | Industrial_2027_Technical_million_m3_Before Competition Groups_Process Heat Improvements
Industrial | Ind ¦ Process Heat Improvements | 2027 | Achievable | million_m3 | Before Competition Groups | 165.2113 | 0 | 0 | 628.5861 | 0.26283 | 1 | Industrial_2027_Achievable_million_m3_Before Competition Groups_1 | Process Heat Improvements | 26.28% | 0 | 165.2113 | Industrial_2027_Achievable_million_m3_Before Competition Groups_Process Heat Improvements
Industrial | Ind ¦ Process Heat Recovery (Gas) | 2027 | Economic | million_m3 | Before Competition Groups | 347.5632 | 0 | 0 | 2257.6753 | 0.15395 | 2 | Industrial_2027_Economic_million_m3_Before Competition Groups_2 | Process Heat Recovery (Gas) | 15.39% | 0 | 347.5632 | Industrial_2027_Economic_million_m3_Before Competition Groups_Process Heat Recovery (Gas)
Industrial | Ind ¦ Boiler Upgrade | 2027 | Achievable | million_m3 | Before Competition Groups | 96.4129 | 0 | 0 | 628.5861 | 0.15338 | 2 | Industrial_2027_Achievable_million_m3_Before Competition Groups_2 | Boiler Upgrade | 15.34% | 0 | 96.4129 | Industrial_2027_Achievable_million_m3_Before Competition Groups_Boiler Upgrade
Industrial | Ind ¦ Process Heat Recovery (Gas) | 2027 | Achievable | million_m3 | Before Competition Groups | 95.4181 | 0 | 0 | 628.5861 | 0.1518 | 3 | Industrial_2027_Achievable_million_m3_Before Competition Groups_3 | Process Heat Recovery (Gas) | 15.18% | 0 | 95.4181 | Industrial_2027_Achievable_million_m3_Before Competition Groups_Process Heat Recovery (Gas)
Industrial | Ind ¦ Process Heat Recovery (Gas) | 2027 | Technical | million_m3 | Before Competition Groups | 347.5632 | 0 | 0 | 2339.3425 | 0.14857 | 2 | Industrial_2027_Technical_million_m3_Before Competition Groups_2 | Process Heat Recovery (Gas) | 14.86% | 0 | 347.5632 | Industrial_2027_Technical_million_m3_Before Competition Groups_Process Heat Recovery (Gas)
Industrial | Ind ¦ Boiler Upgrade | 2027 | Economic | million_m3 | Before Competition Groups | 263.2678 | 0 | 0 | 2257.6753 | 0.11661 | 3 | Industrial_2027_Economic_million_m3_Before Competition Groups_3 | Boiler Upgrade | 11.66% | 0 | 263.2678 | Industrial_2027_Economic_million_m3_Before Competition Groups_Boiler Upgrade
Industrial | Ind ¦ Boiler Upgrade | 2027 | Technical | million_m3 | Before Competition Groups | 263.2678 | 0 | 0 | 2339.3425 | 0.11254 | 3 | Industrial_2027_Technical_million_m3_Before Competition Groups_3 | Boiler Upgrade | 11.25% | 0 | 263.2678 | Industrial_2027_Technical_million_m3_Before Competition Groups_Boiler Upgrade
Industrial | Ind ¦ Recommissioning | 2027 | Achievable | million_m3 | Before Competition Groups | 70.3554 | 0 | 0 | 628.5861 | 0.11193 | 4 | Industrial_2027_Achievable_million_m3_Before Competition Groups_4 | Recommissioning | 11.19% | 0 | 70.3554 | Industrial_2027_Achievable_million_m3_Before Competition Groups_Recommissioning
Industrial | Ind ¦ Recommissioning | 2027 | Economic | million_m3 | Before Competition Groups | 252.3014 | 0 | 0 | 2257.6753 | 0.11175 | 4 | Industrial_2027_Economic_million_m3_Before Competition Groups_4 | Recommissioning | 11.18% | 0 | 252.3014 | Industrial_2027_Economic_million_m3_Before Competition Groups_Recommissioning
Industrial | Ind ¦ Recommissioning | 2027 | Technical | million_m3 | Before Competition Groups | 252.3014 | 0 | 0 | 2339.3425 | 0.10785 | 4 | Industrial_2027_Technical_million_m3_Before Competition Groups_4 | Recommissioning | 10.79% | 0 | 252.3014 | Industrial_2027_Technical_million_m3_Before Competition Groups_Recommissioning
Industrial | Ind ¦ Improved Controls -Process Heating Gas | 2027 | Economic | million_m3 | Before Competition Groups | 159.4785 | 0 | 0 | 2257.6753 | 0.070638 | 5 | Industrial_2027_Economic_million_m3_Before Competition Groups_5 | Improved Controls -Process Heating Gas | 7.064% | 0 | 159.4785 | Industrial_2027_Economic_million_m3_Before Competition Groups_Improved Controls -Process Heating Gas
Industrial | Ind ¦ Improved Controls -Process Heating Gas | 2027 | Achievable | million_m3 | Before Competition Groups | 43.5903 | 0 | 0 | 628.5861 | 0.069347 | 5 | Industrial_2027_Achievable_million_m3_Before Competition Groups_5 | Improved Controls -Process Heating Gas | 6.935% | 0 | 43.5903 | Industrial_2027_Achievable_million_m3_Before Competition Groups_Improved Controls -Process Heating Gas
Industrial | Ind ¦ Improved Controls -Process Heating Gas | 2027 | Technical | million_m3 | Before Competition Groups | 159.4785 | 0 | 0 | 2339.3425 | 0.068172 | 5 | Industrial_2027_Technical_million_m3_Before Competition Groups_5 | Improved Controls -Process Heating Gas | 6.817% | 0 | 159.4785 | Industrial_2027_Technical_million_m3_Before Competition Groups_Improved Controls -Process Heating Gas
Industrial | Ind ¦ High Efficiency Burners | 2027 | Economic | million_m3 | Before Competition Groups | 130.8872 | 0 | 0 | 2257.6753 | 0.057974 | 6 | Industrial_2027_Economic_million_m3_Before Competition Groups_6 | High Efficiency Burners | 5.797% | 0 | 130.8872 | Industrial_2027_Economic_million_m3_Before Competition Groups_High Efficiency Burners
Industrial | Ind ¦ High Efficiency Burners | 2027 | Technical | million_m3 | Before Competition Groups | 130.8872 | 0 | 0 | 2339.3425 | 0.05595 | 6 | Industrial_2027_Technical_million_m3_Before Competition Groups_6 | High Efficiency Burners | 5.595% | 0 | 130.8872 | Industrial_2027_Technical_million_m3_Before Competition Groups_High Efficiency Burners
Industrial | Ind ¦ Greenhouse Envelope Improvements | 2027 | Achievable | million_m3 | Before Competition Groups | 34.3876 | 0 | 0 | 628.5861 | 0.054706 | 6 | Industrial_2027_Achievable_million_m3_Before Competition Groups_6 | Greenhouse Envelope Improvements | 5.471% | 0 | 34.3876 | Industrial_2027_Achievable_million_m3_Before Competition Groups_Greenhouse Envelope Improvements
Industrial | Ind ¦ High Efficiency Burners | 2027 | Achievable | million_m3 | Before Competition Groups | 31.4777 | 0 | 0 | 628.5861 | 0.050077 | 7 | Industrial_2027_Achievable_million_m3_Before Competition Groups_7 | High Efficiency Burners | 5.008% | 0 | 31.4777 | Industrial_2027_Achievable_million_m3_Before Competition Groups_High Efficiency Burners
Industrial | Ind ¦ Greenhouse Envelope Improvements | 2027 | Economic | million_m3 | Before Competition Groups | 77.2933 | 0 | 0 | 2257.6753 | 0.034236 | 7 | Industrial_2027_Economic_million_m3_Before Competition Groups_7 | Greenhouse Envelope Improvements | 3.424% | 0 | 77.2933 | Industrial_2027_Economic_million_m3_Before Competition Groups_Greenhouse Envelope Improvements
Industrial | Ind ¦ Greenhouse Envelope Improvements | 2027 | Technical | million_m3 | Before Competition Groups | 77.2933 | 0 | 0 | 2339.3425 | 0.033041 | 7 | Industrial_2027_Technical_million_m3_Before Competition Groups_7 | Greenhouse Envelope Improvements | 3.304% | 0 | 77.2933 | Industrial_2027_Technical_million_m3_Before Competition Groups_Greenhouse Envelope Improvements
Industrial | Ind ¦ Insulation - Steam | 2027 | Achievable | million_m3 | Before Competition Groups | 13.4623 | 0 | 0 | 628.5861 | 0.021417 | 8 | Industrial_2027_Achievable_million_m3_Before Competition Groups_8 | Insulation - Steam | 2.142% | 0 | 13.4623 | Industrial_2027_Achievable_million_m3_Before Competition Groups_Insulation - Steam
Industrial | Ind ¦ Boiler Tune Up | 2027 | Technical | million_m3 | Before Competition Groups | 49.6965 | 0 | 0 | 2339.3425 | 0.021244 | 8 | Industrial_2027_Technical_million_m3_Before Competition Groups_8 | Boiler Tune Up | 2.124% | 0 | 49.6965 | Industrial_2027_Technical_million_m3_Before Competition Groups_Boiler Tune Up
Industrial | Ind ¦ Insulation - Steam | 2027 | Economic | million_m3 | Before Competition Groups | 47.7841 | 0 | 0 | 2257.6753 | 0.021165 | 8 | Industrial_2027_Economic_million_m3_Before Competition Groups_8 | Insulation - Steam | 2.117% | 0 | 47.7841 | Industrial_2027_Economic_million_m3_Before Competition Groups_Insulation - Steam
Industrial | Ind ¦ Insulation - Steam | 2027 | Technical | million_m3 | Before Competition Groups | 47.7841 | 0 | 0 | 2339.3425 | 0.020426 | 9 | Industrial_2027_Technical_million_m3_Before Competition Groups_9 | Insulation - Steam | 2.043% | 0 | 47.7841 | Industrial_2027_Technical_million_m3_Before Competition Groups_Insulation - Steam
Industrial | Ind ¦ VAV Conversion Project (Gas) | 2027 | Achievable | million_m3 | Before Competition Groups | 11.9183 | 0 | 0 | 628.5861 | 0.01896 | 9 | Industrial_2027_Achievable_million_m3_Before Competition Groups_9 | VAV Conversion Project (Gas) | 1.896% | 0 | 11.9183 | Industrial_2027_Achievable_million_m3_Before Competition Groups_VAV Conversion Project (Gas)
Industrial | Ind ¦ VAV Conversion Project (Gas) | 2027 | Economic | million_m3 | Before Competition Groups | 41.0397 | 0 | 0 | 2257.6753 | 0.018178 | 9 | Industrial_2027_Economic_million_m3_Before Competition Groups_9 | VAV Conversion Project (Gas) | 1.818% | 0 | 41.0397 | Industrial_2027_Economic_million_m3_Before Competition Groups_VAV Conversion Project (Gas)
Industrial | Ind ¦ High Efficiency HVAC Fans (Gas) | 2027 | Achievable | million_m3 | Before Competition Groups | 11.4 | 0 | 0 | 628.5861 | 0.018136 | 10 | Industrial_2027_Achievable_million_m3_Before Competition Groups_10 | High Efficiency HVAC Fans (Gas) | 1.814% | 0 | 11.4 | Industrial_2027_Achievable_million_m3_Before Competition Groups_High Efficiency HVAC Fans (Gas)
Industrial | Ind ¦ VAV Conversion Project (Gas) | 2027 | Technical | million_m3 | Before Competition Groups | 41.0397 | 0 | 0 | 2339.3425 | 0.017543 | 10 | Industrial_2027_Technical_million_m3_Before Competition Groups_10 | VAV Conversion Project (Gas) | 1.754% | 0 | 41.0397 | Industrial_2027_Technical_million_m3_Before Competition Groups_VAV Conversion Project (Gas)
Industrial | Ind ¦ High Efficiency HVAC Fans (Gas) | 2027 | Economic | million_m3 | Before Competition Groups | 37.677 | 0 | 0 | 2257.6753 | 0.016688 | 10 | Industrial_2027_Economic_million_m3_Before Competition Groups_10 | High Efficiency HVAC Fans (Gas) | 1.669% | 0 | 37.677 | Industrial_2027_Economic_million_m3_Before Competition Groups_High Efficiency HVAC Fans (Gas)
Industrial | Ind ¦ High Efficiency HVAC Fans (Gas) | 2027 | Technical | million_m3 | Before Competition Groups | 37.677 | 0 | 0 | 2339.3425 | 0.016106 | 11 | Industrial_2027_Technical_million_m3_Before Competition Groups_11 | High Efficiency HVAC Fans (Gas) | 1.611% | 0 | 37.677 | Industrial_2027_Technical_million_m3_Before Competition Groups_High Efficiency HVAC Fans (Gas)
Industrial | Ind ¦ HE HVAC Controls | 2027 | Achievable | million_m3 | Before Competition Groups | 8.1139 | 0 | 0 | 628.5861 | 0.012908 | 11 | Industrial_2027_Achievable_million_m3_Before Competition Groups_11 | HE HVAC Controls | 1.291% | 0 | 8.1139 | Industrial_2027_Achievable_million_m3_Before Competition Groups_HE HVAC Controls
Industrial | Ind ¦ Steam Leak Repairs | 2027 | Technical | million_m3 | Before Competition Groups | 30.1322 | 0 | 0 | 2339.3425 | 0.012881 | 12 | Industrial_2027_Technical_million_m3_Before Competition Groups_12 | Steam Leak Repairs | 1.288% | 0 | 30.1322 | Industrial_2027_Technical_million_m3_Before Competition Groups_Steam Leak Repairs
Industrial | Ind ¦ HE HVAC Controls | 2027 | Economic | million_m3 | Before Competition Groups | 27.1925 | 0 | 0 | 2257.6753 | 0.012044 | 11 | Industrial_2027_Economic_million_m3_Before Competition Groups_11 | HE HVAC Controls | 1.204% | 0 | 27.1925 | Industrial_2027_Economic_million_m3_Before Competition Groups_HE HVAC Controls
Industrial | Ind ¦ Loading Dock Seals | 2027 | Economic | million_m3 | Before Competition Groups | 27.1925 | 0 | 0 | 2257.6753 | 0.012044 | 12 | Industrial_2027_Economic_million_m3_Before Competition Groups_12 | Loading Dock Seals | 1.204% | 0 | 27.1925 | Industrial_2027_Economic_million_m3_Before Competition Groups_Loading Dock Seals
Industrial | Ind ¦ HE HVAC Controls | 2027 | Technical | million_m3 | Before Competition Groups | 27.1925 | 0 | 0 | 2339.3425 | 0.011624 | 13 | Industrial_2027_Technical_million_m3_Before Competition Groups_13 | HE HVAC Controls | 1.162% | 0 | 27.1925 | Industrial_2027_Technical_million_m3_Before Competition Groups_HE HVAC Controls
Industrial | Ind ¦ Loading Dock Seals | 2027 | Technical | million_m3 | Before Competition Groups | 27.1925 | 0 | 0 | 2339.3425 | 0.011624 | 14 | Industrial_2027_Technical_million_m3_Before Competition Groups_14 | Loading Dock Seals | 1.162% | 0 | 27.1925 | Industrial_2027_Technical_million_m3_Before Competition Groups_Loading Dock Seals
Industrial | Ind ¦ Insulation - Steam (AG) | 2027 | Achievable | million_m3 | Before Competition Groups | 7.0359 | 0 | 0 | 628.5861 | 0.011193 | 12 | Industrial_2027_Achievable_million_m3_Before Competition Groups_12 | Insulation - Steam (AG) | 1.119% | 0 | 7.0359 | Industrial_2027_Achievable_million_m3_Before Competition Groups_Insulation - Steam (AG)
Industrial | Ind ¦ Direct Contact Water Heaters | 2027 | Achievable | million_m3 | Before Competition Groups | 6.9733 | 0 | 0 | 628.5861 | 0.011094 | 13 | Industrial_2027_Achievable_million_m3_Before Competition Groups_13 | Direct Contact Water Heaters | 1.109% | 0 | 6.9733 | Industrial_2027_Achievable_million_m3_Before Competition Groups_Direct Contact Water Heaters
Industrial | Ind ¦ Direct Contact Water Heaters | 2027 | Economic | million_m3 | Before Competition Groups | 23.1045 | 0 | 0 | 2257.6753 | 0.010234 | 13 | Industrial_2027_Economic_million_m3_Before Competition Groups_13 | Direct Contact Water Heaters | 1.023% | 0 | 23.1045 | Industrial_2027_Economic_million_m3_Before Competition Groups_Direct Contact Water Heaters
Industrial | Ind ¦ Steam Trap Repair | 2027 | Achievable | million_m3 | Before Competition Groups | 6.4028 | 0 | 0 | 628.5861 | 0.010186 | 14 | Industrial_2027_Achievable_million_m3_Before Competition Groups_14 | Steam Trap Repair | 1.019% | 0 | 6.4028 | Industrial_2027_Achievable_million_m3_Before Competition Groups_Steam Trap Repair
Industrial | Ind ¦ Steam Trap Repair | 2027 | Economic | million_m3 | Before Competition Groups | 22.8723 | 0 | 0 | 2257.6753 | 0.010131 | 14 | Industrial_2027_Economic_million_m3_Before Competition Groups_14 | Steam Trap Repair | 1.013% | 0 | 22.8723 | Industrial_2027_Economic_million_m3_Before Competition Groups_Steam Trap Repair
Industrial | Ind ¦ Direct Contact Water Heaters | 2027 | Technical | million_m3 | Before Competition Groups | 23.1045 | 0 | 0 | 2339.3425 | 0.0098765 | 15 | Industrial_2027_Technical_million_m3_Before Competition Groups_15 | Direct Contact Water Heaters | 0.9877% | 0 | 23.1045 | Industrial_2027_Technical_million_m3_Before Competition Groups_Direct Contact Water Heaters
Industrial | Ind ¦ Steam Trap Repair | 2027 | Technical | million_m3 | Before Competition Groups | 22.8723 | 0 | 0 | 2339.3425 | 0.0097772 | 16 | Industrial_2027_Technical_million_m3_Before Competition Groups_16 | Steam Trap Repair | 0.9777% | 0 | 22.8723 | Industrial_2027_Technical_million_m3_Before Competition Groups_Steam Trap Repair
Industrial | Ind ¦ Loading Dock Seals | 2027 | Achievable | million_m3 | Before Competition Groups | 6.1379 | 0 | 0 | 628.5861 | 0.0097647 | 15 | Industrial_2027_Achievable_million_m3_Before Competition Groups_15 | Loading Dock Seals | 0.9765% | 0 | 6.1379 | Industrial_2027_Achievable_million_m3_Before Competition Groups_Loading Dock Seals
Industrial | Ind ¦ Insulation - Steam (AG) | 2027 | Economic | million_m3 | Before Competition Groups | 21.938 | 0 | 0 | 2257.6753 | 0.0097171 | 15 | Industrial_2027_Economic_million_m3_Before Competition Groups_15 | Insulation - Steam (AG) | 0.9717% | 0 | 21.938 | Industrial_2027_Economic_million_m3_Before Competition Groups_Insulation - Steam (AG)
Industrial | Ind ¦ Insulation - Steam (AG) | 2027 | Technical | million_m3 | Before Competition Groups | 21.938 | 0 | 0 | 2339.3425 | 0.0093778 | 17 | Industrial_2027_Technical_million_m3_Before Competition Groups_17 | Insulation - Steam (AG) | 0.9378% | 0 | 21.938 | Industrial_2027_Technical_million_m3_Before Competition Groups_Insulation - Steam (AG)
Industrial | Ind ¦ Air Compressor Heat Recovery | 2027 | Achievable | million_m3 | Before Competition Groups | 5.0187 | 0 | 0 | 628.5861 | 0.0079842 | 16 | Industrial_2027_Achievable_million_m3_Before Competition Groups_16 | Air Compressor Heat Recovery | 0.7984% | 0 | 5.0187 | Industrial_2027_Achievable_million_m3_Before Competition Groups_Air Compressor Heat Recovery
Industrial | Ind ¦ Air Compressor Heat Recovery | 2027 | Economic | million_m3 | Before Competition Groups | 17.5168 | 0 | 0 | 2257.6753 | 0.0077588 | 16 | Industrial_2027_Economic_million_m3_Before Competition Groups_16 | Air Compressor Heat Recovery | 0.7759% | 0 | 17.5168 | Industrial_2027_Economic_million_m3_Before Competition Groups_Air Compressor Heat Recovery
Industrial | Ind ¦ Air Compressor Heat Recovery | 2027 | Technical | million_m3 | Before Competition Groups | 17.5168 | 0 | 0 | 2339.3425 | 0.0074879 | 18 | Industrial_2027_Technical_million_m3_Before Competition Groups_18 | Air Compressor Heat Recovery | 0.7488% | 0 | 17.5168 | Industrial_2027_Technical_million_m3_Before Competition Groups_Air Compressor Heat Recovery
Industrial | Ind ¦ High Efficiency Furnaces | 2027 | Economic | million_m3 | Before Competition Groups | 15.0667 | 0 | 0 | 2257.6753 | 0.0066736 | 17 | Industrial_2027_Economic_million_m3_Before Competition Groups_17 | High Efficiency Furnaces | 0.6674% | 0 | 15.0667 | Industrial_2027_Economic_million_m3_Before Competition Groups_High Efficiency Furnaces
Industrial | Ind ¦ High Efficiency Furnaces | 2027 | Technical | million_m3 | Before Competition Groups | 15.0667 | 0 | 0 | 2339.3425 | 0.0064406 | 19 | Industrial_2027_Technical_million_m3_Before Competition Groups_19 | High Efficiency Furnaces | 0.6441% | 0 | 15.0667 | Industrial_2027_Technical_million_m3_Before Competition Groups_High Efficiency Furnaces
Industrial | Ind ¦ High Efficiency Furnaces | 2027 | Achievable | million_m3 | Before Competition Groups | 3.5577 | 0 | 0 | 628.5861 | 0.0056599 | 17 | Industrial_2027_Achievable_million_m3_Before Competition Groups_17 | High Efficiency Furnaces | 0.566% | 0 | 3.5577 | Industrial_2027_Achievable_million_m3_Before Competition Groups_High Efficiency Furnaces
Industrial | Ind ¦ Steam Turbine Optimization | 2027 | Economic | million_m3 | Before Competition Groups | 11.2031 | 0 | 0 | 2257.6753 | 0.0049622 | 18 | Industrial_2027_Economic_million_m3_Before Competition Groups_18 | Steam Turbine Optimization | 0.4962% | 0 | 11.2031 | Industrial_2027_Economic_million_m3_Before Competition Groups_Steam Turbine Optimization
Industrial | Ind ¦ Steam Turbine Optimization | 2027 | Achievable | million_m3 | Before Competition Groups | 3.0129 | 0 | 0 | 628.5861 | 0.0047931 | 18 | Industrial_2027_Achievable_million_m3_Before Competition Groups_18 | Steam Turbine Optimization | 0.4793% | 0 | 3.0129 | Industrial_2027_Achievable_million_m3_Before Competition Groups_Steam Turbine Optimization
Industrial | Ind ¦ Steam Turbine Optimization | 2027 | Technical | million_m3 | Before Competition Groups | 11.2031 | 0 | 0 | 2339.3425 | 0.004789 | 20 | Industrial_2027_Technical_million_m3_Before Competition Groups_20 | Steam Turbine Optimization | 0.4789% | 0 | 11.2031 | Industrial_2027_Technical_million_m3_Before Competition Groups_Steam Turbine Optimization
Industrial | Ind ¦ Process Optimization (Gas) | 2027 | Economic | million_m3 | Before Competition Groups | 10.2948 | 0 | 0 | 2257.6753 | 0.0045599 | 19 | Industrial_2027_Economic_million_m3_Before Competition Groups_19 | Process Optimization (Gas) | 0.456% | 0 | 10.2948 | Industrial_2027_Economic_million_m3_Before Competition Groups_Process Optimization (Gas)
Industrial | Ind ¦ Process Optimization (Gas) | 2027 | Technical | million_m3 | Before Competition Groups | 10.2948 | 0 | 0 | 2339.3425 | 0.0044007 | 21 | Industrial_2027_Technical_million_m3_Before Competition Groups_21 | Process Optimization (Gas) | 0.4401% | 0 | 10.2948 | Industrial_2027_Technical_million_m3_Before Competition Groups_Process Optimization (Gas)
Industrial | Ind ¦ Gas Turbine Optimization | 2027 | Economic | million_m3 | Before Competition Groups | 8.4023 | 0 | 0 | 2257.6753 | 0.0037217 | 20 | Industrial_2027_Economic_million_m3_Before Competition Groups_20 | Gas Turbine Optimization | 0.3722% | 0 | 8.4023 | Industrial_2027_Economic_million_m3_Before Competition Groups_Gas Turbine Optimization
Industrial | Ind ¦ Gas Turbine Optimization | 2027 | Achievable | million_m3 | Before Competition Groups | 2.2597 | 0 | 0 | 628.5861 | 0.0035948 | 19 | Industrial_2027_Achievable_million_m3_Before Competition Groups_19 | Gas Turbine Optimization | 0.3595% | 0 | 2.2597 | Industrial_2027_Achievable_million_m3_Before Competition Groups_Gas Turbine Optimization
Industrial | Ind ¦ Gas Turbine Optimization | 2027 | Technical | million_m3 | Before Competition Groups | 8.4023 | 0 | 0 | 2339.3425 | 0.0035918 | 22 | Industrial_2027_Technical_million_m3_Before Competition Groups_22 | Gas Turbine Optimization | 0.3592% | 0 | 8.4023 | Industrial_2027_Technical_million_m3_Before Competition Groups_Gas Turbine Optimization
Industrial | Ind ¦ HE Stock Tank | 2027 | Economic | million_m3 | Before Competition Groups | 7.1513 | 0 | 0 | 2257.6753 | 0.0031675 | 21 | Industrial_2027_Economic_million_m3_Before Competition Groups_21 | HE Stock Tank | 0.3168% | 0 | 7.1513 | Industrial_2027_Economic_million_m3_Before Competition Groups_HE Stock Tank
Industrial | Ind ¦ HE Stock Tank | 2027 | Technical | million_m3 | Before Competition Groups | 7.1513 | 0 | 0 | 2339.3425 | 0.003057 | 23 | Industrial_2027_Technical_million_m3_Before Competition Groups_23 | HE Stock Tank | 0.3057% | 0 | 7.1513 | Industrial_2027_Technical_million_m3_Before Competition Groups_HE Stock Tank
Industrial | Ind ¦ HE Stock Tank | 2027 | Achievable | million_m3 | Before Competition Groups | 1.6615 | 0 | 0 | 628.5861 | 0.0026432 | 20 | Industrial_2027_Achievable_million_m3_Before Competition Groups_20 | HE Stock Tank | 0.2643% | 0 | 1.6615 | Industrial_2027_Achievable_million_m3_Before Competition Groups_HE Stock Tank
Industrial | Ind ¦ Solar Walls | 2027 | Achievable | million_m3 | Before Competition Groups | 1.6076 | 0 | 0 | 628.5861 | 0.0025575 | 21 | Industrial_2027_Achievable_million_m3_Before Competition Groups_21 | Solar Walls | 0.2557% | 0 | 1.6076 | Industrial_2027_Achievable_million_m3_Before Competition Groups_Solar Walls
Industrial | Ind ¦ Ventilation Optimization (Gas) | 2027 | Achievable | million_m3 | Before Competition Groups | 1.6052 | 0 | 0 | 628.5861 | 0.0025537 | 22 | Industrial_2027_Achievable_million_m3_Before Competition Groups_22 | Ventilation Optimization (Gas) | 0.2554% | 0 | 1.6052 | Industrial_2027_Achievable_million_m3_Before Competition Groups_Ventilation Optimization (Gas)
Industrial | Ind ¦ Solar Walls | 2027 | Economic | million_m3 | Before Competition Groups | 5.5358 | 0 | 0 | 2257.6753 | 0.002452 | 22 | Industrial_2027_Economic_million_m3_Before Competition Groups_22 | Solar Walls | 0.2452% | 0 | 5.5358 | Industrial_2027_Economic_million_m3_Before Competition Groups_Solar Walls
Industrial | Ind ¦ Ventilation Optimization (Gas) | 2027 | Economic | million_m3 | Before Competition Groups | 5.4508 | 0 | 0 | 2257.6753 | 0.0024144 | 23 | Industrial_2027_Economic_million_m3_Before Competition Groups_23 | Ventilation Optimization (Gas) | 0.2414% | 0 | 5.4508 | Industrial_2027_Economic_million_m3_Before Competition Groups_Ventilation Optimization (Gas)
Industrial | Ind ¦ Solar Walls | 2027 | Technical | million_m3 | Before Competition Groups | 5.5358 | 0 | 0 | 2339.3425 | 0.0023664 | 24 | Industrial_2027_Technical_million_m3_Before Competition Groups_24 | Solar Walls | 0.2366% | 0 | 5.5358 | Industrial_2027_Technical_million_m3_Before Competition Groups_Solar Walls
Industrial | Ind ¦ Ventilation Optimization (Gas) | 2027 | Technical | million_m3 | Before Competition Groups | 5.4508 | 0 | 0 | 2339.3425 | 0.0023301 | 25 | Industrial_2027_Technical_million_m3_Before Competition Groups_25 | Ventilation Optimization (Gas) | 0.233% | 0 | 5.4508 | Industrial_2027_Technical_million_m3_Before Competition Groups_Ventilation Optimization (Gas)
Industrial | Ind ¦ HE HVAC Units | 2027 | Economic | million_m3 | Before Competition Groups | 1.8407 | 0 | 0 | 2257.6753 | 0.00081529 | 24 | Industrial_2027_Economic_million_m3_Before Competition Groups_24 | HE HVAC Units | 0.08153% | 0 | 1.8407 | Industrial_2027_Economic_million_m3_Before Competition Groups_HE HVAC Units
Industrial | Ind ¦ HE HVAC Units | 2027 | Technical | million_m3 | Before Competition Groups | 1.8407 | 0 | 0 | 2339.3425 | 0.00078683 | 26 | Industrial_2027_Technical_million_m3_Before Competition Groups_26 | HE HVAC Units | 0.07868% | 0 | 1.8407 | Industrial_2027_Technical_million_m3_Before Competition Groups_HE HVAC Units
Industrial | Ind ¦ Process Optimization (Gas) | 2027 | Achievable | million_m3 | Before Competition Groups | 0.47941 | 0 | 0 | 628.5861 | 0.00076268 | 23 | Industrial_2027_Achievable_million_m3_Before Competition Groups_23 | Process Optimization (Gas) | 0.07627% | 0 | 0.47941 | Industrial_2027_Achievable_million_m3_Before Competition Groups_Process Optimization (Gas)
Industrial | Ind ¦ HE HVAC Units | 2027 | Achievable | million_m3 | Before Competition Groups | 0.47381 | 0 | 0 | 628.5861 | 0.00075377 | 24 | Industrial_2027_Achievable_million_m3_Before Competition Groups_24 | HE HVAC Units | 0.07538% | 0 | 0.47381 | Industrial_2027_Achievable_million_m3_Before Competition Groups_HE HVAC Units
Industrial | Ind ¦ Boiler Tune Up - Direct | 2027 | Technical | million_m3 | Before Competition Groups | 1.6921 | 0 | 0 | 2339.3425 | 0.00072332 | 27 | Industrial_2027_Technical_million_m3_Before Competition Groups_27 | Boiler Tune Up - Direct | 0.07233% | 0 | 1.6921 | Industrial_2027_Technical_million_m3_Before Competition Groups_Boiler Tune Up - Direct
Industrial | Ind ¦ Process Heat Recovery (Gas) - HVAC | 2027 | Achievable | million_m3 | Before Competition Groups | 0.35716 | 0 | 0 | 628.5861 | 0.0005682 | 25 | Industrial_2027_Achievable_million_m3_Before Competition Groups_25 | Process Heat Recovery (Gas) - HVAC | 0.05682% | 0 | 0.35716 | Industrial_2027_Achievable_million_m3_Before Competition Groups_Process Heat Recovery (Gas) - HVAC
Industrial | Ind ¦ Process Heat Recovery (Gas) - HVAC | 2027 | Economic | million_m3 | Before Competition Groups | 1.1616 | 0 | 0 | 2257.6753 | 0.00051449 | 25 | Industrial_2027_Economic_million_m3_Before Competition Groups_25 | Process Heat Recovery (Gas) - HVAC | 0.05145% | 0 | 1.1616 | Industrial_2027_Economic_million_m3_Before Competition Groups_Process Heat Recovery (Gas) - HVAC
Industrial | Ind ¦ Process Heat Recovery (Gas) - HVAC | 2027 | Technical | million_m3 | Before Competition Groups | 1.1616 | 0 | 0 | 2339.3425 | 0.00049653 | 28 | Industrial_2027_Technical_million_m3_Before Competition Groups_28 | Process Heat Recovery (Gas) - HVAC | 0.04965% | 0 | 1.1616 | Industrial_2027_Technical_million_m3_Before Competition Groups_Process Heat Recovery (Gas) - HVAC
Industrial | Ind ¦ Insulation - Steam - Direct | 2027 | Economic | million_m3 | Before Competition Groups | 0.77438 | 0 | 0 | 2257.6753 | 0.000343 | 26 | Industrial_2027_Economic_million_m3_Before Competition Groups_26 | Insulation - Steam - Direct | 0.0343% | 0 | 0.77438 | Industrial_2027_Economic_million_m3_Before Competition Groups_Insulation - Steam - Direct
Industrial | Ind ¦ Insulation - Steam - Direct | 2027 | Technical | million_m3 | Before Competition Groups | 0.77438 | 0 | 0 | 2339.3425 | 0.00033103 | 29 | Industrial_2027_Technical_million_m3_Before Competition Groups_29 | Insulation - Steam - Direct | 0.0331% | 0 | 0.77438 | Industrial_2027_Technical_million_m3_Before Competition Groups_Insulation - Steam - Direct
Industrial | Ind ¦ Insulation - Steam - Direct | 2027 | Achievable | million_m3 | Before Competition Groups | 0.20515 | 0 | 0 | 628.5861 | 0.00032636 | 26 | Industrial_2027_Achievable_million_m3_Before Competition Groups_26 | Insulation - Steam - Direct | 0.03264% | 0 | 0.20515 | Industrial_2027_Achievable_million_m3_Before Competition Groups_Insulation - Steam - Direct
Industrial | Ind ¦ Insulation - Steam - HVAC | 2027 | Achievable | million_m3 | Before Competition Groups | 0.049519 | 0 | 0 | 628.5861 | 7.8779e-05 | 27 | Industrial_2027_Achievable_million_m3_Before Competition Groups_27 | Insulation - Steam - HVAC | 0.007878% | 0 | 0.049519 | Industrial_2027_Achievable_million_m3_Before Competition Groups_Insulation - Steam - HVAC
Industrial | Ind ¦ Insulation - Steam - HVAC | 2027 | Economic | million_m3 | Before Competition Groups | 0.16104 | 0 | 0 | 2257.6753 | 7.1331e-05 | 27 | Industrial_2027_Economic_million_m3_Before Competition Groups_27 | Insulation - Steam - HVAC | 0.007133% | 0 | 0.16104 | Industrial_2027_Economic_million_m3_Before Competition Groups_Insulation - Steam - HVAC
Industrial | Ind ¦ Insulation - Steam - HVAC | 2027 | Technical | million_m3 | Before Competition Groups | 0.16104 | 0 | 0 | 2339.3425 | 6.8841e-05 | 30 | Industrial_2027_Technical_million_m3_Before Competition Groups_30 | Insulation - Steam - HVAC | 0.006884% | 0 | 0.16104 | Industrial_2027_Technical_million_m3_Before Competition Groups_Insulation - Steam - HVAC
Industrial | Ind ¦ Boiler Tune Up - HVAC | 2027 | Technical | million_m3 | Before Competition Groups | 0.14641 | 0 | 0 | 2339.3425 | 6.2587e-05 | 31 | Industrial_2027_Technical_million_m3_Before Competition Groups_31 | Boiler Tune Up - HVAC | 0.006259% | 0 | 0.14641 | Industrial_2027_Technical_million_m3_Before Competition Groups_Boiler Tune Up - HVAC
Industrial | Ind ¦ Boiler Tune Up | 2027 | Achievable | million_m3 | Before Competition Groups | 0 | 0 | 0 | 628.5861 | 0 | 28 | Industrial_2027_Achievable_million_m3_Before Competition Groups_28 | Boiler Tune Up | 0% | 0 | 0 | Industrial_2027_Achievable_million_m3_Before Competition Groups_Boiler Tune Up
Industrial | Ind ¦ Boiler Tune Up | 2027 | Economic | million_m3 | Before Competition Groups | 0 | 0 | 0 | 2257.6753 | 0 | 28 | Industrial_2027_Economic_million_m3_Before Competition Groups_28 | Boiler Tune Up | 0% | 0 | 0 | Industrial_2027_Economic_million_m3_Before Competition Groups_Boiler Tune Up
Industrial | Ind ¦ Boiler Tune Up - Direct | 2027 | Achievable | million_m3 | Before Competition Groups | 0 | 0 | 0 | 628.5861 | 0 | 29 | Industrial_2027_Achievable_million_m3_Before Competition Groups_29 | Boiler Tune Up - Direct | 0% | 0 | 0 | Industrial_2027_Achievable_million_m3_Before Competition Groups_Boiler Tune Up - Direct
Industrial | Ind ¦ Boiler Tune Up - Direct | 2027 | Economic | million_m3 | Before Competition Groups | 0 | 0 | 0 | 2257.6753 | 0 | 29 | Industrial_2027_Economic_million_m3_Before Competition Groups_29 | Boiler Tune Up - Direct | 0% | 0 | 0 | Industrial_2027_Economic_million_m3_Before Competition Groups_Boiler Tune Up - Direct
Industrial | Ind ¦ Boiler Tune Up - HVAC | 2027 | Achievable | million_m3 | Before Competition Groups | 0 | 0 | 0 | 628.5861 | 0 | 30 | Industrial_2027_Achievable_million_m3_Before Competition Groups_30 | Boiler Tune Up - HVAC | 0% | 0 | 0 | Industrial_2027_Achievable_million_m3_Before Competition Groups_Boiler Tune Up - HVAC
Industrial | Ind ¦ Boiler Tune Up - HVAC | 2027 | Economic | million_m3 | Before Competition Groups | 0 | 0 | 0 | 2257.6753 | 0 | 30 | Industrial_2027_Economic_million_m3_Before Competition Groups_30 | Boiler Tune Up - HVAC | 0% | 0 | 0 | Industrial_2027_Economic_million_m3_Before Competition Groups_Boiler Tune Up - HVAC
Industrial | Ind ¦ Process Heat Improvements | 2028 | Economic | million_m3 | Before Competition Groups | 717.1029 | 0 | 0 | 2302.2154 | 0.31148 | 1 | Industrial_2028_Economic_million_m3_Before Competition Groups_1 | Process Heat Improvements | 31.15% | 0 | 717.1029 | Industrial_2028_Economic_million_m3_Before Competition Groups_Process Heat Improvements
Industrial | Ind ¦ Process Heat Improvements | 2028 | Technical | million_m3 | Before Competition Groups | 717.1029 | 0 | 0 | 2383.8827 | 0.30081 | 1 | Industrial_2028_Technical_million_m3_Before Competition Groups_1 | Process Heat Improvements | 30.08% | 0 | 717.1029 | Industrial_2028_Technical_million_m3_Before Competition Groups_Process Heat Improvements
Industrial | Ind ¦ Process Heat Improvements | 2028 | Achievable | million_m3 | Before Competition Groups | 212.0608 | 0 | 0 | 792.8684 | 0.26746 | 1 | Industrial_2028_Achievable_million_m3_Before Competition Groups_1 | Process Heat Improvements | 26.75% | 0 | 212.0608 | Industrial_2028_Achievable_million_m3_Before Competition Groups_Process Heat Improvements
Industrial | Ind ¦ Process Heat Recovery (Gas) | 2028 | Achievable | million_m3 | Before Competition Groups | 119.9825 | 0 | 0 | 792.8684 | 0.15133 | 2 | Industrial_2028_Achievable_million_m3_Before Competition Groups_2 | Process Heat Recovery (Gas) | 15.13% | 0 | 119.9825 | Industrial_2028_Achievable_million_m3_Before Competition Groups_Process Heat Recovery (Gas)
Industrial | Ind ¦ Process Heat Recovery (Gas) | 2028 | Economic | million_m3 | Before Competition Groups | 347.5632 | 0 | 0 | 2302.2154 | 0.15097 | 2 | Industrial_2028_Economic_million_m3_Before Competition Groups_2 | Process Heat Recovery (Gas) | 15.1% | 0 | 347.5632 | Industrial_2028_Economic_million_m3_Before Competition Groups_Process Heat Recovery (Gas)
Industrial | Ind ¦ Boiler Upgrade | 2028 | Achievable | million_m3 | Before Competition Groups | 119.3686 | 0 | 0 | 792.8684 | 0.15055 | 3 | Industrial_2028_Achievable_million_m3_Before Competition Groups_3 | Boiler Upgrade | 15.06% | 0 | 119.3686 | Industrial_2028_Achievable_million_m3_Before Competition Groups_Boiler Upgrade
Industrial | Ind ¦ Process Heat Recovery (Gas) | 2028 | Technical | million_m3 | Before Competition Groups | 347.5632 | 0 | 0 | 2383.8827 | 0.1458 | 2 | Industrial_2028_Technical_million_m3_Before Competition Groups_2 | Process Heat Recovery (Gas) | 14.58% | 0 | 347.5632 | Industrial_2028_Technical_million_m3_Before Competition Groups_Process Heat Recovery (Gas)
Industrial | Ind ¦ Boiler Upgrade | 2028 | Economic | million_m3 | Before Competition Groups | 272.9846 | 0 | 0 | 2302.2154 | 0.11857 | 3 | Industrial_2028_Economic_million_m3_Before Competition Groups_3 | Boiler Upgrade | 11.86% | 0 | 272.9846 | Industrial_2028_Economic_million_m3_Before Competition Groups_Boiler Upgrade
Industrial | Ind ¦ Boiler Upgrade | 2028 | Technical | million_m3 | Before Competition Groups | 272.9846 | 0 | 0 | 2383.8827 | 0.11451 | 3 | Industrial_2028_Technical_million_m3_Before Competition Groups_3 | Boiler Upgrade | 11.45% | 0 | 272.9846 | Industrial_2028_Technical_million_m3_Before Competition Groups_Boiler Upgrade
Industrial | Ind ¦ Recommissioning | 2028 | Achievable | million_m3 | Before Competition Groups | 88.4714 | 0 | 0 | 792.8684 | 0.11158 | 4 | Industrial_2028_Achievable_million_m3_Before Competition Groups_4 | Recommissioning | 11.16% | 0 | 88.4714 | Industrial_2028_Achievable_million_m3_Before Competition Groups_Recommissioning
Industrial | Ind ¦ Recommissioning | 2028 | Economic | million_m3 | Before Competition Groups | 252.3014 | 0 | 0 | 2302.2154 | 0.10959 | 4 | Industrial_2028_Economic_million_m3_Before Competition Groups_4 | Recommissioning | 10.96% | 0 | 252.3014 | Industrial_2028_Economic_million_m3_Before Competition Groups_Recommissioning
Industrial | Ind ¦ Recommissioning | 2028 | Technical | million_m3 | Before Competition Groups | 252.3014 | 0 | 0 | 2383.8827 | 0.10584 | 4 | Industrial_2028_Technical_million_m3_Before Competition Groups_4 | Recommissioning | 10.58% | 0 | 252.3014 | Industrial_2028_Technical_million_m3_Before Competition Groups_Recommissioning
Industrial | Ind ¦ Improved Controls -Process Heating Gas | 2028 | Economic | million_m3 | Before Competition Groups | 159.4785 | 0 | 0 | 2302.2154 | 0.069272 | 5 | Industrial_2028_Economic_million_m3_Before Competition Groups_5 | Improved Controls -Process Heating Gas | 6.927% | 0 | 159.4785 | Industrial_2028_Economic_million_m3_Before Competition Groups_Improved Controls -Process Heating Gas
Industrial | Ind ¦ Improved Controls -Process Heating Gas | 2028 | Achievable | million_m3 | Before Competition Groups | 54.8123 | 0 | 0 | 792.8684 | 0.069132 | 5 | Industrial_2028_Achievable_million_m3_Before Competition Groups_5 | Improved Controls -Process Heating Gas | 6.913% | 0 | 54.8123 | Industrial_2028_Achievable_million_m3_Before Competition Groups_Improved Controls -Process Heating Gas
Industrial | Ind ¦ Improved Controls -Process Heating Gas | 2028 | Technical | million_m3 | Before Competition Groups | 159.4785 | 0 | 0 | 2383.8827 | 0.066899 | 5 | Industrial_2028_Technical_million_m3_Before Competition Groups_5 | Improved Controls -Process Heating Gas | 6.69% | 0 | 159.4785 | Industrial_2028_Technical_million_m3_Before Competition Groups_Improved Controls -Process Heating Gas
Industrial | Ind ¦ High Efficiency Burners | 2028 | Economic | million_m3 | Before Competition Groups | 135.3372 | 0 | 0 | 2302.2154 | 0.058786 | 6 | Industrial_2028_Economic_million_m3_Before Competition Groups_6 | High Efficiency Burners | 5.879% | 0 | 135.3372 | Industrial_2028_Economic_million_m3_Before Competition Groups_High Efficiency Burners
Industrial | Ind ¦ High Efficiency Burners | 2028 | Technical | million_m3 | Before Competition Groups | 135.3372 | 0 | 0 | 2383.8827 | 0.056772 | 6 | Industrial_2028_Technical_million_m3_Before Competition Groups_6 | High Efficiency Burners | 5.677% | 0 | 135.3372 | Industrial_2028_Technical_million_m3_Before Competition Groups_High Efficiency Burners
Industrial | Ind ¦ Greenhouse Envelope Improvements | 2028 | Achievable | million_m3 | Before Competition Groups | 41.7126 | 0 | 0 | 792.8684 | 0.05261 | 6 | Industrial_2028_Achievable_million_m3_Before Competition Groups_6 | Greenhouse Envelope Improvements | 5.261% | 0 | 41.7126 | Industrial_2028_Achievable_million_m3_Before Competition Groups_Greenhouse Envelope Improvements
Industrial | Ind ¦ High Efficiency Burners | 2028 | Achievable | million_m3 | Before Competition Groups | 40.4039 | 0 | 0 | 792.8684 | 0.050959 | 7 | Industrial_2028_Achievable_million_m3_Before Competition Groups_7 | High Efficiency Burners | 5.096% | 0 | 40.4039 | Industrial_2028_Achievable_million_m3_Before Competition Groups_High Efficiency Burners
Industrial | Ind ¦ Greenhouse Envelope Improvements | 2028 | Economic | million_m3 | Before Competition Groups | 81.5792 | 0 | 0 | 2302.2154 | 0.035435 | 7 | Industrial_2028_Economic_million_m3_Before Competition Groups_7 | Greenhouse Envelope Improvements | 3.544% | 0 | 81.5792 | Industrial_2028_Economic_million_m3_Before Competition Groups_Greenhouse Envelope Improvements
Industrial | Ind ¦ Greenhouse Envelope Improvements | 2028 | Technical | million_m3 | Before Competition Groups | 81.5792 | 0 | 0 | 2383.8827 | 0.034221 | 7 | Industrial_2028_Technical_million_m3_Before Competition Groups_7 | Greenhouse Envelope Improvements | 3.422% | 0 | 81.5792 | Industrial_2028_Technical_million_m3_Before Competition Groups_Greenhouse Envelope Improvements
Industrial | Ind ¦ Insulation - Steam | 2028 | Achievable | million_m3 | Before Competition Groups | 16.9303 | 0 | 0 | 792.8684 | 0.021353 | 8 | Industrial_2028_Achievable_million_m3_Before Competition Groups_8 | Insulation - Steam | 2.135% | 0 | 16.9303 | Industrial_2028_Achievable_million_m3_Before Competition Groups_Insulation - Steam
Industrial | Ind ¦ Boiler Tune Up | 2028 | Technical | million_m3 | Before Competition Groups | 49.6965 | 0 | 0 | 2383.8827 | 0.020847 | 8 | Industrial_2028_Technical_million_m3_Before Competition Groups_8 | Boiler Tune Up | 2.085% | 0 | 49.6965 | Industrial_2028_Technical_million_m3_Before Competition Groups_Boiler Tune Up
Industrial | Ind ¦ Insulation - Steam | 2028 | Economic | million_m3 | Before Competition Groups | 47.7841 | 0 | 0 | 2302.2154 | 0.020756 | 8 | Industrial_2028_Economic_million_m3_Before Competition Groups_8 | Insulation - Steam | 2.076% | 0 | 47.7841 | Industrial_2028_Economic_million_m3_Before Competition Groups_Insulation - Steam
Industrial | Ind ¦ Insulation - Steam | 2028 | Technical | million_m3 | Before Competition Groups | 47.7841 | 0 | 0 | 2383.8827 | 0.020045 | 9 | Industrial_2028_Technical_million_m3_Before Competition Groups_9 | Insulation - Steam | 2.004% | 0 | 47.7841 | Industrial_2028_Technical_million_m3_Before Competition Groups_Insulation - Steam
Industrial | Ind ¦ VAV Conversion Project (Gas) | 2028 | Achievable | million_m3 | Before Competition Groups | 14.9892 | 0 | 0 | 792.8684 | 0.018905 | 9 | Industrial_2028_Achievable_million_m3_Before Competition Groups_9 | VAV Conversion Project (Gas) | 1.891% | 0 | 14.9892 | Industrial_2028_Achievable_million_m3_Before Competition Groups_VAV Conversion Project (Gas)
Industrial | Ind ¦ High Efficiency HVAC Fans (Gas) | 2028 | Achievable | million_m3 | Before Competition Groups | 14.4145 | 0 | 0 | 792.8684 | 0.01818 | 10 | Industrial_2028_Achievable_million_m3_Before Competition Groups_10 | High Efficiency HVAC Fans (Gas) | 1.818% | 0 | 14.4145 | Industrial_2028_Achievable_million_m3_Before Competition Groups_High Efficiency HVAC Fans (Gas)
Industrial | Ind ¦ VAV Conversion Project (Gas) | 2028 | Economic | million_m3 | Before Competition Groups | 41.0926 | 0 | 0 | 2302.2154 | 0.017849 | 9 | Industrial_2028_Economic_million_m3_Before Competition Groups_9 | VAV Conversion Project (Gas) | 1.785% | 0 | 41.0926 | Industrial_2028_Economic_million_m3_Before Competition Groups_VAV Conversion Project (Gas)
Industrial | Ind ¦ VAV Conversion Project (Gas) | 2028 | Technical | million_m3 | Before Competition Groups | 41.0926 | 0 | 0 | 2383.8827 | 0.017238 | 10 | Industrial_2028_Technical_million_m3_Before Competition Groups_10 | VAV Conversion Project (Gas) | 1.724% | 0 | 41.0926 | Industrial_2028_Technical_million_m3_Before Competition Groups_VAV Conversion Project (Gas)
Industrial | Ind ¦ High Efficiency HVAC Fans (Gas) | 2028 | Economic | million_m3 | Before Competition Groups | 38.653 | 0 | 0 | 2302.2154 | 0.016789 | 10 | Industrial_2028_Economic_million_m3_Before Competition Groups_10 | High Efficiency HVAC Fans (Gas) | 1.679% | 0 | 38.653 | Industrial_2028_Economic_million_m3_Before Competition Groups_High Efficiency HVAC Fans (Gas)
Industrial | Ind ¦ High Efficiency HVAC Fans (Gas) | 2028 | Technical | million_m3 | Before Competition Groups | 38.653 | 0 | 0 | 2383.8827 | 0.016214 | 11 | Industrial_2028_Technical_million_m3_Before Competition Groups_11 | High Efficiency HVAC Fans (Gas) | 1.621% | 0 | 38.653 | Industrial_2028_Technical_million_m3_Before Competition Groups_High Efficiency HVAC Fans (Gas)
Industrial | Ind ¦ HE HVAC Controls | 2028 | Achievable | million_m3 | Before Competition Groups | 10.205 | 0 | 0 | 792.8684 | 0.012871 | 11 | Industrial_2028_Achievable_million_m3_Before Competition Groups_11 | HE HVAC Controls | 1.287% | 0 | 10.205 | Industrial_2028_Achievable_million_m3_Before Competition Groups_HE HVAC Controls
Industrial | Ind ¦ Steam Leak Repairs | 2028 | Technical | million_m3 | Before Competition Groups | 30.1322 | 0 | 0 | 2383.8827 | 0.01264 | 12 | Industrial_2028_Technical_million_m3_Before Competition Groups_12 | Steam Leak Repairs | 1.264% | 0 | 30.1322 | Industrial_2028_Technical_million_m3_Before Competition Groups_Steam Leak Repairs
Industrial | Ind ¦ HE HVAC Controls | 2028 | Economic | million_m3 | Before Competition Groups | 27.1925 | 0 | 0 | 2302.2154 | 0.011811 | 11 | Industrial_2028_Economic_million_m3_Before Competition Groups_11 | HE HVAC Controls | 1.181% | 0 | 27.1925 | Industrial_2028_Economic_million_m3_Before Competition Groups_HE HVAC Controls
Industrial | Ind ¦ Loading Dock Seals | 2028 | Economic | million_m3 | Before Competition Groups | 27.1925 | 0 | 0 | 2302.2154 | 0.011811 | 12 | Industrial_2028_Economic_million_m3_Before Competition Groups_12 | Loading Dock Seals | 1.181% | 0 | 27.1925 | Industrial_2028_Economic_million_m3_Before Competition Groups_Loading Dock Seals
Industrial | Ind ¦ HE HVAC Controls | 2028 | Technical | million_m3 | Before Competition Groups | 27.1925 | 0 | 0 | 2383.8827 | 0.011407 | 13 | Industrial_2028_Technical_million_m3_Before Competition Groups_13 | HE HVAC Controls | 1.141% | 0 | 27.1925 | Industrial_2028_Technical_million_m3_Before Competition Groups_HE HVAC Controls
Industrial | Ind ¦ Loading Dock Seals | 2028 | Technical | million_m3 | Before Competition Groups | 27.1925 | 0 | 0 | 2383.8827 | 0.011407 | 14 | Industrial_2028_Technical_million_m3_Before Competition Groups_14 | Loading Dock Seals | 1.141% | 0 | 27.1925 | Industrial_2028_Technical_million_m3_Before Competition Groups_Loading Dock Seals
Industrial | Ind ¦ Insulation - Steam (AG) | 2028 | Achievable | million_m3 | Before Competition Groups | 8.8494 | 0 | 0 | 792.8684 | 0.011161 | 12 | Industrial_2028_Achievable_million_m3_Before Competition Groups_12 | Insulation - Steam (AG) | 1.116% | 0 | 8.8494 | Industrial_2028_Achievable_million_m3_Before Competition Groups_Insulation - Steam (AG)
Industrial | Ind ¦ Direct Contact Water Heaters | 2028 | Achievable | million_m3 | Before Competition Groups | 8.832 | 0 | 0 | 792.8684 | 0.011139 | 13 | Industrial_2028_Achievable_million_m3_Before Competition Groups_13 | Direct Contact Water Heaters | 1.114% | 0 | 8.832 | Industrial_2028_Achievable_million_m3_Before Competition Groups_Direct Contact Water Heaters
Industrial | Ind ¦ Direct Contact Water Heaters | 2028 | Economic | million_m3 | Before Competition Groups | 23.9102 | 0 | 0 | 2302.2154 | 0.010386 | 13 | Industrial_2028_Economic_million_m3_Before Competition Groups_13 | Direct Contact Water Heaters | 1.039% | 0 | 23.9102 | Industrial_2028_Economic_million_m3_Before Competition Groups_Direct Contact Water Heaters
Industrial | Ind ¦ Loading Dock Seals | 2028 | Achievable | million_m3 | Before Competition Groups | 8.1182 | 0 | 0 | 792.8684 | 0.010239 | 14 | Industrial_2028_Achievable_million_m3_Before Competition Groups_14 | Loading Dock Seals | 1.024% | 0 | 8.1182 | Industrial_2028_Achievable_million_m3_Before Competition Groups_Loading Dock Seals
Industrial | Ind ¦ Steam Trap Repair | 2028 | Achievable | million_m3 | Before Competition Groups | 8.0521 | 0 | 0 | 792.8684 | 0.010156 | 15 | Industrial_2028_Achievable_million_m3_Before Competition Groups_15 | Steam Trap Repair | 1.016% | 0 | 8.0521 | Industrial_2028_Achievable_million_m3_Before Competition Groups_Steam Trap Repair
Industrial | Ind ¦ Direct Contact Water Heaters | 2028 | Technical | million_m3 | Before Competition Groups | 23.9102 | 0 | 0 | 2383.8827 | 0.01003 | 15 | Industrial_2028_Technical_million_m3_Before Competition Groups_15 | Direct Contact Water Heaters | 1.003% | 0 | 23.9102 | Industrial_2028_Technical_million_m3_Before Competition Groups_Direct Contact Water Heaters
Industrial | Ind ¦ Steam Trap Repair | 2028 | Economic | million_m3 | Before Competition Groups | 22.8723 | 0 | 0 | 2302.2154 | 0.0099349 | 14 | Industrial_2028_Economic_million_m3_Before Competition Groups_14 | Steam Trap Repair | 0.9935% | 0 | 22.8723 | Industrial_2028_Economic_million_m3_Before Competition Groups_Steam Trap Repair
Industrial | Ind ¦ Steam Trap Repair | 2028 | Technical | million_m3 | Before Competition Groups | 22.8723 | 0 | 0 | 2383.8827 | 0.0095945 | 16 | Industrial_2028_Technical_million_m3_Before Competition Groups_16 | Steam Trap Repair | 0.9595% | 0 | 22.8723 | Industrial_2028_Technical_million_m3_Before Competition Groups_Steam Trap Repair
Industrial | Ind ¦ Insulation - Steam (AG) | 2028 | Economic | million_m3 | Before Competition Groups | 21.768 | 0 | 0 | 2302.2154 | 0.0094552 | 15 | Industrial_2028_Economic_million_m3_Before Competition Groups_15 | Insulation - Steam (AG) | 0.9455% | 0 | 21.768 | Industrial_2028_Economic_million_m3_Before Competition Groups_Insulation - Steam (AG)
Industrial | Ind ¦ Insulation - Steam (AG) | 2028 | Technical | million_m3 | Before Competition Groups | 21.768 | 0 | 0 | 2383.8827 | 0.0091313 | 17 | Industrial_2028_Technical_million_m3_Before Competition Groups_17 | Insulation - Steam (AG) | 0.9131% | 0 | 21.768 | Industrial_2028_Technical_million_m3_Before Competition Groups_Insulation - Steam (AG)
Industrial | Ind ¦ Air Compressor Heat Recovery | 2028 | Achievable | million_m3 | Before Competition Groups | 6.3118 | 0 | 0 | 792.8684 | 0.0079607 | 16 | Industrial_2028_Achievable_million_m3_Before Competition Groups_16 | Air Compressor Heat Recovery | 0.7961% | 0 | 6.3118 | Industrial_2028_Achievable_million_m3_Before Competition Groups_Air Compressor Heat Recovery
Industrial | Ind ¦ Air Compressor Heat Recovery | 2028 | Economic | million_m3 | Before Competition Groups | 17.5168 | 0 | 0 | 2302.2154 | 0.0076087 | 16 | Industrial_2028_Economic_million_m3_Before Competition Groups_16 | Air Compressor Heat Recovery | 0.7609% | 0 | 17.5168 | Industrial_2028_Economic_million_m3_Before Competition Groups_Air Compressor Heat Recovery
Industrial | Ind ¦ Air Compressor Heat Recovery | 2028 | Technical | million_m3 | Before Competition Groups | 17.5168 | 0 | 0 | 2383.8827 | 0.007348 | 18 | Industrial_2028_Technical_million_m3_Before Competition Groups_18 | Air Compressor Heat Recovery | 0.7348% | 0 | 17.5168 | Industrial_2028_Technical_million_m3_Before Competition Groups_Air Compressor Heat Recovery
Industrial | Ind ¦ High Efficiency Furnaces | 2028 | Economic | million_m3 | Before Competition Groups | 15.579 | 0 | 0 | 2302.2154 | 0.0067669 | 17 | Industrial_2028_Economic_million_m3_Before Competition Groups_17 | High Efficiency Furnaces | 0.6767% | 0 | 15.579 | Industrial_2028_Economic_million_m3_Before Competition Groups_High Efficiency Furnaces
Industrial | Ind ¦ High Efficiency Furnaces | 2028 | Technical | million_m3 | Before Competition Groups | 15.579 | 0 | 0 | 2383.8827 | 0.0065351 | 19 | Industrial_2028_Technical_million_m3_Before Competition Groups_19 | High Efficiency Furnaces | 0.6535% | 0 | 15.579 | Industrial_2028_Technical_million_m3_Before Competition Groups_High Efficiency Furnaces
Industrial | Ind ¦ High Efficiency Furnaces | 2028 | Achievable | million_m3 | Before Competition Groups | 4.5665 | 0 | 0 | 792.8684 | 0.0057595 | 17 | Industrial_2028_Achievable_million_m3_Before Competition Groups_17 | High Efficiency Furnaces | 0.5759% | 0 | 4.5665 | Industrial_2028_Achievable_million_m3_Before Competition Groups_High Efficiency Furnaces
Industrial | Ind ¦ Steam Turbine Optimization | 2028 | Economic | million_m3 | Before Competition Groups | 11.207 | 0 | 0 | 2302.2154 | 0.0048679 | 18 | Industrial_2028_Economic_million_m3_Before Competition Groups_18 | Steam Turbine Optimization | 0.4868% | 0 | 11.207 | Industrial_2028_Economic_million_m3_Before Competition Groups_Steam Turbine Optimization
Industrial | Ind ¦ Steam Turbine Optimization | 2028 | Achievable | million_m3 | Before Competition Groups | 3.7883 | 0 | 0 | 792.8684 | 0.0047779 | 18 | Industrial_2028_Achievable_million_m3_Before Competition Groups_18 | Steam Turbine Optimization | 0.4778% | 0 | 3.7883 | Industrial_2028_Achievable_million_m3_Before Competition Groups_Steam Turbine Optimization
Industrial | Ind ¦ Steam Turbine Optimization | 2028 | Technical | million_m3 | Before Competition Groups | 11.207 | 0 | 0 | 2383.8827 | 0.0047011 | 20 | Industrial_2028_Technical_million_m3_Before Competition Groups_20 | Steam Turbine Optimization | 0.4701% | 0 | 11.207 | Industrial_2028_Technical_million_m3_Before Competition Groups_Steam Turbine Optimization
Industrial | Ind ¦ Process Optimization (Gas) | 2028 | Economic | million_m3 | Before Competition Groups | 10.2948 | 0 | 0 | 2302.2154 | 0.0044717 | 19 | Industrial_2028_Economic_million_m3_Before Competition Groups_19 | Process Optimization (Gas) | 0.4472% | 0 | 10.2948 | Industrial_2028_Economic_million_m3_Before Competition Groups_Process Optimization (Gas)
Industrial | Ind ¦ Process Optimization (Gas) | 2028 | Technical | million_m3 | Before Competition Groups | 10.2948 | 0 | 0 | 2383.8827 | 0.0043185 | 21 | Industrial_2028_Technical_million_m3_Before Competition Groups_21 | Process Optimization (Gas) | 0.4318% | 0 | 10.2948 | Industrial_2028_Technical_million_m3_Before Competition Groups_Process Optimization (Gas)
Industrial | Ind ¦ Gas Turbine Optimization | 2028 | Economic | million_m3 | Before Competition Groups | 8.4052 | 0 | 0 | 2302.2154 | 0.0036509 | 20 | Industrial_2028_Economic_million_m3_Before Competition Groups_20 | Gas Turbine Optimization | 0.3651% | 0 | 8.4052 | Industrial_2028_Economic_million_m3_Before Competition Groups_Gas Turbine Optimization
Industrial | Ind ¦ Gas Turbine Optimization | 2028 | Achievable | million_m3 | Before Competition Groups | 2.8412 | 0 | 0 | 792.8684 | 0.0035835 | 19 | Industrial_2028_Achievable_million_m3_Before Competition Groups_19 | Gas Turbine Optimization | 0.3583% | 0 | 2.8412 | Industrial_2028_Achievable_million_m3_Before Competition Groups_Gas Turbine Optimization
Industrial | Ind ¦ Gas Turbine Optimization | 2028 | Technical | million_m3 | Before Competition Groups | 8.4052 | 0 | 0 | 2383.8827 | 0.0035259 | 22 | Industrial_2028_Technical_million_m3_Before Competition Groups_22 | Gas Turbine Optimization | 0.3526% | 0 | 8.4052 | Industrial_2028_Technical_million_m3_Before Competition Groups_Gas Turbine Optimization
Industrial | Ind ¦ HE Stock Tank | 2028 | Economic | million_m3 | Before Competition Groups | 7.4284 | 0 | 0 | 2302.2154 | 0.0032266 | 21 | Industrial_2028_Economic_million_m3_Before Competition Groups_21 | HE Stock Tank | 0.3227% | 0 | 7.4284 | Industrial_2028_Economic_million_m3_Before Competition Groups_HE Stock Tank
Industrial | Ind ¦ HE Stock Tank | 2028 | Technical | million_m3 | Before Competition Groups | 7.4284 | 0 | 0 | 2383.8827 | 0.0031161 | 23 | Industrial_2028_Technical_million_m3_Before Competition Groups_23 | HE Stock Tank | 0.3116% | 0 | 7.4284 | Industrial_2028_Technical_million_m3_Before Competition Groups_HE Stock Tank
Industrial | Ind ¦ HE Stock Tank | 2028 | Achievable | million_m3 | Before Competition Groups | 2.1426 | 0 | 0 | 792.8684 | 0.0027023 | 20 | Industrial_2028_Achievable_million_m3_Before Competition Groups_20 | HE Stock Tank | 0.2702% | 0 | 2.1426 | Industrial_2028_Achievable_million_m3_Before Competition Groups_HE Stock Tank
Industrial | Ind ¦ Solar Walls | 2028 | Achievable | million_m3 | Before Competition Groups | 2.0218 | 0 | 0 | 792.8684 | 0.00255 | 21 | Industrial_2028_Achievable_million_m3_Before Competition Groups_21 | Solar Walls | 0.255% | 0 | 2.0218 | Industrial_2028_Achievable_million_m3_Before Competition Groups_Solar Walls
Industrial | Ind ¦ Ventilation Optimization (Gas) | 2028 | Achievable | million_m3 | Before Competition Groups | 2.0189 | 0 | 0 | 792.8684 | 0.0025463 | 22 | Industrial_2028_Achievable_million_m3_Before Competition Groups_22 | Ventilation Optimization (Gas) | 0.2546% | 0 | 2.0189 | Industrial_2028_Achievable_million_m3_Before Competition Groups_Ventilation Optimization (Gas)
Industrial | Ind ¦ Solar Walls | 2028 | Economic | million_m3 | Before Competition Groups | 5.543 | 0 | 0 | 2302.2154 | 0.0024077 | 22 | Industrial_2028_Economic_million_m3_Before Competition Groups_22 | Solar Walls | 0.2408% | 0 | 5.543 | Industrial_2028_Economic_million_m3_Before Competition Groups_Solar Walls
Industrial | Ind ¦ Ventilation Optimization (Gas) | 2028 | Economic | million_m3 | Before Competition Groups | 5.4508 | 0 | 0 | 2302.2154 | 0.0023677 | 23 | Industrial_2028_Economic_million_m3_Before Competition Groups_23 | Ventilation Optimization (Gas) | 0.2368% | 0 | 5.4508 | Industrial_2028_Economic_million_m3_Before Competition Groups_Ventilation Optimization (Gas)
Industrial | Ind ¦ Solar Walls | 2028 | Technical | million_m3 | Before Competition Groups | 5.543 | 0 | 0 | 2383.8827 | 0.0023252 | 24 | Industrial_2028_Technical_million_m3_Before Competition Groups_24 | Solar Walls | 0.2325% | 0 | 5.543 | Industrial_2028_Technical_million_m3_Before Competition Groups_Solar Walls
Industrial | Ind ¦ Ventilation Optimization (Gas) | 2028 | Technical | million_m3 | Before Competition Groups | 5.4508 | 0 | 0 | 2383.8827 | 0.0022865 | 25 | Industrial_2028_Technical_million_m3_Before Competition Groups_25 | Ventilation Optimization (Gas) | 0.2287% | 0 | 5.4508 | Industrial_2028_Technical_million_m3_Before Competition Groups_Ventilation Optimization (Gas)
Industrial | Ind ¦ HE HVAC Units | 2028 | Economic | million_m3 | Before Competition Groups | 1.8813 | 0 | 0 | 2302.2154 | 0.00081718 | 24 | Industrial_2028_Economic_million_m3_Before Competition Groups_24 | HE HVAC Units | 0.08172% | 0 | 1.8813 | Industrial_2028_Economic_million_m3_Before Competition Groups_HE HVAC Units
Industrial | Ind ¦ HE HVAC Units | 2028 | Technical | million_m3 | Before Competition Groups | 1.8813 | 0 | 0 | 2383.8827 | 0.00078919 | 26 | Industrial_2028_Technical_million_m3_Before Competition Groups_26 | HE HVAC Units | 0.07892% | 0 | 1.8813 | Industrial_2028_Technical_million_m3_Before Competition Groups_HE HVAC Units
Industrial | Ind ¦ HE HVAC Units | 2028 | Achievable | million_m3 | Before Competition Groups | 0.60388 | 0 | 0 | 792.8684 | 0.00076164 | 23 | Industrial_2028_Achievable_million_m3_Before Competition Groups_23 | HE HVAC Units | 0.07616% | 0 | 0.60388 | Industrial_2028_Achievable_million_m3_Before Competition Groups_HE HVAC Units
Industrial | Ind ¦ Process Optimization (Gas) | 2028 | Achievable | million_m3 | Before Competition Groups | 0.60132 | 0 | 0 | 792.8684 | 0.00075841 | 24 | Industrial_2028_Achievable_million_m3_Before Competition Groups_24 | Process Optimization (Gas) | 0.07584% | 0 | 0.60132 | Industrial_2028_Achievable_million_m3_Before Competition Groups_Process Optimization (Gas)
Industrial | Ind ¦ Boiler Tune Up - Direct | 2028 | Technical | million_m3 | Before Competition Groups | 1.6921 | 0 | 0 | 2383.8827 | 0.0007098 | 27 | Industrial_2028_Technical_million_m3_Before Competition Groups_27 | Boiler Tune Up - Direct | 0.07098% | 0 | 1.6921 | Industrial_2028_Technical_million_m3_Before Competition Groups_Boiler Tune Up - Direct
Industrial | Ind ¦ Process Heat Recovery (Gas) - HVAC | 2028 | Achievable | million_m3 | Before Competition Groups | 0.44922 | 0 | 0 | 792.8684 | 0.00056657 | 25 | Industrial_2028_Achievable_million_m3_Before Competition Groups_25 | Process Heat Recovery (Gas) - HVAC | 0.05666% | 0 | 0.44922 | Industrial_2028_Achievable_million_m3_Before Competition Groups_Process Heat Recovery (Gas) - HVAC
Industrial | Ind ¦ Process Heat Recovery (Gas) - HVAC | 2028 | Economic | million_m3 | Before Competition Groups | 1.1616 | 0 | 0 | 2302.2154 | 0.00050454 | 25 | Industrial_2028_Economic_million_m3_Before Competition Groups_25 | Process Heat Recovery (Gas) - HVAC | 0.05045% | 0 | 1.1616 | Industrial_2028_Economic_million_m3_Before Competition Groups_Process Heat Recovery (Gas) - HVAC
Industrial | Ind ¦ Process Heat Recovery (Gas) - HVAC | 2028 | Technical | million_m3 | Before Competition Groups | 1.1616 | 0 | 0 | 2383.8827 | 0.00048726 | 28 | Industrial_2028_Technical_million_m3_Before Competition Groups_28 | Process Heat Recovery (Gas) - HVAC | 0.04873% | 0 | 1.1616 | Industrial_2028_Technical_million_m3_Before Competition Groups_Process Heat Recovery (Gas) - HVAC
Industrial | Ind ¦ Insulation - Steam - Direct | 2028 | Economic | million_m3 | Before Competition Groups | 0.77438 | 0 | 0 | 2302.2154 | 0.00033636 | 26 | Industrial_2028_Economic_million_m3_Before Competition Groups_26 | Insulation - Steam - Direct | 0.03364% | 0 | 0.77438 | Industrial_2028_Economic_million_m3_Before Competition Groups_Insulation - Steam - Direct
Industrial | Ind ¦ Insulation - Steam - Direct | 2028 | Achievable | million_m3 | Before Competition Groups | 0.25792 | 0 | 0 | 792.8684 | 0.0003253 | 26 | Industrial_2028_Achievable_million_m3_Before Competition Groups_26 | Insulation - Steam - Direct | 0.03253% | 0 | 0.25792 | Industrial_2028_Achievable_million_m3_Before Competition Groups_Insulation - Steam - Direct
Industrial | Ind ¦ Insulation - Steam - Direct | 2028 | Technical | million_m3 | Before Competition Groups | 0.77438 | 0 | 0 | 2383.8827 | 0.00032484 | 29 | Industrial_2028_Technical_million_m3_Before Competition Groups_29 | Insulation - Steam - Direct | 0.03248% | 0 | 0.77438 | Industrial_2028_Technical_million_m3_Before Competition Groups_Insulation - Steam - Direct
Industrial | Ind ¦ Insulation - Steam - HVAC | 2028 | Achievable | million_m3 | Before Competition Groups | 0.062282 | 0 | 0 | 792.8684 | 7.8553e-05 | 27 | Industrial_2028_Achievable_million_m3_Before Competition Groups_27 | Insulation - Steam - HVAC | 0.007855% | 0 | 0.062282 | Industrial_2028_Achievable_million_m3_Before Competition Groups_Insulation - Steam - HVAC
Industrial | Ind ¦ Insulation - Steam - HVAC | 2028 | Economic | million_m3 | Before Competition Groups | 0.16104 | 0 | 0 | 2302.2154 | 6.9951e-05 | 27 | Industrial_2028_Economic_million_m3_Before Competition Groups_27 | Insulation - Steam - HVAC | 0.006995% | 0 | 0.16104 | Industrial_2028_Economic_million_m3_Before Competition Groups_Insulation - Steam - HVAC
Industrial | Ind ¦ Insulation - Steam - HVAC | 2028 | Technical | million_m3 | Before Competition Groups | 0.16104 | 0 | 0 | 2383.8827 | 6.7555e-05 | 30 | Industrial_2028_Technical_million_m3_Before Competition Groups_30 | Insulation - Steam - HVAC | 0.006755% | 0 | 0.16104 | Industrial_2028_Technical_million_m3_Before Competition Groups_Insulation - Steam - HVAC
Industrial | Ind ¦ Boiler Tune Up - HVAC | 2028 | Technical | million_m3 | Before Competition Groups | 0.14641 | 0 | 0 | 2383.8827 | 6.1417e-05 | 31 | Industrial_2028_Technical_million_m3_Before Competition Groups_31 | Boiler Tune Up - HVAC | 0.006142% | 0 | 0.14641 | Industrial_2028_Technical_million_m3_Before Competition Groups_Boiler Tune Up - HVAC
Industrial | Ind ¦ Boiler Tune Up | 2028 | Achievable | million_m3 | Before Competition Groups | 0 | 0 | 0 | 792.8684 | 0 | 28 | Industrial_2028_Achievable_million_m3_Before Competition Groups_28 | Boiler Tune Up | 0% | 0 | 0 | Industrial_2028_Achievable_million_m3_Before Competition Groups_Boiler Tune Up
Industrial | Ind ¦ Boiler Tune Up | 2028 | Economic | million_m3 | Before Competition Groups | 0 | 0 | 0 | 2302.2154 | 0 | 28 | Industrial_2028_Economic_million_m3_Before Competition Groups_28 | Boiler Tune Up | 0% | 0 | 0 | Industrial_2028_Economic_million_m3_Before Competition Groups_Boiler Tune Up
Industrial | Ind ¦ Boiler Tune Up - Direct | 2028 | Achievable | million_m3 | Before Competition Groups | 0 | 0 | 0 | 792.8684 | 0 | 29 | Industrial_2028_Achievable_million_m3_Before Competition Groups_29 | Boiler Tune Up - Direct | 0% | 0 | 0 | Industrial_2028_Achievable_million_m3_Before Competition Groups_Boiler Tune Up - Direct
Industrial | Ind ¦ Boiler Tune Up - Direct | 2028 | Economic | million_m3 | Before Competition Groups | 0 | 0 | 0 | 2302.2154 | 0 | 29 | Industrial_2028_Economic_million_m3_Before Competition Groups_29 | Boiler Tune Up - Direct | 0% | 0 | 0 | Industrial_2028_Economic_million_m3_Before Competition Groups_Boiler Tune Up - Direct
Industrial | Ind ¦ Boiler Tune Up - HVAC | 2028 | Achievable | million_m3 | Before Competition Groups | 0 | 0 | 0 | 792.8684 | 0 | 30 | Industrial_2028_Achievable_million_m3_Before Competition Groups_30 | Boiler Tune Up - HVAC | 0% | 0 | 0 | Industrial_2028_Achievable_million_m3_Before Competition Groups_Boiler Tune Up - HVAC
Industrial | Ind ¦ Boiler Tune Up - HVAC | 2028 | Economic | million_m3 | Before Competition Groups | 0 | 0 | 0 | 2302.2154 | 0 | 30 | Industrial_2028_Economic_million_m3_Before Competition Groups_30 | Boiler Tune Up - HVAC | 0% | 0 | 0 | Industrial_2028_Economic_million_m3_Before Competition Groups_Boiler Tune Up - HVAC
Industrial | Ind ¦ Process Heat Improvements | 2029 | Economic | million_m3 | Before Competition Groups | 739.7489 | 0 | 0 | 2344.6456 | 0.31551 | 1 | Industrial_2029_Economic_million_m3_Before Competition Groups_1 | Process Heat Improvements | 31.55% | 0 | 739.7489 | Industrial_2029_Economic_million_m3_Before Competition Groups_Process Heat Improvements
Industrial | Ind ¦ Process Heat Improvements | 2029 | Technical | million_m3 | Before Competition Groups | 739.7489 | 0 | 0 | 2426.3128 | 0.30489 | 1 | Industrial_2029_Technical_million_m3_Before Competition Groups_1 | Process Heat Improvements | 30.49% | 0 | 739.7489 | Industrial_2029_Technical_million_m3_Before Competition Groups_Process Heat Improvements
Industrial | Ind ¦ Process Heat Improvements | 2029 | Achievable | million_m3 | Before Competition Groups | 262.1468 | 0 | 0 | 963.8604 | 0.27198 | 1 | Industrial_2029_Achievable_million_m3_Before Competition Groups_1 | Process Heat Improvements | 27.2% | 0 | 262.1468 | Industrial_2029_Achievable_million_m3_Before Competition Groups_Process Heat Improvements
Industrial | Ind ¦ Process Heat Recovery (Gas) | 2029 | Achievable | million_m3 | Before Competition Groups | 145.3596 | 0 | 0 | 963.8604 | 0.15081 | 2 | Industrial_2029_Achievable_million_m3_Before Competition Groups_2 | Process Heat Recovery (Gas) | 15.08% | 0 | 145.3596 | Industrial_2029_Achievable_million_m3_Before Competition Groups_Process Heat Recovery (Gas)
Industrial | Ind ¦ Process Heat Recovery (Gas) | 2029 | Economic | million_m3 | Before Competition Groups | 347.5632 | 0 | 0 | 2344.6456 | 0.14824 | 2 | Industrial_2029_Economic_million_m3_Before Competition Groups_2 | Process Heat Recovery (Gas) | 14.82% | 0 | 347.5632 | Industrial_2029_Economic_million_m3_Before Competition Groups_Process Heat Recovery (Gas)
Industrial | Ind ¦ Boiler Upgrade | 2029 | Achievable | million_m3 | Before Competition Groups | 142.7224 | 0 | 0 | 963.8604 | 0.14807 | 3 | Industrial_2029_Achievable_million_m3_Before Competition Groups_3 | Boiler Upgrade | 14.81% | 0 | 142.7224 | Industrial_2029_Achievable_million_m3_Before Competition Groups_Boiler Upgrade
Industrial | Ind ¦ Process Heat Recovery (Gas) | 2029 | Technical | million_m3 | Before Competition Groups | 347.5632 | 0 | 0 | 2426.3128 | 0.14325 | 2 | Industrial_2029_Technical_million_m3_Before Competition Groups_2 | Process Heat Recovery (Gas) | 14.32% | 0 | 347.5632 | Industrial_2029_Technical_million_m3_Before Competition Groups_Process Heat Recovery (Gas)
Industrial | Ind ¦ Boiler Upgrade | 2029 | Economic | million_m3 | Before Competition Groups | 282.3518 | 0 | 0 | 2344.6456 | 0.12042 | 3 | Industrial_2029_Economic_million_m3_Before Competition Groups_3 | Boiler Upgrade | 12.04% | 0 | 282.3518 | Industrial_2029_Economic_million_m3_Before Competition Groups_Boiler Upgrade
Industrial | Ind ¦ Boiler Upgrade | 2029 | Technical | million_m3 | Before Competition Groups | 282.3518 | 0 | 0 | 2426.3128 | 0.11637 | 3 | Industrial_2029_Technical_million_m3_Before Competition Groups_3 | Boiler Upgrade | 11.64% | 0 | 282.3518 | Industrial_2029_Technical_million_m3_Before Competition Groups_Boiler Upgrade
Industrial | Ind ¦ Recommissioning | 2029 | Achievable | million_m3 | Before Competition Groups | 107.1548 | 0 | 0 | 963.8604 | 0.11117 | 4 | Industrial_2029_Achievable_million_m3_Before Competition Groups_4 | Recommissioning | 11.12% | 0 | 107.1548 | Industrial_2029_Achievable_million_m3_Before Competition Groups_Recommissioning
Industrial | Ind ¦ Recommissioning | 2029 | Economic | million_m3 | Before Competition Groups | 252.3014 | 0 | 0 | 2344.6456 | 0.10761 | 4 | Industrial_2029_Economic_million_m3_Before Competition Groups_4 | Recommissioning | 10.76% | 0 | 252.3014 | Industrial_2029_Economic_million_m3_Before Competition Groups_Recommissioning
Industrial | Ind ¦ Recommissioning | 2029 | Technical | million_m3 | Before Competition Groups | 252.3014 | 0 | 0 | 2426.3128 | 0.10399 | 4 | Industrial_2029_Technical_million_m3_Before Competition Groups_4 | Recommissioning | 10.4% | 0 | 252.3014 | Industrial_2029_Technical_million_m3_Before Competition Groups_Recommissioning
Industrial | Ind ¦ Improved Controls -Process Heating Gas | 2029 | Achievable | million_m3 | Before Competition Groups | 66.4123 | 0 | 0 | 963.8604 | 0.068902 | 5 | Industrial_2029_Achievable_million_m3_Before Competition Groups_5 | Improved Controls -Process Heating Gas | 6.89% | 0 | 66.4123 | Industrial_2029_Achievable_million_m3_Before Competition Groups_Improved Controls -Process Heating Gas
Industrial | Ind ¦ Improved Controls -Process Heating Gas | 2029 | Economic | million_m3 | Before Competition Groups | 159.4785 | 0 | 0 | 2344.6456 | 0.068018 | 5 | Industrial_2029_Economic_million_m3_Before Competition Groups_5 | Improved Controls -Process Heating Gas | 6.802% | 0 | 159.4785 | Industrial_2029_Economic_million_m3_Before Competition Groups_Improved Controls -Process Heating Gas
Industrial | Ind ¦ Improved Controls -Process Heating Gas | 2029 | Technical | million_m3 | Before Competition Groups | 159.4785 | 0 | 0 | 2426.3128 | 0.065729 | 5 | Industrial_2029_Technical_million_m3_Before Competition Groups_5 | Improved Controls -Process Heating Gas | 6.573% | 0 | 159.4785 | Industrial_2029_Technical_million_m3_Before Competition Groups_Improved Controls -Process Heating Gas
Industrial | Ind ¦ High Efficiency Burners | 2029 | Economic | million_m3 | Before Competition Groups | 139.6112 | 0 | 0 | 2344.6456 | 0.059545 | 6 | Industrial_2029_Economic_million_m3_Before Competition Groups_6 | High Efficiency Burners | 5.954% | 0 | 139.6112 | Industrial_2029_Economic_million_m3_Before Competition Groups_High Efficiency Burners
Industrial | Ind ¦ High Efficiency Burners | 2029 | Technical | million_m3 | Before Competition Groups | 139.6112 | 0 | 0 | 2426.3128 | 0.05754 | 6 | Industrial_2029_Technical_million_m3_Before Competition Groups_6 | High Efficiency Burners | 5.754% | 0 | 139.6112 | Industrial_2029_Technical_million_m3_Before Competition Groups_High Efficiency Burners
Industrial | Ind ¦ High Efficiency Burners | 2029 | Achievable | million_m3 | Before Competition Groups | 49.9384 | 0 | 0 | 963.8604 | 0.051811 | 6 | Industrial_2029_Achievable_million_m3_Before Competition Groups_6 | High Efficiency Burners | 5.181% | 0 | 49.9384 | Industrial_2029_Achievable_million_m3_Before Competition Groups_High Efficiency Burners
Industrial | Ind ¦ Greenhouse Envelope Improvements | 2029 | Achievable | million_m3 | Before Competition Groups | 48.887 | 0 | 0 | 963.8604 | 0.05072 | 7 | Industrial_2029_Achievable_million_m3_Before Competition Groups_7 | Greenhouse Envelope Improvements | 5.072% | 0 | 48.887 | Industrial_2029_Achievable_million_m3_Before Competition Groups_Greenhouse Envelope Improvements
Industrial | Ind ¦ Greenhouse Envelope Improvements | 2029 | Economic | million_m3 | Before Competition Groups | 85.3198 | 0 | 0 | 2344.6456 | 0.036389 | 7 | Industrial_2029_Economic_million_m3_Before Competition Groups_7 | Greenhouse Envelope Improvements | 3.639% | 0 | 85.3198 | Industrial_2029_Economic_million_m3_Before Competition Groups_Greenhouse Envelope Improvements
Industrial | Ind ¦ Greenhouse Envelope Improvements | 2029 | Technical | million_m3 | Before Competition Groups | 85.3198 | 0 | 0 | 2426.3128 | 0.035164 | 7 | Industrial_2029_Technical_million_m3_Before Competition Groups_7 | Greenhouse Envelope Improvements | 3.516% | 0 | 85.3198 | Industrial_2029_Technical_million_m3_Before Competition Groups_Greenhouse Envelope Improvements
Industrial | Ind ¦ Insulation - Steam | 2029 | Achievable | million_m3 | Before Competition Groups | 20.5044 | 0 | 0 | 963.8604 | 0.021273 | 8 | Industrial_2029_Achievable_million_m3_Before Competition Groups_8 | Insulation - Steam | 2.127% | 0 | 20.5044 | Industrial_2029_Achievable_million_m3_Before Competition Groups_Insulation - Steam
Industrial | Ind ¦ Boiler Tune Up | 2029 | Technical | million_m3 | Before Competition Groups | 49.6965 | 0 | 0 | 2426.3128 | 0.020482 | 8 | Industrial_2029_Technical_million_m3_Before Competition Groups_8 | Boiler Tune Up | 2.048% | 0 | 49.6965 | Industrial_2029_Technical_million_m3_Before Competition Groups_Boiler Tune Up
Industrial | Ind ¦ Insulation - Steam | 2029 | Economic | million_m3 | Before Competition Groups | 47.7841 | 0 | 0 | 2344.6456 | 0.02038 | 8 | Industrial_2029_Economic_million_m3_Before Competition Groups_8 | Insulation - Steam | 2.038% | 0 | 47.7841 | Industrial_2029_Economic_million_m3_Before Competition Groups_Insulation - Steam
Industrial | Ind ¦ Insulation - Steam | 2029 | Technical | million_m3 | Before Competition Groups | 47.7841 | 0 | 0 | 2426.3128 | 0.019694 | 9 | Industrial_2029_Technical_million_m3_Before Competition Groups_9 | Insulation - Steam | 1.969% | 0 | 47.7841 | Industrial_2029_Technical_million_m3_Before Competition Groups_Insulation - Steam
Industrial | Ind ¦ VAV Conversion Project (Gas) | 2029 | Achievable | million_m3 | Before Competition Groups | 18.1404 | 0 | 0 | 963.8604 | 0.018821 | 9 | Industrial_2029_Achievable_million_m3_Before Competition Groups_9 | VAV Conversion Project (Gas) | 1.882% | 0 | 18.1404 | Industrial_2029_Achievable_million_m3_Before Competition Groups_VAV Conversion Project (Gas)
Industrial | Ind ¦ High Efficiency HVAC Fans (Gas) | 2029 | Achievable | million_m3 | Before Competition Groups | 17.5381 | 0 | 0 | 963.8604 | 0.018196 | 10 | Industrial_2029_Achievable_million_m3_Before Competition Groups_10 | High Efficiency HVAC Fans (Gas) | 1.82% | 0 | 17.5381 | Industrial_2029_Achievable_million_m3_Before Competition Groups_High Efficiency HVAC Fans (Gas)
Industrial | Ind ¦ VAV Conversion Project (Gas) | 2029 | Economic | million_m3 | Before Competition Groups | 41.1397 | 0 | 0 | 2344.6456 | 0.017546 | 9 | Industrial_2029_Economic_million_m3_Before Competition Groups_9 | VAV Conversion Project (Gas) | 1.755% | 0 | 41.1397 | Industrial_2029_Economic_million_m3_Before Competition Groups_VAV Conversion Project (Gas)
Industrial | Ind ¦ VAV Conversion Project (Gas) | 2029 | Technical | million_m3 | Before Competition Groups | 41.1397 | 0 | 0 | 2426.3128 | 0.016956 | 10 | Industrial_2029_Technical_million_m3_Before Competition Groups_10 | VAV Conversion Project (Gas) | 1.696% | 0 | 41.1397 | Industrial_2029_Technical_million_m3_Before Competition Groups_VAV Conversion Project (Gas)
Industrial | Ind ¦ High Efficiency HVAC Fans (Gas) | 2029 | Economic | million_m3 | Before Competition Groups | 39.5793 | 0 | 0 | 2344.6456 | 0.016881 | 10 | Industrial_2029_Economic_million_m3_Before Competition Groups_10 | High Efficiency HVAC Fans (Gas) | 1.688% | 0 | 39.5793 | Industrial_2029_Economic_million_m3_Before Competition Groups_High Efficiency HVAC Fans (Gas)
Industrial | Ind ¦ High Efficiency HVAC Fans (Gas) | 2029 | Technical | million_m3 | Before Competition Groups | 39.5793 | 0 | 0 | 2426.3128 | 0.016313 | 11 | Industrial_2029_Technical_million_m3_Before Competition Groups_11 | High Efficiency HVAC Fans (Gas) | 1.631% | 0 | 39.5793 | Industrial_2029_Technical_million_m3_Before Competition Groups_High Efficiency HVAC Fans (Gas)
Industrial | Ind ¦ HE HVAC Controls | 2029 | Achievable | million_m3 | Before Competition Groups | 12.3463 | 0 | 0 | 963.8604 | 0.012809 | 11 | Industrial_2029_Achievable_million_m3_Before Competition Groups_11 | HE HVAC Controls | 1.281% | 0 | 12.3463 | Industrial_2029_Achievable_million_m3_Before Competition Groups_HE HVAC Controls
Industrial | Ind ¦ Steam Leak Repairs | 2029 | Technical | million_m3 | Before Competition Groups | 30.1322 | 0 | 0 | 2426.3128 | 0.012419 | 12 | Industrial_2029_Technical_million_m3_Before Competition Groups_12 | Steam Leak Repairs | 1.242% | 0 | 30.1322 | Industrial_2029_Technical_million_m3_Before Competition Groups_Steam Leak Repairs
Industrial | Ind ¦ HE HVAC Controls | 2029 | Economic | million_m3 | Before Competition Groups | 27.1925 | 0 | 0 | 2344.6456 | 0.011598 | 11 | Industrial_2029_Economic_million_m3_Before Competition Groups_11 | HE HVAC Controls | 1.16% | 0 | 27.1925 | Industrial_2029_Economic_million_m3_Before Competition Groups_HE HVAC Controls
Industrial | Ind ¦ Loading Dock Seals | 2029 | Economic | million_m3 | Before Competition Groups | 27.1925 | 0 | 0 | 2344.6456 | 0.011598 | 12 | Industrial_2029_Economic_million_m3_Before Competition Groups_12 | Loading Dock Seals | 1.16% | 0 | 27.1925 | Industrial_2029_Economic_million_m3_Before Competition Groups_Loading Dock Seals
Industrial | Ind ¦ HE HVAC Controls | 2029 | Technical | million_m3 | Before Competition Groups | 27.1925 | 0 | 0 | 2426.3128 | 0.011207 | 13 | Industrial_2029_Technical_million_m3_Before Competition Groups_13 | HE HVAC Controls | 1.121% | 0 | 27.1925 | Industrial_2029_Technical_million_m3_Before Competition Groups_HE HVAC Controls
Industrial | Ind ¦ Loading Dock Seals | 2029 | Technical | million_m3 | Before Competition Groups | 27.1925 | 0 | 0 | 2426.3128 | 0.011207 | 14 | Industrial_2029_Technical_million_m3_Before Competition Groups_14 | Loading Dock Seals | 1.121% | 0 | 27.1925 | Industrial_2029_Technical_million_m3_Before Competition Groups_Loading Dock Seals
Industrial | Ind ¦ Direct Contact Water Heaters | 2029 | Achievable | million_m3 | Before Competition Groups | 10.7705 | 0 | 0 | 963.8604 | 0.011174 | 12 | Industrial_2029_Achievable_million_m3_Before Competition Groups_12 | Direct Contact Water Heaters | 1.117% | 0 | 10.7705 | Industrial_2029_Achievable_million_m3_Before Competition Groups_Direct Contact Water Heaters
Industrial | Ind ¦ Insulation - Steam (AG) | 2029 | Achievable | million_m3 | Before Competition Groups | 10.7001 | 0 | 0 | 963.8604 | 0.011101 | 13 | Industrial_2029_Achievable_million_m3_Before Competition Groups_13 | Insulation - Steam (AG) | 1.11% | 0 | 10.7001 | Industrial_2029_Achievable_million_m3_Before Competition Groups_Insulation - Steam (AG)
Industrial | Ind ¦ Loading Dock Seals | 2029 | Achievable | million_m3 | Before Competition Groups | 10.2096 | 0 | 0 | 963.8604 | 0.010592 | 14 | Industrial_2029_Achievable_million_m3_Before Competition Groups_14 | Loading Dock Seals | 1.059% | 0 | 10.2096 | Industrial_2029_Achievable_million_m3_Before Competition Groups_Loading Dock Seals
Industrial | Ind ¦ Direct Contact Water Heaters | 2029 | Economic | million_m3 | Before Competition Groups | 24.6862 | 0 | 0 | 2344.6456 | 0.010529 | 13 | Industrial_2029_Economic_million_m3_Before Competition Groups_13 | Direct Contact Water Heaters | 1.053% | 0 | 24.6862 | Industrial_2029_Economic_million_m3_Before Competition Groups_Direct Contact Water Heaters
Industrial | Ind ¦ Direct Contact Water Heaters | 2029 | Technical | million_m3 | Before Competition Groups | 24.6862 | 0 | 0 | 2426.3128 | 0.010174 | 15 | Industrial_2029_Technical_million_m3_Before Competition Groups_15 | Direct Contact Water Heaters | 1.017% | 0 | 24.6862 | Industrial_2029_Technical_million_m3_Before Competition Groups_Direct Contact Water Heaters
Industrial | Ind ¦ Steam Trap Repair | 2029 | Achievable | million_m3 | Before Competition Groups | 9.7531 | 0 | 0 | 963.8604 | 0.010119 | 15 | Industrial_2029_Achievable_million_m3_Before Competition Groups_15 | Steam Trap Repair | 1.012% | 0 | 9.7531 | Industrial_2029_Achievable_million_m3_Before Competition Groups_Steam Trap Repair
Industrial | Ind ¦ Steam Trap Repair | 2029 | Economic | million_m3 | Before Competition Groups | 22.8723 | 0 | 0 | 2344.6456 | 0.0097551 | 14 | Industrial_2029_Economic_million_m3_Before Competition Groups_14 | Steam Trap Repair | 0.9755% | 0 | 22.8723 | Industrial_2029_Economic_million_m3_Before Competition Groups_Steam Trap Repair
Industrial | Ind ¦ Steam Trap Repair | 2029 | Technical | million_m3 | Before Competition Groups | 22.8723 | 0 | 0 | 2426.3128 | 0.0094268 | 16 | Industrial_2029_Technical_million_m3_Before Competition Groups_16 | Steam Trap Repair | 0.9427% | 0 | 22.8723 | Industrial_2029_Technical_million_m3_Before Competition Groups_Steam Trap Repair
Industrial | Ind ¦ Insulation - Steam (AG) | 2029 | Economic | million_m3 | Before Competition Groups | 21.6168 | 0 | 0 | 2344.6456 | 0.0092197 | 15 | Industrial_2029_Economic_million_m3_Before Competition Groups_15 | Insulation - Steam (AG) | 0.922% | 0 | 21.6168 | Industrial_2029_Economic_million_m3_Before Competition Groups_Insulation - Steam (AG)
Industrial | Ind ¦ Insulation - Steam (AG) | 2029 | Technical | million_m3 | Before Competition Groups | 21.6168 | 0 | 0 | 2426.3128 | 0.0089093 | 17 | Industrial_2029_Technical_million_m3_Before Competition Groups_17 | Insulation - Steam (AG) | 0.8909% | 0 | 21.6168 | Industrial_2029_Technical_million_m3_Before Competition Groups_Insulation - Steam (AG)
Industrial | Ind ¦ Air Compressor Heat Recovery | 2029 | Achievable | million_m3 | Before Competition Groups | 7.6419 | 0 | 0 | 963.8604 | 0.0079285 | 16 | Industrial_2029_Achievable_million_m3_Before Competition Groups_16 | Air Compressor Heat Recovery | 0.7928% | 0 | 7.6419 | Industrial_2029_Achievable_million_m3_Before Competition Groups_Air Compressor Heat Recovery
Industrial | Ind ¦ Air Compressor Heat Recovery | 2029 | Economic | million_m3 | Before Competition Groups | 17.5168 | 0 | 0 | 2344.6456 | 0.007471 | 16 | Industrial_2029_Economic_million_m3_Before Competition Groups_16 | Air Compressor Heat Recovery | 0.7471% | 0 | 17.5168 | Industrial_2029_Economic_million_m3_Before Competition Groups_Air Compressor Heat Recovery
Industrial | Ind ¦ Air Compressor Heat Recovery | 2029 | Technical | million_m3 | Before Competition Groups | 17.5168 | 0 | 0 | 2426.3128 | 0.0072195 | 18 | Industrial_2029_Technical_million_m3_Before Competition Groups_18 | Air Compressor Heat Recovery | 0.722% | 0 | 17.5168 | Industrial_2029_Technical_million_m3_Before Competition Groups_Air Compressor Heat Recovery
Industrial | Ind ¦ High Efficiency Furnaces | 2029 | Economic | million_m3 | Before Competition Groups | 16.071 | 0 | 0 | 2344.6456 | 0.0068543 | 17 | Industrial_2029_Economic_million_m3_Before Competition Groups_17 | High Efficiency Furnaces | 0.6854% | 0 | 16.071 | Industrial_2029_Economic_million_m3_Before Competition Groups_High Efficiency Furnaces
Industrial | Ind ¦ High Efficiency Furnaces | 2029 | Technical | million_m3 | Before Competition Groups | 16.071 | 0 | 0 | 2426.3128 | 0.0066236 | 19 | Industrial_2029_Technical_million_m3_Before Competition Groups_19 | High Efficiency Furnaces | 0.6624% | 0 | 16.071 | Industrial_2029_Technical_million_m3_Before Competition Groups_High Efficiency Furnaces
Industrial | Ind ¦ High Efficiency Furnaces | 2029 | Achievable | million_m3 | Before Competition Groups | 5.6458 | 0 | 0 | 963.8604 | 0.0058575 | 17 | Industrial_2029_Achievable_million_m3_Before Competition Groups_17 | High Efficiency Furnaces | 0.5857% | 0 | 5.6458 | Industrial_2029_Achievable_million_m3_Before Competition Groups_High Efficiency Furnaces
Industrial | Ind ¦ Steam Turbine Optimization | 2029 | Economic | million_m3 | Before Competition Groups | 11.2104 | 0 | 0 | 2344.6456 | 0.0047813 | 18 | Industrial_2029_Economic_million_m3_Before Competition Groups_18 | Steam Turbine Optimization | 0.4781% | 0 | 11.2104 | Industrial_2029_Economic_million_m3_Before Competition Groups_Steam Turbine Optimization
Industrial | Ind ¦ Steam Turbine Optimization | 2029 | Achievable | million_m3 | Before Competition Groups | 4.5909 | 0 | 0 | 963.8604 | 0.004763 | 18 | Industrial_2029_Achievable_million_m3_Before Competition Groups_18 | Steam Turbine Optimization | 0.4763% | 0 | 4.5909 | Industrial_2029_Achievable_million_m3_Before Competition Groups_Steam Turbine Optimization
Industrial | Ind ¦ Steam Turbine Optimization | 2029 | Technical | million_m3 | Before Competition Groups | 11.2104 | 0 | 0 | 2426.3128 | 0.0046203 | 20 | Industrial_2029_Technical_million_m3_Before Competition Groups_20 | Steam Turbine Optimization | 0.462% | 0 | 11.2104 | Industrial_2029_Technical_million_m3_Before Competition Groups_Steam Turbine Optimization
Industrial | Ind ¦ Process Optimization (Gas) | 2029 | Economic | million_m3 | Before Competition Groups | 10.2948 | 0 | 0 | 2344.6456 | 0.0043907 | 19 | Industrial_2029_Economic_million_m3_Before Competition Groups_19 | Process Optimization (Gas) | 0.4391% | 0 | 10.2948 | Industrial_2029_Economic_million_m3_Before Competition Groups_Process Optimization (Gas)
Industrial | Ind ¦ Process Optimization (Gas) | 2029 | Technical | million_m3 | Before Competition Groups | 10.2948 | 0 | 0 | 2426.3128 | 0.004243 | 21 | Industrial_2029_Technical_million_m3_Before Competition Groups_21 | Process Optimization (Gas) | 0.4243% | 0 | 10.2948 | Industrial_2029_Technical_million_m3_Before Competition Groups_Process Optimization (Gas)
Industrial | Ind ¦ Gas Turbine Optimization | 2029 | Economic | million_m3 | Before Competition Groups | 8.4078 | 0 | 0 | 2344.6456 | 0.003586 | 20 | Industrial_2029_Economic_million_m3_Before Competition Groups_20 | Gas Turbine Optimization | 0.3586% | 0 | 8.4078 | Industrial_2029_Economic_million_m3_Before Competition Groups_Gas Turbine Optimization
Industrial | Ind ¦ Gas Turbine Optimization | 2029 | Achievable | million_m3 | Before Competition Groups | 3.4432 | 0 | 0 | 963.8604 | 0.0035723 | 19 | Industrial_2029_Achievable_million_m3_Before Competition Groups_19 | Gas Turbine Optimization | 0.3572% | 0 | 3.4432 | Industrial_2029_Achievable_million_m3_Before Competition Groups_Gas Turbine Optimization
Industrial | Ind ¦ Gas Turbine Optimization | 2029 | Technical | million_m3 | Before Competition Groups | 8.4078 | 0 | 0 | 2426.3128 | 0.0034653 | 22 | Industrial_2029_Technical_million_m3_Before Competition Groups_22 | Gas Turbine Optimization | 0.3465% | 0 | 8.4078 | Industrial_2029_Technical_million_m3_Before Competition Groups_Gas Turbine Optimization
Industrial | Ind ¦ HE Stock Tank | 2029 | Economic | million_m3 | Before Competition Groups | 7.6898 | 0 | 0 | 2344.6456 | 0.0032797 | 21 | Industrial_2029_Economic_million_m3_Before Competition Groups_21 | HE Stock Tank | 0.328% | 0 | 7.6898 | Industrial_2029_Economic_million_m3_Before Competition Groups_HE Stock Tank
Industrial | Ind ¦ HE Stock Tank | 2029 | Technical | million_m3 | Before Competition Groups | 7.6898 | 0 | 0 | 2426.3128 | 0.0031693 | 23 | Industrial_2029_Technical_million_m3_Before Competition Groups_23 | HE Stock Tank | 0.3169% | 0 | 7.6898 | Industrial_2029_Technical_million_m3_Before Competition Groups_HE Stock Tank
Industrial | Ind ¦ HE Stock Tank | 2029 | Achievable | million_m3 | Before Competition Groups | 2.6596 | 0 | 0 | 963.8604 | 0.0027593 | 20 | Industrial_2029_Achievable_million_m3_Before Competition Groups_20 | HE Stock Tank | 0.2759% | 0 | 2.6596 | Industrial_2029_Achievable_million_m3_Before Competition Groups_HE Stock Tank
Industrial | Ind ¦ Solar Walls | 2029 | Achievable | million_m3 | Before Competition Groups | 2.4469 | 0 | 0 | 963.8604 | 0.0025386 | 21 | Industrial_2029_Achievable_million_m3_Before Competition Groups_21 | Solar Walls | 0.2539% | 0 | 2.4469 | Industrial_2029_Achievable_million_m3_Before Competition Groups_Solar Walls
Industrial | Ind ¦ Ventilation Optimization (Gas) | 2029 | Achievable | million_m3 | Before Competition Groups | 2.4431 | 0 | 0 | 963.8604 | 0.0025347 | 22 | Industrial_2029_Achievable_million_m3_Before Competition Groups_22 | Ventilation Optimization (Gas) | 0.2535% | 0 | 2.4431 | Industrial_2029_Achievable_million_m3_Before Competition Groups_Ventilation Optimization (Gas)
Industrial | Ind ¦ Solar Walls | 2029 | Economic | million_m3 | Before Competition Groups | 5.5493 | 0 | 0 | 2344.6456 | 0.0023668 | 22 | Industrial_2029_Economic_million_m3_Before Competition Groups_22 | Solar Walls | 0.2367% | 0 | 5.5493 | Industrial_2029_Economic_million_m3_Before Competition Groups_Solar Walls
Industrial | Ind ¦ Ventilation Optimization (Gas) | 2029 | Economic | million_m3 | Before Competition Groups | 5.4508 | 0 | 0 | 2344.6456 | 0.0023248 | 23 | Industrial_2029_Economic_million_m3_Before Competition Groups_23 | Ventilation Optimization (Gas) | 0.2325% | 0 | 5.4508 | Industrial_2029_Economic_million_m3_Before Competition Groups_Ventilation Optimization (Gas)
Industrial | Ind ¦ Solar Walls | 2029 | Technical | million_m3 | Before Competition Groups | 5.5493 | 0 | 0 | 2426.3128 | 0.0022871 | 24 | Industrial_2029_Technical_million_m3_Before Competition Groups_24 | Solar Walls | 0.2287% | 0 | 5.5493 | Industrial_2029_Technical_million_m3_Before Competition Groups_Solar Walls
Industrial | Ind ¦ Ventilation Optimization (Gas) | 2029 | Technical | million_m3 | Before Competition Groups | 5.4508 | 0 | 0 | 2426.3128 | 0.0022466 | 25 | Industrial_2029_Technical_million_m3_Before Competition Groups_25 | Ventilation Optimization (Gas) | 0.2247% | 0 | 5.4508 | Industrial_2029_Technical_million_m3_Before Competition Groups_Ventilation Optimization (Gas)
Industrial | Ind ¦ HE HVAC Units | 2029 | Economic | million_m3 | Before Competition Groups | 1.9197 | 0 | 0 | 2344.6456 | 0.00081876 | 24 | Industrial_2029_Economic_million_m3_Before Competition Groups_24 | HE HVAC Units | 0.08188% | 0 | 1.9197 | Industrial_2029_Economic_million_m3_Before Competition Groups_HE HVAC Units
Industrial | Ind ¦ HE HVAC Units | 2029 | Technical | million_m3 | Before Competition Groups | 1.9197 | 0 | 0 | 2426.3128 | 0.0007912 | 26 | Industrial_2029_Technical_million_m3_Before Competition Groups_26 | HE HVAC Units | 0.07912% | 0 | 1.9197 | Industrial_2029_Technical_million_m3_Before Competition Groups_HE HVAC Units
Industrial | Ind ¦ HE HVAC Units | 2029 | Achievable | million_m3 | Before Competition Groups | 0.74095 | 0 | 0 | 963.8604 | 0.00076873 | 23 | Industrial_2029_Achievable_million_m3_Before Competition Groups_23 | HE HVAC Units | 0.07687% | 0 | 0.74095 | Industrial_2029_Achievable_million_m3_Before Competition Groups_HE HVAC Units
Industrial | Ind ¦ Process Optimization (Gas) | 2029 | Achievable | million_m3 | Before Competition Groups | 0.7331 | 0 | 0 | 963.8604 | 0.00076058 | 24 | Industrial_2029_Achievable_million_m3_Before Competition Groups_24 | Process Optimization (Gas) | 0.07606% | 0 | 0.7331 | Industrial_2029_Achievable_million_m3_Before Competition Groups_Process Optimization (Gas)
Industrial | Ind ¦ Boiler Tune Up - Direct | 2029 | Technical | million_m3 | Before Competition Groups | 1.6921 | 0 | 0 | 2426.3128 | 0.00069739 | 27 | Industrial_2029_Technical_million_m3_Before Competition Groups_27 | Boiler Tune Up - Direct | 0.06974% | 0 | 1.6921 | Industrial_2029_Technical_million_m3_Before Competition Groups_Boiler Tune Up - Direct
Industrial | Ind ¦ Process Heat Recovery (Gas) - HVAC | 2029 | Achievable | million_m3 | Before Competition Groups | 0.54317 | 0 | 0 | 963.8604 | 0.00056353 | 25 | Industrial_2029_Achievable_million_m3_Before Competition Groups_25 | Process Heat Recovery (Gas) - HVAC | 0.05635% | 0 | 0.54317 | Industrial_2029_Achievable_million_m3_Before Competition Groups_Process Heat Recovery (Gas) - HVAC
Industrial | Ind ¦ Process Heat Recovery (Gas) - HVAC | 2029 | Economic | million_m3 | Before Competition Groups | 1.1616 | 0 | 0 | 2344.6456 | 0.00049541 | 25 | Industrial_2029_Economic_million_m3_Before Competition Groups_25 | Process Heat Recovery (Gas) - HVAC | 0.04954% | 0 | 1.1616 | Industrial_2029_Economic_million_m3_Before Competition Groups_Process Heat Recovery (Gas) - HVAC
Industrial | Ind ¦ Process Heat Recovery (Gas) - HVAC | 2029 | Technical | million_m3 | Before Competition Groups | 1.1616 | 0 | 0 | 2426.3128 | 0.00047874 | 28 | Industrial_2029_Technical_million_m3_Before Competition Groups_28 | Process Heat Recovery (Gas) - HVAC | 0.04787% | 0 | 1.1616 | Industrial_2029_Technical_million_m3_Before Competition Groups_Process Heat Recovery (Gas) - HVAC
Industrial | Ind ¦ Insulation - Steam - Direct | 2029 | Economic | million_m3 | Before Competition Groups | 0.77438 | 0 | 0 | 2344.6456 | 0.00033028 | 26 | Industrial_2029_Economic_million_m3_Before Competition Groups_26 | Insulation - Steam - Direct | 0.03303% | 0 | 0.77438 | Industrial_2029_Economic_million_m3_Before Competition Groups_Insulation - Steam - Direct
Industrial | Ind ¦ Insulation - Steam - Direct | 2029 | Achievable | million_m3 | Before Competition Groups | 0.31264 | 0 | 0 | 963.8604 | 0.00032436 | 26 | Industrial_2029_Achievable_million_m3_Before Competition Groups_26 | Insulation - Steam - Direct | 0.03244% | 0 | 0.31264 | Industrial_2029_Achievable_million_m3_Before Competition Groups_Insulation - Steam - Direct
Industrial | Ind ¦ Insulation - Steam - Direct | 2029 | Technical | million_m3 | Before Competition Groups | 0.77438 | 0 | 0 | 2426.3128 | 0.00031916 | 29 | Industrial_2029_Technical_million_m3_Before Competition Groups_29 | Insulation - Steam - Direct | 0.03192% | 0 | 0.77438 | Industrial_2029_Technical_million_m3_Before Competition Groups_Insulation - Steam - Direct
Industrial | Ind ¦ Insulation - Steam - HVAC | 2029 | Achievable | million_m3 | Before Competition Groups | 0.075308 | 0 | 0 | 963.8604 | 7.8132e-05 | 27 | Industrial_2029_Achievable_million_m3_Before Competition Groups_27 | Insulation - Steam - HVAC | 0.007813% | 0 | 0.075308 | Industrial_2029_Achievable_million_m3_Before Competition Groups_Insulation - Steam - HVAC
Industrial | Ind ¦ Insulation - Steam - HVAC | 2029 | Economic | million_m3 | Before Competition Groups | 0.16104 | 0 | 0 | 2344.6456 | 6.8685e-05 | 27 | Industrial_2029_Economic_million_m3_Before Competition Groups_27 | Insulation - Steam - HVAC | 0.006869% | 0 | 0.16104 | Industrial_2029_Economic_million_m3_Before Competition Groups_Insulation - Steam - HVAC
Industrial | Ind ¦ Insulation - Steam - HVAC | 2029 | Technical | million_m3 | Before Competition Groups | 0.16104 | 0 | 0 | 2426.3128 | 6.6373e-05 | 30 | Industrial_2029_Technical_million_m3_Before Competition Groups_30 | Insulation - Steam - HVAC | 0.006637% | 0 | 0.16104 | Industrial_2029_Technical_million_m3_Before Competition Groups_Insulation - Steam - HVAC
Industrial | Ind ¦ Boiler Tune Up - HVAC | 2029 | Technical | million_m3 | Before Competition Groups | 0.14641 | 0 | 0 | 2426.3128 | 6.0343e-05 | 31 | Industrial_2029_Technical_million_m3_Before Competition Groups_31 | Boiler Tune Up - HVAC | 0.006034% | 0 | 0.14641 | Industrial_2029_Technical_million_m3_Before Competition Groups_Boiler Tune Up - HVAC
Industrial | Ind ¦ Boiler Tune Up | 2029 | Achievable | million_m3 | Before Competition Groups | 0 | 0 | 0 | 963.8604 | 0 | 28 | Industrial_2029_Achievable_million_m3_Before Competition Groups_28 | Boiler Tune Up | 0% | 0 | 0 | Industrial_2029_Achievable_million_m3_Before Competition Groups_Boiler Tune Up
Industrial | Ind ¦ Boiler Tune Up | 2029 | Economic | million_m3 | Before Competition Groups | 0 | 0 | 0 | 2344.6456 | 0 | 28 | Industrial_2029_Economic_million_m3_Before Competition Groups_28 | Boiler Tune Up | 0% | 0 | 0 | Industrial_2029_Economic_million_m3_Before Competition Groups_Boiler Tune Up
Industrial | Ind ¦ Boiler Tune Up - Direct | 2029 | Achievable | million_m3 | Before Competition Groups | 0 | 0 | 0 | 963.8604 | 0 | 29 | Industrial_2029_Achievable_million_m3_Before Competition Groups_29 | Boiler Tune Up - Direct | 0% | 0 | 0 | Industrial_2029_Achievable_million_m3_Before Competition Groups_Boiler Tune Up - Direct
Industrial | Ind ¦ Boiler Tune Up - Direct | 2029 | Economic | million_m3 | Before Competition Groups | 0 | 0 | 0 | 2344.6456 | 0 | 29 | Industrial_2029_Economic_million_m3_Before Competition Groups_29 | Boiler Tune Up - Direct | 0% | 0 | 0 | Industrial_2029_Economic_million_m3_Before Competition Groups_Boiler Tune Up - Direct
Industrial | Ind ¦ Boiler Tune Up - HVAC | 2029 | Achievable | million_m3 | Before Competition Groups | 0 | 0 | 0 | 963.8604 | 0 | 30 | Industrial_2029_Achievable_million_m3_Before Competition Groups_30 | Boiler Tune Up - HVAC | 0% | 0 | 0 | Industrial_2029_Achievable_million_m3_Before Competition Groups_Boiler Tune Up - HVAC
Industrial | Ind ¦ Boiler Tune Up - HVAC | 2029 | Economic | million_m3 | Before Competition Groups | 0 | 0 | 0 | 2344.6456 | 0 | 30 | Industrial_2029_Economic_million_m3_Before Competition Groups_30 | Boiler Tune Up - HVAC | 0% | 0 | 0 | Industrial_2029_Economic_million_m3_Before Competition Groups_Boiler Tune Up - HVAC
Industrial | Ind ¦ Process Heat Improvements | 2030 | Economic | million_m3 | Before Competition Groups | 761.4113 | 0 | 0 | 2384.9884 | 0.31925 | 1 | Industrial_2030_Economic_million_m3_Before Competition Groups_1 | Process Heat Improvements | 31.93% | 0 | 761.4113 | Industrial_2030_Economic_million_m3_Before Competition Groups_Process Heat Improvements
Industrial | Ind ¦ Process Heat Improvements | 2030 | Technical | million_m3 | Before Competition Groups | 761.4113 | 0 | 0 | 2466.6557 | 0.30868 | 1 | Industrial_2030_Technical_million_m3_Before Competition Groups_1 | Process Heat Improvements | 30.87% | 0 | 761.4113 | Industrial_2030_Technical_million_m3_Before Competition Groups_Process Heat Improvements
Industrial | Ind ¦ Process Heat Improvements | 2030 | Achievable | million_m3 | Before Competition Groups | 314.2351 | 0 | 0 | 1137.0409 | 0.27636 | 1 | Industrial_2030_Achievable_million_m3_Before Competition Groups_1 | Process Heat Improvements | 27.64% | 0 | 314.2351 | Industrial_2030_Achievable_million_m3_Before Competition Groups_Process Heat Improvements
Industrial | Ind ¦ Process Heat Recovery (Gas) | 2030 | Achievable | million_m3 | Before Competition Groups | 170.8428 | 0 | 0 | 1137.0409 | 0.15025 | 2 | Industrial_2030_Achievable_million_m3_Before Competition Groups_2 | Process Heat Recovery (Gas) | 15.03% | 0 | 170.8428 | Industrial_2030_Achievable_million_m3_Before Competition Groups_Process Heat Recovery (Gas)
Industrial | Ind ¦ Boiler Upgrade | 2030 | Achievable | million_m3 | Before Competition Groups | 165.8951 | 0 | 0 | 1137.0409 | 0.1459 | 3 | Industrial_2030_Achievable_million_m3_Before Competition Groups_3 | Boiler Upgrade | 14.59% | 0 | 165.8951 | Industrial_2030_Achievable_million_m3_Before Competition Groups_Boiler Upgrade
Industrial | Ind ¦ Process Heat Recovery (Gas) | 2030 | Economic | million_m3 | Before Competition Groups | 347.5632 | 0 | 0 | 2384.9884 | 0.14573 | 2 | Industrial_2030_Economic_million_m3_Before Competition Groups_2 | Process Heat Recovery (Gas) | 14.57% | 0 | 347.5632 | Industrial_2030_Economic_million_m3_Before Competition Groups_Process Heat Recovery (Gas)
Industrial | Ind ¦ Process Heat Recovery (Gas) | 2030 | Technical | million_m3 | Before Competition Groups | 347.5632 | 0 | 0 | 2466.6557 | 0.1409 | 2 | Industrial_2030_Technical_million_m3_Before Competition Groups_2 | Process Heat Recovery (Gas) | 14.09% | 0 | 347.5632 | Industrial_2030_Technical_million_m3_Before Competition Groups_Process Heat Recovery (Gas)
Industrial | Ind ¦ Boiler Upgrade | 2030 | Economic | million_m3 | Before Competition Groups | 291.3516 | 0 | 0 | 2384.9884 | 0.12216 | 3 | Industrial_2030_Economic_million_m3_Before Competition Groups_3 | Boiler Upgrade | 12.22% | 0 | 291.3516 | Industrial_2030_Economic_million_m3_Before Competition Groups_Boiler Upgrade
Industrial | Ind ¦ Boiler Upgrade | 2030 | Technical | million_m3 | Before Competition Groups | 291.3516 | 0 | 0 | 2466.6557 | 0.11812 | 3 | Industrial_2030_Technical_million_m3_Before Competition Groups_3 | Boiler Upgrade | 11.81% | 0 | 291.3516 | Industrial_2030_Technical_million_m3_Before Competition Groups_Boiler Upgrade
Industrial | Ind ¦ Recommissioning | 2030 | Achievable | million_m3 | Before Competition Groups | 125.8668 | 0 | 0 | 1137.0409 | 0.1107 | 4 | Industrial_2030_Achievable_million_m3_Before Competition Groups_4 | Recommissioning | 11.07% | 0 | 125.8668 | Industrial_2030_Achievable_million_m3_Before Competition Groups_Recommissioning
Industrial | Ind ¦ Recommissioning | 2030 | Economic | million_m3 | Before Competition Groups | 252.3014 | 0 | 0 | 2384.9884 | 0.10579 | 4 | Industrial_2030_Economic_million_m3_Before Competition Groups_4 | Recommissioning | 10.58% | 0 | 252.3014 | Industrial_2030_Economic_million_m3_Before Competition Groups_Recommissioning
Industrial | Ind ¦ Recommissioning | 2030 | Technical | million_m3 | Before Competition Groups | 252.3014 | 0 | 0 | 2466.6557 | 0.10228 | 4 | Industrial_2030_Technical_million_m3_Before Competition Groups_4 | Recommissioning | 10.23% | 0 | 252.3014 | Industrial_2030_Technical_million_m3_Before Competition Groups_Recommissioning
Industrial | Ind ¦ Improved Controls -Process Heating Gas | 2030 | Achievable | million_m3 | Before Competition Groups | 78.0708 | 0 | 0 | 1137.0409 | 0.068661 | 5 | Industrial_2030_Achievable_million_m3_Before Competition Groups_5 | Improved Controls -Process Heating Gas | 6.866% | 0 | 78.0708 | Industrial_2030_Achievable_million_m3_Before Competition Groups_Improved Controls -Process Heating Gas
Industrial | Ind ¦ Improved Controls -Process Heating Gas | 2030 | Economic | million_m3 | Before Competition Groups | 159.4785 | 0 | 0 | 2384.9884 | 0.066868 | 5 | Industrial_2030_Economic_million_m3_Before Competition Groups_5 | Improved Controls -Process Heating Gas | 6.687% | 0 | 159.4785 | Industrial_2030_Economic_million_m3_Before Competition Groups_Improved Controls -Process Heating Gas
Industrial | Ind ¦ Improved Controls -Process Heating Gas | 2030 | Technical | million_m3 | Before Competition Groups | 159.4785 | 0 | 0 | 2466.6557 | 0.064654 | 5 | Industrial_2030_Technical_million_m3_Before Competition Groups_5 | Improved Controls -Process Heating Gas | 6.465% | 0 | 159.4785 | Industrial_2030_Technical_million_m3_Before Competition Groups_Improved Controls -Process Heating Gas
Industrial | Ind ¦ High Efficiency Burners | 2030 | Economic | million_m3 | Before Competition Groups | 143.6994 | 0 | 0 | 2384.9884 | 0.060252 | 6 | Industrial_2030_Economic_million_m3_Before Competition Groups_6 | High Efficiency Burners | 6.025% | 0 | 143.6994 | Industrial_2030_Economic_million_m3_Before Competition Groups_High Efficiency Burners
Industrial | Ind ¦ High Efficiency Burners | 2030 | Technical | million_m3 | Before Competition Groups | 143.6994 | 0 | 0 | 2466.6557 | 0.058257 | 6 | Industrial_2030_Technical_million_m3_Before Competition Groups_6 | High Efficiency Burners | 5.826% | 0 | 143.6994 | Industrial_2030_Technical_million_m3_Before Competition Groups_High Efficiency Burners
Industrial | Ind ¦ High Efficiency Burners | 2030 | Achievable | million_m3 | Before Competition Groups | 59.8417 | 0 | 0 | 1137.0409 | 0.052629 | 6 | Industrial_2030_Achievable_million_m3_Before Competition Groups_6 | High Efficiency Burners | 5.263% | 0 | 59.8417 | Industrial_2030_Achievable_million_m3_Before Competition Groups_High Efficiency Burners
Industrial | Ind ¦ Greenhouse Envelope Improvements | 2030 | Achievable | million_m3 | Before Competition Groups | 55.7603 | 0 | 0 | 1137.0409 | 0.04904 | 7 | Industrial_2030_Achievable_million_m3_Before Competition Groups_7 | Greenhouse Envelope Improvements | 4.904% | 0 | 55.7603 | Industrial_2030_Achievable_million_m3_Before Competition Groups_Greenhouse Envelope Improvements
Industrial | Ind ¦ Greenhouse Envelope Improvements | 2030 | Economic | million_m3 | Before Competition Groups | 88.6198 | 0 | 0 | 2384.9884 | 0.037157 | 7 | Industrial_2030_Economic_million_m3_Before Competition Groups_7 | Greenhouse Envelope Improvements | 3.716% | 0 | 88.6198 | Industrial_2030_Economic_million_m3_Before Competition Groups_Greenhouse Envelope Improvements
Industrial | Ind ¦ Greenhouse Envelope Improvements | 2030 | Technical | million_m3 | Before Competition Groups | 88.6198 | 0 | 0 | 2466.6557 | 0.035927 | 7 | Industrial_2030_Technical_million_m3_Before Competition Groups_7 | Greenhouse Envelope Improvements | 3.593% | 0 | 88.6198 | Industrial_2030_Technical_million_m3_Before Competition Groups_Greenhouse Envelope Improvements
Industrial | Ind ¦ Insulation - Steam | 2030 | Achievable | million_m3 | Before Competition Groups | 24.0797 | 0 | 0 | 1137.0409 | 0.021178 | 8 | Industrial_2030_Achievable_million_m3_Before Competition Groups_8 | Insulation - Steam | 2.118% | 0 | 24.0797 | Industrial_2030_Achievable_million_m3_Before Competition Groups_Insulation - Steam
Industrial | Ind ¦ Boiler Tune Up | 2030 | Technical | million_m3 | Before Competition Groups | 49.6965 | 0 | 0 | 2466.6557 | 0.020147 | 8 | Industrial_2030_Technical_million_m3_Before Competition Groups_8 | Boiler Tune Up | 2.015% | 0 | 49.6965 | Industrial_2030_Technical_million_m3_Before Competition Groups_Boiler Tune Up
Industrial | Ind ¦ Insulation - Steam | 2030 | Economic | million_m3 | Before Competition Groups | 47.7841 | 0 | 0 | 2384.9884 | 0.020035 | 8 | Industrial_2030_Economic_million_m3_Before Competition Groups_8 | Insulation - Steam | 2.004% | 0 | 47.7841 | Industrial_2030_Economic_million_m3_Before Competition Groups_Insulation - Steam
Industrial | Ind ¦ Insulation - Steam | 2030 | Technical | million_m3 | Before Competition Groups | 47.7841 | 0 | 0 | 2466.6557 | 0.019372 | 9 | Industrial_2030_Technical_million_m3_Before Competition Groups_9 | Insulation - Steam | 1.937% | 0 | 47.7841 | Industrial_2030_Technical_million_m3_Before Competition Groups_Insulation - Steam
Industrial | Ind ¦ VAV Conversion Project (Gas) | 2030 | Achievable | million_m3 | Before Competition Groups | 21.2719 | 0 | 0 | 1137.0409 | 0.018708 | 9 | Industrial_2030_Achievable_million_m3_Before Competition Groups_9 | VAV Conversion Project (Gas) | 1.871% | 0 | 21.2719 | Industrial_2030_Achievable_million_m3_Before Competition Groups_VAV Conversion Project (Gas)
Industrial | Ind ¦ High Efficiency HVAC Fans (Gas) | 2030 | Achievable | million_m3 | Before Competition Groups | 20.6763 | 0 | 0 | 1137.0409 | 0.018184 | 10 | Industrial_2030_Achievable_million_m3_Before Competition Groups_10 | High Efficiency HVAC Fans (Gas) | 1.818% | 0 | 20.6763 | Industrial_2030_Achievable_million_m3_Before Competition Groups_High Efficiency HVAC Fans (Gas)
Industrial | Ind ¦ VAV Conversion Project (Gas) | 2030 | Economic | million_m3 | Before Competition Groups | 41.1819 | 0 | 0 | 2384.9884 | 0.017267 | 9 | Industrial_2030_Economic_million_m3_Before Competition Groups_9 | VAV Conversion Project (Gas) | 1.727% | 0 | 41.1819 | Industrial_2030_Economic_million_m3_Before Competition Groups_VAV Conversion Project (Gas)
Industrial | Ind ¦ High Efficiency HVAC Fans (Gas) | 2030 | Economic | million_m3 | Before Competition Groups | 40.457 | 0 | 0 | 2384.9884 | 0.016963 | 10 | Industrial_2030_Economic_million_m3_Before Competition Groups_10 | High Efficiency HVAC Fans (Gas) | 1.696% | 0 | 40.457 | Industrial_2030_Economic_million_m3_Before Competition Groups_High Efficiency HVAC Fans (Gas)
Industrial | Ind ¦ VAV Conversion Project (Gas) | 2030 | Technical | million_m3 | Before Competition Groups | 41.1819 | 0 | 0 | 2466.6557 | 0.016695 | 10 | Industrial_2030_Technical_million_m3_Before Competition Groups_10 | VAV Conversion Project (Gas) | 1.67% | 0 | 41.1819 | Industrial_2030_Technical_million_m3_Before Competition Groups_VAV Conversion Project (Gas)
Industrial | Ind ¦ High Efficiency HVAC Fans (Gas) | 2030 | Technical | million_m3 | Before Competition Groups | 40.457 | 0 | 0 | 2466.6557 | 0.016402 | 11 | Industrial_2030_Technical_million_m3_Before Competition Groups_11 | High Efficiency HVAC Fans (Gas) | 1.64% | 0 | 40.457 | Industrial_2030_Technical_million_m3_Before Competition Groups_High Efficiency HVAC Fans (Gas)
Industrial | Ind ¦ HE HVAC Controls | 2030 | Achievable | million_m3 | Before Competition Groups | 14.4673 | 0 | 0 | 1137.0409 | 0.012724 | 11 | Industrial_2030_Achievable_million_m3_Before Competition Groups_11 | HE HVAC Controls | 1.272% | 0 | 14.4673 | Industrial_2030_Achievable_million_m3_Before Competition Groups_HE HVAC Controls
Industrial | Ind ¦ Steam Leak Repairs | 2030 | Technical | million_m3 | Before Competition Groups | 30.1322 | 0 | 0 | 2466.6557 | 0.012216 | 12 | Industrial_2030_Technical_million_m3_Before Competition Groups_12 | Steam Leak Repairs | 1.222% | 0 | 30.1322 | Industrial_2030_Technical_million_m3_Before Competition Groups_Steam Leak Repairs
Industrial | Ind ¦ HE HVAC Controls | 2030 | Economic | million_m3 | Before Competition Groups | 27.1925 | 0 | 0 | 2384.9884 | 0.011402 | 11 | Industrial_2030_Economic_million_m3_Before Competition Groups_11 | HE HVAC Controls | 1.14% | 0 | 27.1925 | Industrial_2030_Economic_million_m3_Before Competition Groups_HE HVAC Controls
Industrial | Ind ¦ Loading Dock Seals | 2030 | Economic | million_m3 | Before Competition Groups | 27.1925 | 0 | 0 | 2384.9884 | 0.011402 | 12 | Industrial_2030_Economic_million_m3_Before Competition Groups_12 | Loading Dock Seals | 1.14% | 0 | 27.1925 | Industrial_2030_Economic_million_m3_Before Competition Groups_Loading Dock Seals
Industrial | Ind ¦ Direct Contact Water Heaters | 2030 | Achievable | million_m3 | Before Competition Groups | 12.7334 | 0 | 0 | 1137.0409 | 0.011199 | 12 | Industrial_2030_Achievable_million_m3_Before Competition Groups_12 | Direct Contact Water Heaters | 1.12% | 0 | 12.7334 | Industrial_2030_Achievable_million_m3_Before Competition Groups_Direct Contact Water Heaters
Industrial | Ind ¦ HE HVAC Controls | 2030 | Technical | million_m3 | Before Competition Groups | 27.1925 | 0 | 0 | 2466.6557 | 0.011024 | 13 | Industrial_2030_Technical_million_m3_Before Competition Groups_13 | HE HVAC Controls | 1.102% | 0 | 27.1925 | Industrial_2030_Technical_million_m3_Before Competition Groups_HE HVAC Controls
Industrial | Ind ¦ Loading Dock Seals | 2030 | Technical | million_m3 | Before Competition Groups | 27.1925 | 0 | 0 | 2466.6557 | 0.011024 | 14 | Industrial_2030_Technical_million_m3_Before Competition Groups_14 | Loading Dock Seals | 1.102% | 0 | 27.1925 | Industrial_2030_Technical_million_m3_Before Competition Groups_Loading Dock Seals
Industrial | Ind ¦ Insulation - Steam (AG) | 2030 | Achievable | million_m3 | Before Competition Groups | 12.5237 | 0 | 0 | 1137.0409 | 0.011014 | 13 | Industrial_2030_Achievable_million_m3_Before Competition Groups_13 | Insulation - Steam (AG) | 1.101% | 0 | 12.5237 | Industrial_2030_Achievable_million_m3_Before Competition Groups_Insulation - Steam (AG)
Industrial | Ind ¦ Loading Dock Seals | 2030 | Achievable | million_m3 | Before Competition Groups | 12.3509 | 0 | 0 | 1137.0409 | 0.010862 | 14 | Industrial_2030_Achievable_million_m3_Before Competition Groups_14 | Loading Dock Seals | 1.086% | 0 | 12.3509 | Industrial_2030_Achievable_million_m3_Before Competition Groups_Loading Dock Seals
Industrial | Ind ¦ Direct Contact Water Heaters | 2030 | Economic | million_m3 | Before Competition Groups | 25.4307 | 0 | 0 | 2384.9884 | 0.010663 | 13 | Industrial_2030_Economic_million_m3_Before Competition Groups_13 | Direct Contact Water Heaters | 1.066% | 0 | 25.4307 | Industrial_2030_Economic_million_m3_Before Competition Groups_Direct Contact Water Heaters
Industrial | Ind ¦ Direct Contact Water Heaters | 2030 | Technical | million_m3 | Before Competition Groups | 25.4307 | 0 | 0 | 2466.6557 | 0.01031 | 15 | Industrial_2030_Technical_million_m3_Before Competition Groups_15 | Direct Contact Water Heaters | 1.031% | 0 | 25.4307 | Industrial_2030_Technical_million_m3_Before Competition Groups_Direct Contact Water Heaters
Industrial | Ind ¦ Steam Trap Repair | 2030 | Achievable | million_m3 | Before Competition Groups | 11.4566 | 0 | 0 | 1137.0409 | 0.010076 | 15 | Industrial_2030_Achievable_million_m3_Before Competition Groups_15 | Steam Trap Repair | 1.008% | 0 | 11.4566 | Industrial_2030_Achievable_million_m3_Before Competition Groups_Steam Trap Repair
Industrial | Ind ¦ Steam Trap Repair | 2030 | Economic | million_m3 | Before Competition Groups | 22.8723 | 0 | 0 | 2384.9884 | 0.0095901 | 14 | Industrial_2030_Economic_million_m3_Before Competition Groups_14 | Steam Trap Repair | 0.959% | 0 | 22.8723 | Industrial_2030_Economic_million_m3_Before Competition Groups_Steam Trap Repair
Industrial | Ind ¦ Steam Trap Repair | 2030 | Technical | million_m3 | Before Competition Groups | 22.8723 | 0 | 0 | 2466.6557 | 0.0092726 | 16 | Industrial_2030_Technical_million_m3_Before Competition Groups_16 | Steam Trap Repair | 0.9273% | 0 | 22.8723 | Industrial_2030_Technical_million_m3_Before Competition Groups_Steam Trap Repair
Industrial | Ind ¦ Insulation - Steam (AG) | 2030 | Economic | million_m3 | Before Competition Groups | 21.4812 | 0 | 0 | 2384.9884 | 0.0090069 | 15 | Industrial_2030_Economic_million_m3_Before Competition Groups_15 | Insulation - Steam (AG) | 0.9007% | 0 | 21.4812 | Industrial_2030_Economic_million_m3_Before Competition Groups_Insulation - Steam (AG)
Industrial | Ind ¦ Insulation - Steam (AG) | 2030 | Technical | million_m3 | Before Competition Groups | 21.4812 | 0 | 0 | 2466.6557 | 0.0087086 | 17 | Industrial_2030_Technical_million_m3_Before Competition Groups_17 | Insulation - Steam (AG) | 0.8709% | 0 | 21.4812 | Industrial_2030_Technical_million_m3_Before Competition Groups_Insulation - Steam (AG)
Industrial | Ind ¦ Air Compressor Heat Recovery | 2030 | Achievable | million_m3 | Before Competition Groups | 8.9687 | 0 | 0 | 1137.0409 | 0.0078877 | 16 | Industrial_2030_Achievable_million_m3_Before Competition Groups_16 | Air Compressor Heat Recovery | 0.7888% | 0 | 8.9687 | Industrial_2030_Achievable_million_m3_Before Competition Groups_Air Compressor Heat Recovery
Industrial | Ind ¦ Air Compressor Heat Recovery | 2030 | Economic | million_m3 | Before Competition Groups | 17.5168 | 0 | 0 | 2384.9884 | 0.0073446 | 16 | Industrial_2030_Economic_million_m3_Before Competition Groups_16 | Air Compressor Heat Recovery | 0.7345% | 0 | 17.5168 | Industrial_2030_Economic_million_m3_Before Competition Groups_Air Compressor Heat Recovery
Industrial | Ind ¦ Air Compressor Heat Recovery | 2030 | Technical | million_m3 | Before Competition Groups | 17.5168 | 0 | 0 | 2466.6557 | 0.0071014 | 18 | Industrial_2030_Technical_million_m3_Before Competition Groups_18 | Air Compressor Heat Recovery | 0.7101% | 0 | 17.5168 | Industrial_2030_Technical_million_m3_Before Competition Groups_Air Compressor Heat Recovery
Industrial | Ind ¦ High Efficiency Furnaces | 2030 | Economic | million_m3 | Before Competition Groups | 16.5416 | 0 | 0 | 2384.9884 | 0.0069357 | 17 | Industrial_2030_Economic_million_m3_Before Competition Groups_17 | High Efficiency Furnaces | 0.6936% | 0 | 16.5416 | Industrial_2030_Economic_million_m3_Before Competition Groups_High Efficiency Furnaces
Industrial | Ind ¦ High Efficiency Furnaces | 2030 | Technical | million_m3 | Before Competition Groups | 16.5416 | 0 | 0 | 2466.6557 | 0.0067061 | 19 | Industrial_2030_Technical_million_m3_Before Competition Groups_19 | High Efficiency Furnaces | 0.6706% | 0 | 16.5416 | Industrial_2030_Technical_million_m3_Before Competition Groups_High Efficiency Furnaces
Industrial | Ind ¦ High Efficiency Furnaces | 2030 | Achievable | million_m3 | Before Competition Groups | 6.7694 | 0 | 0 | 1137.0409 | 0.0059536 | 17 | Industrial_2030_Achievable_million_m3_Before Competition Groups_17 | High Efficiency Furnaces | 0.5954% | 0 | 6.7694 | Industrial_2030_Achievable_million_m3_Before Competition Groups_High Efficiency Furnaces
Industrial | Ind ¦ Steam Turbine Optimization | 2030 | Achievable | million_m3 | Before Competition Groups | 5.3993 | 0 | 0 | 1137.0409 | 0.0047486 | 18 | Industrial_2030_Achievable_million_m3_Before Competition Groups_18 | Steam Turbine Optimization | 0.4749% | 0 | 5.3993 | Industrial_2030_Achievable_million_m3_Before Competition Groups_Steam Turbine Optimization
Industrial | Ind ¦ Steam Turbine Optimization | 2030 | Economic | million_m3 | Before Competition Groups | 11.2135 | 0 | 0 | 2384.9884 | 0.0047017 | 18 | Industrial_2030_Economic_million_m3_Before Competition Groups_18 | Steam Turbine Optimization | 0.4702% | 0 | 11.2135 | Industrial_2030_Economic_million_m3_Before Competition Groups_Steam Turbine Optimization
Industrial | Ind ¦ Steam Turbine Optimization | 2030 | Technical | million_m3 | Before Competition Groups | 11.2135 | 0 | 0 | 2466.6557 | 0.004546 | 20 | Industrial_2030_Technical_million_m3_Before Competition Groups_20 | Steam Turbine Optimization | 0.4546% | 0 | 11.2135 | Industrial_2030_Technical_million_m3_Before Competition Groups_Steam Turbine Optimization
Industrial | Ind ¦ Process Optimization (Gas) | 2030 | Economic | million_m3 | Before Competition Groups | 10.2948 | 0 | 0 | 2384.9884 | 0.0043165 | 19 | Industrial_2030_Economic_million_m3_Before Competition Groups_19 | Process Optimization (Gas) | 0.4316% | 0 | 10.2948 | Industrial_2030_Economic_million_m3_Before Competition Groups_Process Optimization (Gas)
Industrial | Ind ¦ Process Optimization (Gas) | 2030 | Technical | million_m3 | Before Competition Groups | 10.2948 | 0 | 0 | 2466.6557 | 0.0041736 | 21 | Industrial_2030_Technical_million_m3_Before Competition Groups_21 | Process Optimization (Gas) | 0.4174% | 0 | 10.2948 | Industrial_2030_Technical_million_m3_Before Competition Groups_Process Optimization (Gas)
Industrial | Ind ¦ Gas Turbine Optimization | 2030 | Achievable | million_m3 | Before Competition Groups | 4.0495 | 0 | 0 | 1137.0409 | 0.0035614 | 19 | Industrial_2030_Achievable_million_m3_Before Competition Groups_19 | Gas Turbine Optimization | 0.3561% | 0 | 4.0495 | Industrial_2030_Achievable_million_m3_Before Competition Groups_Gas Turbine Optimization
Industrial | Ind ¦ Gas Turbine Optimization | 2030 | Economic | million_m3 | Before Competition Groups | 8.4101 | 0 | 0 | 2384.9884 | 0.0035263 | 20 | Industrial_2030_Economic_million_m3_Before Competition Groups_20 | Gas Turbine Optimization | 0.3526% | 0 | 8.4101 | Industrial_2030_Economic_million_m3_Before Competition Groups_Gas Turbine Optimization
Industrial | Ind ¦ Gas Turbine Optimization | 2030 | Technical | million_m3 | Before Competition Groups | 8.4101 | 0 | 0 | 2466.6557 | 0.0034095 | 22 | Industrial_2030_Technical_million_m3_Before Competition Groups_22 | Gas Turbine Optimization | 0.341% | 0 | 8.4101 | Industrial_2030_Technical_million_m3_Before Competition Groups_Gas Turbine Optimization
Industrial | Ind ¦ HE Stock Tank | 2030 | Economic | million_m3 | Before Competition Groups | 7.9356 | 0 | 0 | 2384.9884 | 0.0033273 | 21 | Industrial_2030_Economic_million_m3_Before Competition Groups_21 | HE Stock Tank | 0.3327% | 0 | 7.9356 | Industrial_2030_Economic_million_m3_Before Competition Groups_HE Stock Tank
Industrial | Ind ¦ HE Stock Tank | 2030 | Technical | million_m3 | Before Competition Groups | 7.9356 | 0 | 0 | 2466.6557 | 0.0032172 | 23 | Industrial_2030_Technical_million_m3_Before Competition Groups_23 | HE Stock Tank | 0.3217% | 0 | 7.9356 | Industrial_2030_Technical_million_m3_Before Competition Groups_HE Stock Tank
Industrial | Ind ¦ HE Stock Tank | 2030 | Achievable | million_m3 | Before Competition Groups | 3.1999 | 0 | 0 | 1137.0409 | 0.0028142 | 20 | Industrial_2030_Achievable_million_m3_Before Competition Groups_20 | HE Stock Tank | 0.2814% | 0 | 3.1999 | Industrial_2030_Achievable_million_m3_Before Competition Groups_HE Stock Tank
Industrial | Ind ¦ Solar Walls | 2030 | Achievable | million_m3 | Before Competition Groups | 2.8693 | 0 | 0 | 1137.0409 | 0.0025234 | 21 | Industrial_2030_Achievable_million_m3_Before Competition Groups_21 | Solar Walls | 0.2523% | 0 | 2.8693 | Industrial_2030_Achievable_million_m3_Before Competition Groups_Solar Walls
Industrial | Ind ¦ Ventilation Optimization (Gas) | 2030 | Achievable | million_m3 | Before Competition Groups | 2.8643 | 0 | 0 | 1137.0409 | 0.0025191 | 22 | Industrial_2030_Achievable_million_m3_Before Competition Groups_22 | Ventilation Optimization (Gas) | 0.2519% | 0 | 2.8643 | Industrial_2030_Achievable_million_m3_Before Competition Groups_Ventilation Optimization (Gas)
Industrial | Ind ¦ Solar Walls | 2030 | Economic | million_m3 | Before Competition Groups | 5.555 | 0 | 0 | 2384.9884 | 0.0023292 | 22 | Industrial_2030_Economic_million_m3_Before Competition Groups_22 | Solar Walls | 0.2329% | 0 | 5.555 | Industrial_2030_Economic_million_m3_Before Competition Groups_Solar Walls
Industrial | Ind ¦ Ventilation Optimization (Gas) | 2030 | Economic | million_m3 | Before Competition Groups | 5.4508 | 0 | 0 | 2384.9884 | 0.0022855 | 23 | Industrial_2030_Economic_million_m3_Before Competition Groups_23 | Ventilation Optimization (Gas) | 0.2285% | 0 | 5.4508 | Industrial_2030_Economic_million_m3_Before Competition Groups_Ventilation Optimization (Gas)
Industrial | Ind ¦ Solar Walls | 2030 | Technical | million_m3 | Before Competition Groups | 5.555 | 0 | 0 | 2466.6557 | 0.002252 | 24 | Industrial_2030_Technical_million_m3_Before Competition Groups_24 | Solar Walls | 0.2252% | 0 | 5.555 | Industrial_2030_Technical_million_m3_Before Competition Groups_Solar Walls
Industrial | Ind ¦ Ventilation Optimization (Gas) | 2030 | Technical | million_m3 | Before Competition Groups | 5.4508 | 0 | 0 | 2466.6557 | 0.0022098 | 25 | Industrial_2030_Technical_million_m3_Before Competition Groups_25 | Ventilation Optimization (Gas) | 0.221% | 0 | 5.4508 | Industrial_2030_Technical_million_m3_Before Competition Groups_Ventilation Optimization (Gas)
Industrial | Ind ¦ HE HVAC Units | 2030 | Economic | million_m3 | Before Competition Groups | 1.9558 | 0 | 0 | 2384.9884 | 0.00082003 | 24 | Industrial_2030_Economic_million_m3_Before Competition Groups_24 | HE HVAC Units | 0.082% | 0 | 1.9558 | Industrial_2030_Economic_million_m3_Before Competition Groups_HE HVAC Units
Industrial | Ind ¦ HE HVAC Units | 2030 | Technical | million_m3 | Before Competition Groups | 1.9558 | 0 | 0 | 2466.6557 | 0.00079288 | 26 | Industrial_2030_Technical_million_m3_Before Competition Groups_26 | HE HVAC Units | 0.07929% | 0 | 1.9558 | Industrial_2030_Technical_million_m3_Before Competition Groups_HE HVAC Units
Industrial | Ind ¦ HE HVAC Units | 2030 | Achievable | million_m3 | Before Competition Groups | 0.88126 | 0 | 0 | 1137.0409 | 0.00077505 | 23 | Industrial_2030_Achievable_million_m3_Before Competition Groups_23 | HE HVAC Units | 0.07751% | 0 | 0.88126 | Industrial_2030_Achievable_million_m3_Before Competition Groups_HE HVAC Units
Industrial | Ind ¦ Process Optimization (Gas) | 2030 | Achievable | million_m3 | Before Competition Groups | 0.87523 | 0 | 0 | 1137.0409 | 0.00076974 | 24 | Industrial_2030_Achievable_million_m3_Before Competition Groups_24 | Process Optimization (Gas) | 0.07697% | 0 | 0.87523 | Industrial_2030_Achievable_million_m3_Before Competition Groups_Process Optimization (Gas)
Industrial | Ind ¦ Boiler Tune Up - Direct | 2030 | Technical | million_m3 | Before Competition Groups | 1.6921 | 0 | 0 | 2466.6557 | 0.00068598 | 27 | Industrial_2030_Technical_million_m3_Before Competition Groups_27 | Boiler Tune Up - Direct | 0.0686% | 0 | 1.6921 | Industrial_2030_Technical_million_m3_Before Competition Groups_Boiler Tune Up - Direct
Industrial | Ind ¦ Process Heat Recovery (Gas) - HVAC | 2030 | Achievable | million_m3 | Before Competition Groups | 0.63574 | 0 | 0 | 1137.0409 | 0.00055911 | 25 | Industrial_2030_Achievable_million_m3_Before Competition Groups_25 | Process Heat Recovery (Gas) - HVAC | 0.05591% | 0 | 0.63574 | Industrial_2030_Achievable_million_m3_Before Competition Groups_Process Heat Recovery (Gas) - HVAC
Industrial | Ind ¦ Process Heat Recovery (Gas) - HVAC | 2030 | Economic | million_m3 | Before Competition Groups | 1.1616 | 0 | 0 | 2384.9884 | 0.00048703 | 25 | Industrial_2030_Economic_million_m3_Before Competition Groups_25 | Process Heat Recovery (Gas) - HVAC | 0.0487% | 0 | 1.1616 | Industrial_2030_Economic_million_m3_Before Competition Groups_Process Heat Recovery (Gas) - HVAC
Industrial | Ind ¦ Process Heat Recovery (Gas) - HVAC | 2030 | Technical | million_m3 | Before Competition Groups | 1.1616 | 0 | 0 | 2466.6557 | 0.00047091 | 28 | Industrial_2030_Technical_million_m3_Before Competition Groups_28 | Process Heat Recovery (Gas) - HVAC | 0.04709% | 0 | 1.1616 | Industrial_2030_Technical_million_m3_Before Competition Groups_Process Heat Recovery (Gas) - HVAC
Industrial | Ind ¦ Insulation - Steam - Direct | 2030 | Economic | million_m3 | Before Competition Groups | 0.77438 | 0 | 0 | 2384.9884 | 0.00032469 | 26 | Industrial_2030_Economic_million_m3_Before Competition Groups_26 | Insulation - Steam - Direct | 0.03247% | 0 | 0.77438 | Industrial_2030_Economic_million_m3_Before Competition Groups_Insulation - Steam - Direct
Industrial | Ind ¦ Insulation - Steam - Direct | 2030 | Achievable | million_m3 | Before Competition Groups | 0.3679 | 0 | 0 | 1137.0409 | 0.00032356 | 26 | Industrial_2030_Achievable_million_m3_Before Competition Groups_26 | Insulation - Steam - Direct | 0.03236% | 0 | 0.3679 | Industrial_2030_Achievable_million_m3_Before Competition Groups_Insulation - Steam - Direct
Industrial | Ind ¦ Insulation - Steam - Direct | 2030 | Technical | million_m3 | Before Competition Groups | 0.77438 | 0 | 0 | 2466.6557 | 0.00031394 | 29 | Industrial_2030_Technical_million_m3_Before Competition Groups_29 | Insulation - Steam - Direct | 0.03139% | 0 | 0.77438 | Industrial_2030_Technical_million_m3_Before Competition Groups_Insulation - Steam - Direct
Industrial | Ind ¦ Insulation - Steam - HVAC | 2030 | Achievable | million_m3 | Before Competition Groups | 0.088142 | 0 | 0 | 1137.0409 | 7.7519e-05 | 27 | Industrial_2030_Achievable_million_m3_Before Competition Groups_27 | Insulation - Steam - HVAC | 0.007752% | 0 | 0.088142 | Industrial_2030_Achievable_million_m3_Before Competition Groups_Insulation - Steam - HVAC
Industrial | Ind ¦ Insulation - Steam - HVAC | 2030 | Economic | million_m3 | Before Competition Groups | 0.16104 | 0 | 0 | 2384.9884 | 6.7523e-05 | 27 | Industrial_2030_Economic_million_m3_Before Competition Groups_27 | Insulation - Steam - HVAC | 0.006752% | 0 | 0.16104 | Industrial_2030_Economic_million_m3_Before Competition Groups_Insulation - Steam - HVAC
Industrial | Ind ¦ Insulation - Steam - HVAC | 2030 | Technical | million_m3 | Before Competition Groups | 0.16104 | 0 | 0 | 2466.6557 | 6.5288e-05 | 30 | Industrial_2030_Technical_million_m3_Before Competition Groups_30 | Insulation - Steam - HVAC | 0.006529% | 0 | 0.16104 | Industrial_2030_Technical_million_m3_Before Competition Groups_Insulation - Steam - HVAC
Industrial | Ind ¦ Boiler Tune Up - HVAC | 2030 | Technical | million_m3 | Before Competition Groups | 0.14641 | 0 | 0 | 2466.6557 | 5.9356e-05 | 31 | Industrial_2030_Technical_million_m3_Before Competition Groups_31 | Boiler Tune Up - HVAC | 0.005936% | 0 | 0.14641 | Industrial_2030_Technical_million_m3_Before Competition Groups_Boiler Tune Up - HVAC
Industrial | Ind ¦ Boiler Tune Up | 2030 | Achievable | million_m3 | Before Competition Groups | 0 | 0 | 0 | 1137.0409 | 0 | 28 | Industrial_2030_Achievable_million_m3_Before Competition Groups_28 | Boiler Tune Up | 0% | 0 | 0 | Industrial_2030_Achievable_million_m3_Before Competition Groups_Boiler Tune Up
Industrial | Ind ¦ Boiler Tune Up | 2030 | Economic | million_m3 | Before Competition Groups | 0 | 0 | 0 | 2384.9884 | 0 | 28 | Industrial_2030_Economic_million_m3_Before Competition Groups_28 | Boiler Tune Up | 0% | 0 | 0 | Industrial_2030_Economic_million_m3_Before Competition Groups_Boiler Tune Up
Industrial | Ind ¦ Boiler Tune Up - Direct | 2030 | Achievable | million_m3 | Before Competition Groups | 0 | 0 | 0 | 1137.0409 | 0 | 29 | Industrial_2030_Achievable_million_m3_Before Competition Groups_29 | Boiler Tune Up - Direct | 0% | 0 | 0 | Industrial_2030_Achievable_million_m3_Before Competition Groups_Boiler Tune Up - Direct
Industrial | Ind ¦ Boiler Tune Up - Direct | 2030 | Economic | million_m3 | Before Competition Groups | 0 | 0 | 0 | 2384.9884 | 0 | 29 | Industrial_2030_Economic_million_m3_Before Competition Groups_29 | Boiler Tune Up - Direct | 0% | 0 | 0 | Industrial_2030_Economic_million_m3_Before Competition Groups_Boiler Tune Up - Direct
Industrial | Ind ¦ Boiler Tune Up - HVAC | 2030 | Achievable | million_m3 | Before Competition Groups | 0 | 0 | 0 | 1137.0409 | 0 | 30 | Industrial_2030_Achievable_million_m3_Before Competition Groups_30 | Boiler Tune Up - HVAC | 0% | 0 | 0 | Industrial_2030_Achievable_million_m3_Before Competition Groups_Boiler Tune Up - HVAC
Industrial | Ind ¦ Boiler Tune Up - HVAC | 2030 | Economic | million_m3 | Before Competition Groups | 0 | 0 | 0 | 2384.9884 | 0 | 30 | Industrial_2030_Economic_million_m3_Before Competition Groups_30 | Boiler Tune Up - HVAC | 0% | 0 | 0 | Industrial_2030_Economic_million_m3_Before Competition Groups_Boiler Tune Up - HVAC
Industrial | Ind ¦ Process Heat Improvements | 2031 | Economic | million_m3 | Before Competition Groups | 782.1407 | 0 | 0 | 2423.4177 | 0.32274 | 1 | Industrial_2031_Economic_million_m3_Before Competition Groups_1 | Process Heat Improvements | 32.27% | 0 | 782.1407 | Industrial_2031_Economic_million_m3_Before Competition Groups_Process Heat Improvements
Industrial | Ind ¦ Process Heat Improvements | 2031 | Technical | million_m3 | Before Competition Groups | 782.1407 | 0 | 0 | 2505.085 | 0.31222 | 1 | Industrial_2031_Technical_million_m3_Before Competition Groups_1 | Process Heat Improvements | 31.22% | 0 | 782.1407 | Industrial_2031_Technical_million_m3_Before Competition Groups_Process Heat Improvements
Industrial | Ind ¦ Process Heat Improvements | 2031 | Achievable | million_m3 | Before Competition Groups | 366.9421 | 0 | 0 | 1307.6567 | 0.28061 | 1 | Industrial_2031_Achievable_million_m3_Before Competition Groups_1 | Process Heat Improvements | 28.06% | 0 | 366.9421 | Industrial_2031_Achievable_million_m3_Before Competition Groups_Process Heat Improvements
Industrial | Ind ¦ Process Heat Recovery (Gas) | 2031 | Achievable | million_m3 | Before Competition Groups | 195.684 | 0 | 0 | 1307.6567 | 0.14964 | 2 | Industrial_2031_Achievable_million_m3_Before Competition Groups_2 | Process Heat Recovery (Gas) | 14.96% | 0 | 195.684 | Industrial_2031_Achievable_million_m3_Before Competition Groups_Process Heat Recovery (Gas)
Industrial | Ind ¦ Boiler Upgrade | 2031 | Achievable | million_m3 | Before Competition Groups | 188.3408 | 0 | 0 | 1307.6567 | 0.14403 | 3 | Industrial_2031_Achievable_million_m3_Before Competition Groups_3 | Boiler Upgrade | 14.4% | 0 | 188.3408 | Industrial_2031_Achievable_million_m3_Before Competition Groups_Boiler Upgrade
Industrial | Ind ¦ Process Heat Recovery (Gas) | 2031 | Economic | million_m3 | Before Competition Groups | 347.5632 | 0 | 0 | 2423.4177 | 0.14342 | 2 | Industrial_2031_Economic_million_m3_Before Competition Groups_2 | Process Heat Recovery (Gas) | 14.34% | 0 | 347.5632 | Industrial_2031_Economic_million_m3_Before Competition Groups_Process Heat Recovery (Gas)
Industrial | Ind ¦ Process Heat Recovery (Gas) | 2031 | Technical | million_m3 | Before Competition Groups | 347.5632 | 0 | 0 | 2505.085 | 0.13874 | 2 | Industrial_2031_Technical_million_m3_Before Competition Groups_2 | Process Heat Recovery (Gas) | 13.87% | 0 | 347.5632 | Industrial_2031_Technical_million_m3_Before Competition Groups_Process Heat Recovery (Gas)
Industrial | Ind ¦ Boiler Upgrade | 2031 | Economic | million_m3 | Before Competition Groups | 300.003 | 0 | 0 | 2423.4177 | 0.12379 | 3 | Industrial_2031_Economic_million_m3_Before Competition Groups_3 | Boiler Upgrade | 12.38% | 0 | 300.003 | Industrial_2031_Economic_million_m3_Before Competition Groups_Boiler Upgrade
Industrial | Ind ¦ Boiler Upgrade | 2031 | Technical | million_m3 | Before Competition Groups | 300.003 | 0 | 0 | 2505.085 | 0.11976 | 3 | Industrial_2031_Technical_million_m3_Before Competition Groups_3 | Boiler Upgrade | 11.98% | 0 | 300.003 | Industrial_2031_Technical_million_m3_Before Competition Groups_Boiler Upgrade
Industrial | Ind ¦ Recommissioning | 2031 | Achievable | million_m3 | Before Competition Groups | 144.0432 | 0 | 0 | 1307.6567 | 0.11015 | 4 | Industrial_2031_Achievable_million_m3_Before Competition Groups_4 | Recommissioning | 11.02% | 0 | 144.0432 | Industrial_2031_Achievable_million_m3_Before Competition Groups_Recommissioning
Industrial | Ind ¦ Recommissioning | 2031 | Economic | million_m3 | Before Competition Groups | 252.3014 | 0 | 0 | 2423.4177 | 0.10411 | 4 | Industrial_2031_Economic_million_m3_Before Competition Groups_4 | Recommissioning | 10.41% | 0 | 252.3014 | Industrial_2031_Economic_million_m3_Before Competition Groups_Recommissioning
Industrial | Ind ¦ Recommissioning | 2031 | Technical | million_m3 | Before Competition Groups | 252.3014 | 0 | 0 | 2505.085 | 0.10072 | 4 | Industrial_2031_Technical_million_m3_Before Competition Groups_4 | Recommissioning | 10.07% | 0 | 252.3014 | Industrial_2031_Technical_million_m3_Before Competition Groups_Recommissioning
Industrial | Ind ¦ Improved Controls -Process Heating Gas | 2031 | Achievable | million_m3 | Before Competition Groups | 89.4485 | 0 | 0 | 1307.6567 | 0.068404 | 5 | Industrial_2031_Achievable_million_m3_Before Competition Groups_5 | Improved Controls -Process Heating Gas | 6.84% | 0 | 89.4485 | Industrial_2031_Achievable_million_m3_Before Competition Groups_Improved Controls -Process Heating Gas
Industrial | Ind ¦ Improved Controls -Process Heating Gas | 2031 | Economic | million_m3 | Before Competition Groups | 159.4785 | 0 | 0 | 2423.4177 | 0.065807 | 5 | Industrial_2031_Economic_million_m3_Before Competition Groups_5 | Improved Controls -Process Heating Gas | 6.581% | 0 | 159.4785 | Industrial_2031_Economic_million_m3_Before Competition Groups_Improved Controls -Process Heating Gas
Industrial | Ind ¦ Improved Controls -Process Heating Gas | 2031 | Technical | million_m3 | Before Competition Groups | 159.4785 | 0 | 0 | 2505.085 | 0.063662 | 5 | Industrial_2031_Technical_million_m3_Before Competition Groups_5 | Improved Controls -Process Heating Gas | 6.366% | 0 | 159.4785 | Industrial_2031_Technical_million_m3_Before Competition Groups_Improved Controls -Process Heating Gas
Industrial | Ind ¦ High Efficiency Burners | 2031 | Economic | million_m3 | Before Competition Groups | 147.6117 | 0 | 0 | 2423.4177 | 0.060911 | 6 | Industrial_2031_Economic_million_m3_Before Competition Groups_6 | High Efficiency Burners | 6.091% | 0 | 147.6117 | Industrial_2031_Economic_million_m3_Before Competition Groups_High Efficiency Burners
Industrial | Ind ¦ High Efficiency Burners | 2031 | Technical | million_m3 | Before Competition Groups | 147.6117 | 0 | 0 | 2505.085 | 0.058925 | 6 | Industrial_2031_Technical_million_m3_Before Competition Groups_6 | High Efficiency Burners | 5.892% | 0 | 147.6117 | Industrial_2031_Technical_million_m3_Before Competition Groups_High Efficiency Burners
Industrial | Ind ¦ High Efficiency Burners | 2031 | Achievable | million_m3 | Before Competition Groups | 69.847 | 0 | 0 | 1307.6567 | 0.053414 | 6 | Industrial_2031_Achievable_million_m3_Before Competition Groups_6 | High Efficiency Burners | 5.341% | 0 | 69.847 | Industrial_2031_Achievable_million_m3_Before Competition Groups_High Efficiency Burners
Industrial | Ind ¦ Greenhouse Envelope Improvements | 2031 | Achievable | million_m3 | Before Competition Groups | 62.2073 | 0 | 0 | 1307.6567 | 0.047572 | 7 | Industrial_2031_Achievable_million_m3_Before Competition Groups_7 | Greenhouse Envelope Improvements | 4.757% | 0 | 62.2073 | Industrial_2031_Achievable_million_m3_Before Competition Groups_Greenhouse Envelope Improvements
Industrial | Ind ¦ Greenhouse Envelope Improvements | 2031 | Economic | million_m3 | Before Competition Groups | 91.5679 | 0 | 0 | 2423.4177 | 0.037785 | 7 | Industrial_2031_Economic_million_m3_Before Competition Groups_7 | Greenhouse Envelope Improvements | 3.778% | 0 | 91.5679 | Industrial_2031_Economic_million_m3_Before Competition Groups_Greenhouse Envelope Improvements
Industrial | Ind ¦ Greenhouse Envelope Improvements | 2031 | Technical | million_m3 | Before Competition Groups | 91.5679 | 0 | 0 | 2505.085 | 0.036553 | 7 | Industrial_2031_Technical_million_m3_Before Competition Groups_7 | Greenhouse Envelope Improvements | 3.655% | 0 | 91.5679 | Industrial_2031_Technical_million_m3_Before Competition Groups_Greenhouse Envelope Improvements
Industrial | Ind ¦ Insulation - Steam | 2031 | Achievable | million_m3 | Before Competition Groups | 27.5466 | 0 | 0 | 1307.6567 | 0.021066 | 8 | Industrial_2031_Achievable_million_m3_Before Competition Groups_8 | Insulation - Steam | 2.107% | 0 | 27.5466 | Industrial_2031_Achievable_million_m3_Before Competition Groups_Insulation - Steam
Industrial | Ind ¦ Boiler Tune Up | 2031 | Technical | million_m3 | Before Competition Groups | 49.6965 | 0 | 0 | 2505.085 | 0.019838 | 8 | Industrial_2031_Technical_million_m3_Before Competition Groups_8 | Boiler Tune Up | 1.984% | 0 | 49.6965 | Industrial_2031_Technical_million_m3_Before Competition Groups_Boiler Tune Up
Industrial | Ind ¦ Insulation - Steam | 2031 | Economic | million_m3 | Before Competition Groups | 47.7841 | 0 | 0 | 2423.4177 | 0.019718 | 8 | Industrial_2031_Economic_million_m3_Before Competition Groups_8 | Insulation - Steam | 1.972% | 0 | 47.7841 | Industrial_2031_Economic_million_m3_Before Competition Groups_Insulation - Steam
Industrial | Ind ¦ Insulation - Steam | 2031 | Technical | million_m3 | Before Competition Groups | 47.7841 | 0 | 0 | 2505.085 | 0.019075 | 9 | Industrial_2031_Technical_million_m3_Before Competition Groups_9 | Insulation - Steam | 1.907% | 0 | 47.7841 | Industrial_2031_Technical_million_m3_Before Competition Groups_Insulation - Steam
Industrial | Ind ¦ VAV Conversion Project (Gas) | 2031 | Achievable | million_m3 | Before Competition Groups | 24.2815 | 0 | 0 | 1307.6567 | 0.018569 | 9 | Industrial_2031_Achievable_million_m3_Before Competition Groups_9 | VAV Conversion Project (Gas) | 1.857% | 0 | 24.2815 | Industrial_2031_Achievable_million_m3_Before Competition Groups_VAV Conversion Project (Gas)
Industrial | Ind ¦ High Efficiency HVAC Fans (Gas) | 2031 | Achievable | million_m3 | Before Competition Groups | 23.7352 | 0 | 0 | 1307.6567 | 0.018151 | 10 | Industrial_2031_Achievable_million_m3_Before Competition Groups_10 | High Efficiency HVAC Fans (Gas) | 1.815% | 0 | 23.7352 | Industrial_2031_Achievable_million_m3_Before Competition Groups_High Efficiency HVAC Fans (Gas)
Industrial | Ind ¦ High Efficiency HVAC Fans (Gas) | 2031 | Economic | million_m3 | Before Competition Groups | 41.2897 | 0 | 0 | 2423.4177 | 0.017038 | 9 | Industrial_2031_Economic_million_m3_Before Competition Groups_9 | High Efficiency HVAC Fans (Gas) | 1.704% | 0 | 41.2897 | Industrial_2031_Economic_million_m3_Before Competition Groups_High Efficiency HVAC Fans (Gas)
Industrial | Ind ¦ VAV Conversion Project (Gas) | 2031 | Economic | million_m3 | Before Competition Groups | 41.2201 | 0 | 0 | 2423.4177 | 0.017009 | 10 | Industrial_2031_Economic_million_m3_Before Competition Groups_10 | VAV Conversion Project (Gas) | 1.701% | 0 | 41.2201 | Industrial_2031_Economic_million_m3_Before Competition Groups_VAV Conversion Project (Gas)
Industrial | Ind ¦ High Efficiency HVAC Fans (Gas) | 2031 | Technical | million_m3 | Before Competition Groups | 41.2897 | 0 | 0 | 2505.085 | 0.016482 | 10 | Industrial_2031_Technical_million_m3_Before Competition Groups_10 | High Efficiency HVAC Fans (Gas) | 1.648% | 0 | 41.2897 | Industrial_2031_Technical_million_m3_Before Competition Groups_High Efficiency HVAC Fans (Gas)
Industrial | Ind ¦ VAV Conversion Project (Gas) | 2031 | Technical | million_m3 | Before Competition Groups | 41.2201 | 0 | 0 | 2505.085 | 0.016455 | 11 | Industrial_2031_Technical_million_m3_Before Competition Groups_11 | VAV Conversion Project (Gas) | 1.645% | 0 | 41.2201 | Industrial_2031_Technical_million_m3_Before Competition Groups_VAV Conversion Project (Gas)
Industrial | Ind ¦ HE HVAC Controls | 2031 | Achievable | million_m3 | Before Competition Groups | 16.4966 | 0 | 0 | 1307.6567 | 0.012615 | 11 | Industrial_2031_Achievable_million_m3_Before Competition Groups_11 | HE HVAC Controls | 1.262% | 0 | 16.4966 | Industrial_2031_Achievable_million_m3_Before Competition Groups_HE HVAC Controls
Industrial | Ind ¦ Steam Leak Repairs | 2031 | Technical | million_m3 | Before Competition Groups | 30.1322 | 0 | 0 | 2505.085 | 0.012028 | 12 | Industrial_2031_Technical_million_m3_Before Competition Groups_12 | Steam Leak Repairs | 1.203% | 0 | 30.1322 | Industrial_2031_Technical_million_m3_Before Competition Groups_Steam Leak Repairs
Industrial | Ind ¦ HE HVAC Controls | 2031 | Economic | million_m3 | Before Competition Groups | 27.1925 | 0 | 0 | 2423.4177 | 0.011221 | 11 | Industrial_2031_Economic_million_m3_Before Competition Groups_11 | HE HVAC Controls | 1.122% | 0 | 27.1925 | Industrial_2031_Economic_million_m3_Before Competition Groups_HE HVAC Controls
Industrial | Ind ¦ Loading Dock Seals | 2031 | Economic | million_m3 | Before Competition Groups | 27.1925 | 0 | 0 | 2423.4177 | 0.011221 | 12 | Industrial_2031_Economic_million_m3_Before Competition Groups_12 | Loading Dock Seals | 1.122% | 0 | 27.1925 | Industrial_2031_Economic_million_m3_Before Competition Groups_Loading Dock Seals
Industrial | Ind ¦ Direct Contact Water Heaters | 2031 | Achievable | million_m3 | Before Competition Groups | 14.6664 | 0 | 0 | 1307.6567 | 0.011216 | 12 | Industrial_2031_Achievable_million_m3_Before Competition Groups_12 | Direct Contact Water Heaters | 1.122% | 0 | 14.6664 | Industrial_2031_Achievable_million_m3_Before Competition Groups_Direct Contact Water Heaters
Industrial | Ind ¦ Loading Dock Seals | 2031 | Achievable | million_m3 | Before Competition Groups | 14.4715 | 0 | 0 | 1307.6567 | 0.011067 | 13 | Industrial_2031_Achievable_million_m3_Before Competition Groups_13 | Loading Dock Seals | 1.107% | 0 | 14.4715 | Industrial_2031_Achievable_million_m3_Before Competition Groups_Loading Dock Seals
Industrial | Ind ¦ Insulation - Steam (AG) | 2031 | Achievable | million_m3 | Before Competition Groups | 14.256 | 0 | 0 | 1307.6567 | 0.010902 | 14 | Industrial_2031_Achievable_million_m3_Before Competition Groups_14 | Insulation - Steam (AG) | 1.09% | 0 | 14.256 | Industrial_2031_Achievable_million_m3_Before Competition Groups_Insulation - Steam (AG)
Industrial | Ind ¦ HE HVAC Controls | 2031 | Technical | million_m3 | Before Competition Groups | 27.1925 | 0 | 0 | 2505.085 | 0.010855 | 13 | Industrial_2031_Technical_million_m3_Before Competition Groups_13 | HE HVAC Controls | 1.085% | 0 | 27.1925 | Industrial_2031_Technical_million_m3_Before Competition Groups_HE HVAC Controls
Industrial | Ind ¦ Loading Dock Seals | 2031 | Technical | million_m3 | Before Competition Groups | 27.1925 | 0 | 0 | 2505.085 | 0.010855 | 14 | Industrial_2031_Technical_million_m3_Before Competition Groups_14 | Loading Dock Seals | 1.085% | 0 | 27.1925 | Industrial_2031_Technical_million_m3_Before Competition Groups_Loading Dock Seals
Industrial | Ind ¦ Direct Contact Water Heaters | 2031 | Economic | million_m3 | Before Competition Groups | 26.145 | 0 | 0 | 2423.4177 | 0.010788 | 13 | Industrial_2031_Economic_million_m3_Before Competition Groups_13 | Direct Contact Water Heaters | 1.079% | 0 | 26.145 | Industrial_2031_Economic_million_m3_Before Competition Groups_Direct Contact Water Heaters
Industrial | Ind ¦ Direct Contact Water Heaters | 2031 | Technical | million_m3 | Before Competition Groups | 26.145 | 0 | 0 | 2505.085 | 0.010437 | 15 | Industrial_2031_Technical_million_m3_Before Competition Groups_15 | Direct Contact Water Heaters | 1.044% | 0 | 26.145 | Industrial_2031_Technical_million_m3_Before Competition Groups_Direct Contact Water Heaters
Industrial | Ind ¦ Steam Trap Repair | 2031 | Achievable | million_m3 | Before Competition Groups | 13.1109 | 0 | 0 | 1307.6567 | 0.010026 | 15 | Industrial_2031_Achievable_million_m3_Before Competition Groups_15 | Steam Trap Repair | 1.003% | 0 | 13.1109 | Industrial_2031_Achievable_million_m3_Before Competition Groups_Steam Trap Repair
Industrial | Ind ¦ Steam Trap Repair | 2031 | Economic | million_m3 | Before Competition Groups | 22.8723 | 0 | 0 | 2423.4177 | 0.009438 | 14 | Industrial_2031_Economic_million_m3_Before Competition Groups_14 | Steam Trap Repair | 0.9438% | 0 | 22.8723 | Industrial_2031_Economic_million_m3_Before Competition Groups_Steam Trap Repair
Industrial | Ind ¦ Steam Trap Repair | 2031 | Technical | million_m3 | Before Competition Groups | 22.8723 | 0 | 0 | 2505.085 | 0.0091303 | 16 | Industrial_2031_Technical_million_m3_Before Competition Groups_16 | Steam Trap Repair | 0.913% | 0 | 22.8723 | Industrial_2031_Technical_million_m3_Before Competition Groups_Steam Trap Repair
Industrial | Ind ¦ Insulation - Steam (AG) | 2031 | Economic | million_m3 | Before Competition Groups | 21.3587 | 0 | 0 | 2423.4177 | 0.0088135 | 15 | Industrial_2031_Economic_million_m3_Before Competition Groups_15 | Insulation - Steam (AG) | 0.8813% | 0 | 21.3587 | Industrial_2031_Economic_million_m3_Before Competition Groups_Insulation - Steam (AG)
Industrial | Ind ¦ Insulation - Steam (AG) | 2031 | Technical | million_m3 | Before Competition Groups | 21.3587 | 0 | 0 | 2505.085 | 0.0085262 | 17 | Industrial_2031_Technical_million_m3_Before Competition Groups_17 | Insulation - Steam (AG) | 0.8526% | 0 | 21.3587 | Industrial_2031_Technical_million_m3_Before Competition Groups_Insulation - Steam (AG)
Industrial | Ind ¦ Air Compressor Heat Recovery | 2031 | Achievable | million_m3 | Before Competition Groups | 10.2501 | 0 | 0 | 1307.6567 | 0.0078386 | 16 | Industrial_2031_Achievable_million_m3_Before Competition Groups_16 | Air Compressor Heat Recovery | 0.7839% | 0 | 10.2501 | Industrial_2031_Achievable_million_m3_Before Competition Groups_Air Compressor Heat Recovery
Industrial | Ind ¦ Air Compressor Heat Recovery | 2031 | Economic | million_m3 | Before Competition Groups | 17.5168 | 0 | 0 | 2423.4177 | 0.0072281 | 16 | Industrial_2031_Economic_million_m3_Before Competition Groups_16 | Air Compressor Heat Recovery | 0.7228% | 0 | 17.5168 | Industrial_2031_Economic_million_m3_Before Competition Groups_Air Compressor Heat Recovery
Industrial | Ind ¦ High Efficiency Furnaces | 2031 | Economic | million_m3 | Before Competition Groups | 16.9919 | 0 | 0 | 2423.4177 | 0.0070115 | 17 | Industrial_2031_Economic_million_m3_Before Competition Groups_17 | High Efficiency Furnaces | 0.7012% | 0 | 16.9919 | Industrial_2031_Economic_million_m3_Before Competition Groups_High Efficiency Furnaces
Industrial | Ind ¦ Air Compressor Heat Recovery | 2031 | Technical | million_m3 | Before Competition Groups | 17.5168 | 0 | 0 | 2505.085 | 0.0069925 | 18 | Industrial_2031_Technical_million_m3_Before Competition Groups_18 | Air Compressor Heat Recovery | 0.6992% | 0 | 17.5168 | Industrial_2031_Technical_million_m3_Before Competition Groups_Air Compressor Heat Recovery
Industrial | Ind ¦ High Efficiency Furnaces | 2031 | Technical | million_m3 | Before Competition Groups | 16.9919 | 0 | 0 | 2505.085 | 0.006783 | 19 | Industrial_2031_Technical_million_m3_Before Competition Groups_19 | High Efficiency Furnaces | 0.6783% | 0 | 16.9919 | Industrial_2031_Technical_million_m3_Before Competition Groups_High Efficiency Furnaces
Industrial | Ind ¦ High Efficiency Furnaces | 2031 | Achievable | million_m3 | Before Competition Groups | 7.908 | 0 | 0 | 1307.6567 | 0.0060474 | 17 | Industrial_2031_Achievable_million_m3_Before Competition Groups_17 | High Efficiency Furnaces | 0.6047% | 0 | 7.908 | Industrial_2031_Achievable_million_m3_Before Competition Groups_High Efficiency Furnaces
Industrial | Ind ¦ Steam Turbine Optimization | 2031 | Achievable | million_m3 | Before Competition Groups | 6.1906 | 0 | 0 | 1307.6567 | 0.0047341 | 18 | Industrial_2031_Achievable_million_m3_Before Competition Groups_18 | Steam Turbine Optimization | 0.4734% | 0 | 6.1906 | Industrial_2031_Achievable_million_m3_Before Competition Groups_Steam Turbine Optimization
Industrial | Ind ¦ Steam Turbine Optimization | 2031 | Economic | million_m3 | Before Competition Groups | 11.2163 | 0 | 0 | 2423.4177 | 0.0046283 | 18 | Industrial_2031_Economic_million_m3_Before Competition Groups_18 | Steam Turbine Optimization | 0.4628% | 0 | 11.2163 | Industrial_2031_Economic_million_m3_Before Competition Groups_Steam Turbine Optimization
Industrial | Ind ¦ Steam Turbine Optimization | 2031 | Technical | million_m3 | Before Competition Groups | 11.2163 | 0 | 0 | 2505.085 | 0.0044774 | 20 | Industrial_2031_Technical_million_m3_Before Competition Groups_20 | Steam Turbine Optimization | 0.4477% | 0 | 11.2163 | Industrial_2031_Technical_million_m3_Before Competition Groups_Steam Turbine Optimization
Industrial | Ind ¦ Process Optimization (Gas) | 2031 | Economic | million_m3 | Before Competition Groups | 10.2948 | 0 | 0 | 2423.4177 | 0.004248 | 19 | Industrial_2031_Economic_million_m3_Before Competition Groups_19 | Process Optimization (Gas) | 0.4248% | 0 | 10.2948 | Industrial_2031_Economic_million_m3_Before Competition Groups_Process Optimization (Gas)
Industrial | Ind ¦ Process Optimization (Gas) | 2031 | Technical | million_m3 | Before Competition Groups | 10.2948 | 0 | 0 | 2505.085 | 0.0041095 | 21 | Industrial_2031_Technical_million_m3_Before Competition Groups_21 | Process Optimization (Gas) | 0.411% | 0 | 10.2948 | Industrial_2031_Technical_million_m3_Before Competition Groups_Process Optimization (Gas)
Industrial | Ind ¦ Gas Turbine Optimization | 2031 | Achievable | million_m3 | Before Competition Groups | 4.643 | 0 | 0 | 1307.6567 | 0.0035506 | 19 | Industrial_2031_Achievable_million_m3_Before Competition Groups_19 | Gas Turbine Optimization | 0.3551% | 0 | 4.643 | Industrial_2031_Achievable_million_m3_Before Competition Groups_Gas Turbine Optimization
Industrial | Ind ¦ Gas Turbine Optimization | 2031 | Economic | million_m3 | Before Competition Groups | 8.4122 | 0 | 0 | 2423.4177 | 0.0034712 | 20 | Industrial_2031_Economic_million_m3_Before Competition Groups_20 | Gas Turbine Optimization | 0.3471% | 0 | 8.4122 | Industrial_2031_Economic_million_m3_Before Competition Groups_Gas Turbine Optimization
Industrial | Ind ¦ HE Stock Tank | 2031 | Economic | million_m3 | Before Competition Groups | 8.1669 | 0 | 0 | 2423.4177 | 0.00337 | 21 | Industrial_2031_Economic_million_m3_Before Competition Groups_21 | HE Stock Tank | 0.337% | 0 | 8.1669 | Industrial_2031_Economic_million_m3_Before Competition Groups_HE Stock Tank
Industrial | Ind ¦ Gas Turbine Optimization | 2031 | Technical | million_m3 | Before Competition Groups | 8.4122 | 0 | 0 | 2505.085 | 0.0033581 | 22 | Industrial_2031_Technical_million_m3_Before Competition Groups_22 | Gas Turbine Optimization | 0.3358% | 0 | 8.4122 | Industrial_2031_Technical_million_m3_Before Competition Groups_Gas Turbine Optimization
Industrial | Ind ¦ HE Stock Tank | 2031 | Technical | million_m3 | Before Competition Groups | 8.1669 | 0 | 0 | 2505.085 | 0.0032601 | 23 | Industrial_2031_Technical_million_m3_Before Competition Groups_23 | HE Stock Tank | 0.326% | 0 | 8.1669 | Industrial_2031_Technical_million_m3_Before Competition Groups_HE Stock Tank
Industrial | Ind ¦ HE Stock Tank | 2031 | Achievable | million_m3 | Before Competition Groups | 3.7488 | 0 | 0 | 1307.6567 | 0.0028668 | 20 | Industrial_2031_Achievable_million_m3_Before Competition Groups_20 | HE Stock Tank | 0.2867% | 0 | 3.7488 | Industrial_2031_Achievable_million_m3_Before Competition Groups_HE Stock Tank
Industrial | Ind ¦ Solar Walls | 2031 | Achievable | million_m3 | Before Competition Groups | 3.2752 | 0 | 0 | 1307.6567 | 0.0025046 | 21 | Industrial_2031_Achievable_million_m3_Before Competition Groups_21 | Solar Walls | 0.2505% | 0 | 3.2752 | Industrial_2031_Achievable_million_m3_Before Competition Groups_Solar Walls
Industrial | Ind ¦ Ventilation Optimization (Gas) | 2031 | Achievable | million_m3 | Before Competition Groups | 3.2685 | 0 | 0 | 1307.6567 | 0.0024995 | 22 | Industrial_2031_Achievable_million_m3_Before Competition Groups_22 | Ventilation Optimization (Gas) | 0.25% | 0 | 3.2685 | Industrial_2031_Achievable_million_m3_Before Competition Groups_Ventilation Optimization (Gas)
Industrial | Ind ¦ Solar Walls | 2031 | Economic | million_m3 | Before Competition Groups | 5.5602 | 0 | 0 | 2423.4177 | 0.0022944 | 22 | Industrial_2031_Economic_million_m3_Before Competition Groups_22 | Solar Walls | 0.2294% | 0 | 5.5602 | Industrial_2031_Economic_million_m3_Before Competition Groups_Solar Walls
Industrial | Ind ¦ Ventilation Optimization (Gas) | 2031 | Economic | million_m3 | Before Competition Groups | 5.4508 | 0 | 0 | 2423.4177 | 0.0022492 | 23 | Industrial_2031_Economic_million_m3_Before Competition Groups_23 | Ventilation Optimization (Gas) | 0.2249% | 0 | 5.4508 | Industrial_2031_Economic_million_m3_Before Competition Groups_Ventilation Optimization (Gas)
Industrial | Ind ¦ Solar Walls | 2031 | Technical | million_m3 | Before Competition Groups | 5.5602 | 0 | 0 | 2505.085 | 0.0022196 | 24 | Industrial_2031_Technical_million_m3_Before Competition Groups_24 | Solar Walls | 0.222% | 0 | 5.5602 | Industrial_2031_Technical_million_m3_Before Competition Groups_Solar Walls
Industrial | Ind ¦ Ventilation Optimization (Gas) | 2031 | Technical | million_m3 | Before Competition Groups | 5.4508 | 0 | 0 | 2505.085 | 0.0021759 | 25 | Industrial_2031_Technical_million_m3_Before Competition Groups_25 | Ventilation Optimization (Gas) | 0.2176% | 0 | 5.4508 | Industrial_2031_Technical_million_m3_Before Competition Groups_Ventilation Optimization (Gas)
Industrial | Ind ¦ HE HVAC Units | 2031 | Economic | million_m3 | Before Competition Groups | 1.9897 | 0 | 0 | 2423.4177 | 0.00082104 | 24 | Industrial_2031_Economic_million_m3_Before Competition Groups_24 | HE HVAC Units | 0.0821% | 0 | 1.9897 | Industrial_2031_Economic_million_m3_Before Competition Groups_HE HVAC Units
Industrial | Ind ¦ HE HVAC Units | 2031 | Technical | million_m3 | Before Competition Groups | 1.9897 | 0 | 0 | 2505.085 | 0.00079427 | 26 | Industrial_2031_Technical_million_m3_Before Competition Groups_26 | HE HVAC Units | 0.07943% | 0 | 1.9897 | Industrial_2031_Technical_million_m3_Before Competition Groups_HE HVAC Units
Industrial | Ind ¦ Process Optimization (Gas) | 2031 | Achievable | million_m3 | Before Competition Groups | 1.0281 | 0 | 0 | 1307.6567 | 0.00078625 | 23 | Industrial_2031_Achievable_million_m3_Before Competition Groups_23 | Process Optimization (Gas) | 0.07863% | 0 | 1.0281 | Industrial_2031_Achievable_million_m3_Before Competition Groups_Process Optimization (Gas)
Industrial | Ind ¦ HE HVAC Units | 2031 | Achievable | million_m3 | Before Competition Groups | 1.0207 | 0 | 0 | 1307.6567 | 0.00078059 | 24 | Industrial_2031_Achievable_million_m3_Before Competition Groups_24 | HE HVAC Units | 0.07806% | 0 | 1.0207 | Industrial_2031_Achievable_million_m3_Before Competition Groups_HE HVAC Units
Industrial | Ind ¦ Boiler Tune Up - Direct | 2031 | Technical | million_m3 | Before Competition Groups | 1.6921 | 0 | 0 | 2505.085 | 0.00067546 | 27 | Industrial_2031_Technical_million_m3_Before Competition Groups_27 | Boiler Tune Up - Direct | 0.06755% | 0 | 1.6921 | Industrial_2031_Technical_million_m3_Before Competition Groups_Boiler Tune Up - Direct
Industrial | Ind ¦ Process Heat Recovery (Gas) - HVAC | 2031 | Achievable | million_m3 | Before Competition Groups | 0.72367 | 0 | 0 | 1307.6567 | 0.00055341 | 25 | Industrial_2031_Achievable_million_m3_Before Competition Groups_25 | Process Heat Recovery (Gas) - HVAC | 0.05534% | 0 | 0.72367 | Industrial_2031_Achievable_million_m3_Before Competition Groups_Process Heat Recovery (Gas) - HVAC
Industrial | Ind ¦ Process Heat Recovery (Gas) - HVAC | 2031 | Economic | million_m3 | Before Competition Groups | 1.1616 | 0 | 0 | 2423.4177 | 0.00047931 | 25 | Industrial_2031_Economic_million_m3_Before Competition Groups_25 | Process Heat Recovery (Gas) - HVAC | 0.04793% | 0 | 1.1616 | Industrial_2031_Economic_million_m3_Before Competition Groups_Process Heat Recovery (Gas) - HVAC
Industrial | Ind ¦ Process Heat Recovery (Gas) - HVAC | 2031 | Technical | million_m3 | Before Competition Groups | 1.1616 | 0 | 0 | 2505.085 | 0.00046368 | 28 | Industrial_2031_Technical_million_m3_Before Competition Groups_28 | Process Heat Recovery (Gas) - HVAC | 0.04637% | 0 | 1.1616 | Industrial_2031_Technical_million_m3_Before Competition Groups_Process Heat Recovery (Gas) - HVAC
Industrial | Ind ¦ Insulation - Steam - Direct | 2031 | Achievable | million_m3 | Before Competition Groups | 0.42218 | 0 | 0 | 1307.6567 | 0.00032285 | 26 | Industrial_2031_Achievable_million_m3_Before Competition Groups_26 | Insulation - Steam - Direct | 0.03229% | 0 | 0.42218 | Industrial_2031_Achievable_million_m3_Before Competition Groups_Insulation - Steam - Direct
Industrial | Ind ¦ Insulation - Steam - Direct | 2031 | Economic | million_m3 | Before Competition Groups | 0.77438 | 0 | 0 | 2423.4177 | 0.00031954 | 26 | Industrial_2031_Economic_million_m3_Before Competition Groups_26 | Insulation - Steam - Direct | 0.03195% | 0 | 0.77438 | Industrial_2031_Economic_million_m3_Before Competition Groups_Insulation - Steam - Direct
Industrial | Ind ¦ Insulation - Steam - Direct | 2031 | Technical | million_m3 | Before Competition Groups | 0.77438 | 0 | 0 | 2505.085 | 0.00030912 | 29 | Industrial_2031_Technical_million_m3_Before Competition Groups_29 | Insulation - Steam - Direct | 0.03091% | 0 | 0.77438 | Industrial_2031_Technical_million_m3_Before Competition Groups_Insulation - Steam - Direct
Industrial | Ind ¦ Insulation - Steam - HVAC | 2031 | Achievable | million_m3 | Before Competition Groups | 0.10033 | 0 | 0 | 1307.6567 | 7.6728e-05 | 27 | Industrial_2031_Achievable_million_m3_Before Competition Groups_27 | Insulation - Steam - HVAC | 0.007673% | 0 | 0.10033 | Industrial_2031_Achievable_million_m3_Before Competition Groups_Insulation - Steam - HVAC
Industrial | Ind ¦ Insulation - Steam - HVAC | 2031 | Economic | million_m3 | Before Competition Groups | 0.16104 | 0 | 0 | 2423.4177 | 6.6453e-05 | 27 | Industrial_2031_Economic_million_m3_Before Competition Groups_27 | Insulation - Steam - HVAC | 0.006645% | 0 | 0.16104 | Industrial_2031_Economic_million_m3_Before Competition Groups_Insulation - Steam - HVAC
Industrial | Ind ¦ Insulation - Steam - HVAC | 2031 | Technical | million_m3 | Before Competition Groups | 0.16104 | 0 | 0 | 2505.085 | 6.4286e-05 | 30 | Industrial_2031_Technical_million_m3_Before Competition Groups_30 | Insulation - Steam - HVAC | 0.006429% | 0 | 0.16104 | Industrial_2031_Technical_million_m3_Before Competition Groups_Insulation - Steam - HVAC
Industrial | Ind ¦ Boiler Tune Up - HVAC | 2031 | Technical | million_m3 | Before Competition Groups | 0.14641 | 0 | 0 | 2505.085 | 5.8446e-05 | 31 | Industrial_2031_Technical_million_m3_Before Competition Groups_31 | Boiler Tune Up - HVAC | 0.005845% | 0 | 0.14641 | Industrial_2031_Technical_million_m3_Before Competition Groups_Boiler Tune Up - HVAC
Industrial | Ind ¦ Boiler Tune Up | 2031 | Achievable | million_m3 | Before Competition Groups | 0 | 0 | 0 | 1307.6567 | 0 | 28 | Industrial_2031_Achievable_million_m3_Before Competition Groups_28 | Boiler Tune Up | 0% | 0 | 0 | Industrial_2031_Achievable_million_m3_Before Competition Groups_Boiler Tune Up
Industrial | Ind ¦ Boiler Tune Up | 2031 | Economic | million_m3 | Before Competition Groups | 0 | 0 | 0 | 2423.4177 | 0 | 28 | Industrial_2031_Economic_million_m3_Before Competition Groups_28 | Boiler Tune Up | 0% | 0 | 0 | Industrial_2031_Economic_million_m3_Before Competition Groups_Boiler Tune Up
Industrial | Ind ¦ Boiler Tune Up - Direct | 2031 | Achievable | million_m3 | Before Competition Groups | 0 | 0 | 0 | 1307.6567 | 0 | 29 | Industrial_2031_Achievable_million_m3_Before Competition Groups_29 | Boiler Tune Up - Direct | 0% | 0 | 0 | Industrial_2031_Achievable_million_m3_Before Competition Groups_Boiler Tune Up - Direct
Industrial | Ind ¦ Boiler Tune Up - Direct | 2031 | Economic | million_m3 | Before Competition Groups | 0 | 0 | 0 | 2423.4177 | 0 | 29 | Industrial_2031_Economic_million_m3_Before Competition Groups_29 | Boiler Tune Up - Direct | 0% | 0 | 0 | Industrial_2031_Economic_million_m3_Before Competition Groups_Boiler Tune Up - Direct
Industrial | Ind ¦ Boiler Tune Up - HVAC | 2031 | Achievable | million_m3 | Before Competition Groups | 0 | 0 | 0 | 1307.6567 | 0 | 30 | Industrial_2031_Achievable_million_m3_Before Competition Groups_30 | Boiler Tune Up - HVAC | 0% | 0 | 0 | Industrial_2031_Achievable_million_m3_Before Competition Groups_Boiler Tune Up - HVAC
Industrial | Ind ¦ Boiler Tune Up - HVAC | 2031 | Economic | million_m3 | Before Competition Groups | 0 | 0 | 0 | 2423.4177 | 0 | 30 | Industrial_2031_Economic_million_m3_Before Competition Groups_30 | Boiler Tune Up - HVAC | 0% | 0 | 0 | Industrial_2031_Economic_million_m3_Before Competition Groups_Boiler Tune Up - HVAC
Industrial | Ind ¦ Process Heat Improvements | 2032 | Economic | million_m3 | Before Competition Groups | 801.9854 | 0 | 0 | 2460.0854 | 0.326 | 1 | Industrial_2032_Economic_million_m3_Before Competition Groups_1 | Process Heat Improvements | 32.6% | 0 | 801.9854 | Industrial_2032_Economic_million_m3_Before Competition Groups_Process Heat Improvements
Industrial | Ind ¦ Process Heat Improvements | 2032 | Technical | million_m3 | Before Competition Groups | 801.9854 | 0 | 0 | 2541.7527 | 0.31552 | 1 | Industrial_2032_Technical_million_m3_Before Competition Groups_1 | Process Heat Improvements | 31.55% | 0 | 801.9854 | Industrial_2032_Technical_million_m3_Before Competition Groups_Process Heat Improvements
Industrial | Ind ¦ Process Heat Improvements | 2032 | Achievable | million_m3 | Before Competition Groups | 418.8688 | 0 | 0 | 1471.2071 | 0.28471 | 1 | Industrial_2032_Achievable_million_m3_Before Competition Groups_1 | Process Heat Improvements | 28.47% | 0 | 418.8688 | Industrial_2032_Achievable_million_m3_Before Competition Groups_Process Heat Improvements
Industrial | Ind ¦ Process Heat Recovery (Gas) | 2032 | Achievable | million_m3 | Before Competition Groups | 219.18 | 0 | 0 | 1471.2071 | 0.14898 | 2 | Industrial_2032_Achievable_million_m3_Before Competition Groups_2 | Process Heat Recovery (Gas) | 14.9% | 0 | 219.18 | Industrial_2032_Achievable_million_m3_Before Competition Groups_Process Heat Recovery (Gas)
Industrial | Ind ¦ Boiler Upgrade | 2032 | Achievable | million_m3 | Before Competition Groups | 209.5794 | 0 | 0 | 1471.2071 | 0.14245 | 3 | Industrial_2032_Achievable_million_m3_Before Competition Groups_3 | Boiler Upgrade | 14.25% | 0 | 209.5794 | Industrial_2032_Achievable_million_m3_Before Competition Groups_Boiler Upgrade
Industrial | Ind ¦ Process Heat Recovery (Gas) | 2032 | Economic | million_m3 | Before Competition Groups | 347.5632 | 0 | 0 | 2460.0854 | 0.14128 | 2 | Industrial_2032_Economic_million_m3_Before Competition Groups_2 | Process Heat Recovery (Gas) | 14.13% | 0 | 347.5632 | Industrial_2032_Economic_million_m3_Before Competition Groups_Process Heat Recovery (Gas)
Industrial | Ind ¦ Process Heat Recovery (Gas) | 2032 | Technical | million_m3 | Before Competition Groups | 347.5632 | 0 | 0 | 2541.7527 | 0.13674 | 2 | Industrial_2032_Technical_million_m3_Before Competition Groups_2 | Process Heat Recovery (Gas) | 13.67% | 0 | 347.5632 | Industrial_2032_Technical_million_m3_Before Competition Groups_Process Heat Recovery (Gas)
Industrial | Ind ¦ Boiler Upgrade | 2032 | Economic | million_m3 | Before Competition Groups | 308.3239 | 0 | 0 | 2460.0854 | 0.12533 | 3 | Industrial_2032_Economic_million_m3_Before Competition Groups_3 | Boiler Upgrade | 12.53% | 0 | 308.3239 | Industrial_2032_Economic_million_m3_Before Competition Groups_Boiler Upgrade
Industrial | Ind ¦ Boiler Upgrade | 2032 | Technical | million_m3 | Before Competition Groups | 308.3239 | 0 | 0 | 2541.7527 | 0.1213 | 3 | Industrial_2032_Technical_million_m3_Before Competition Groups_3 | Boiler Upgrade | 12.13% | 0 | 308.3239 | Industrial_2032_Technical_million_m3_Before Competition Groups_Boiler Upgrade
Industrial | Ind ¦ Recommissioning | 2032 | Achievable | million_m3 | Before Competition Groups | 161.1608 | 0 | 0 | 1471.2071 | 0.10954 | 4 | Industrial_2032_Achievable_million_m3_Before Competition Groups_4 | Recommissioning | 10.95% | 0 | 161.1608 | Industrial_2032_Achievable_million_m3_Before Competition Groups_Recommissioning
Industrial | Ind ¦ Recommissioning | 2032 | Economic | million_m3 | Before Competition Groups | 252.3014 | 0 | 0 | 2460.0854 | 0.10256 | 4 | Industrial_2032_Economic_million_m3_Before Competition Groups_4 | Recommissioning | 10.26% | 0 | 252.3014 | Industrial_2032_Economic_million_m3_Before Competition Groups_Recommissioning
Industrial | Ind ¦ Recommissioning | 2032 | Technical | million_m3 | Before Competition Groups | 252.3014 | 0 | 0 | 2541.7527 | 0.099263 | 4 | Industrial_2032_Technical_million_m3_Before Competition Groups_4 | Recommissioning | 9.926% | 0 | 252.3014 | Industrial_2032_Technical_million_m3_Before Competition Groups_Recommissioning
Industrial | Ind ¦ Improved Controls -Process Heating Gas | 2032 | Achievable | million_m3 | Before Competition Groups | 100.2243 | 0 | 0 | 1471.2071 | 0.068124 | 5 | Industrial_2032_Achievable_million_m3_Before Competition Groups_5 | Improved Controls -Process Heating Gas | 6.812% | 0 | 100.2243 | Industrial_2032_Achievable_million_m3_Before Competition Groups_Improved Controls -Process Heating Gas
Industrial | Ind ¦ Improved Controls -Process Heating Gas | 2032 | Economic | million_m3 | Before Competition Groups | 159.4785 | 0 | 0 | 2460.0854 | 0.064826 | 5 | Industrial_2032_Economic_million_m3_Before Competition Groups_5 | Improved Controls -Process Heating Gas | 6.483% | 0 | 159.4785 | Industrial_2032_Economic_million_m3_Before Competition Groups_Improved Controls -Process Heating Gas
Industrial | Ind ¦ Improved Controls -Process Heating Gas | 2032 | Technical | million_m3 | Before Competition Groups | 159.4785 | 0 | 0 | 2541.7527 | 0.062744 | 5 | Industrial_2032_Technical_million_m3_Before Competition Groups_5 | Improved Controls -Process Heating Gas | 6.274% | 0 | 159.4785 | Industrial_2032_Technical_million_m3_Before Competition Groups_Improved Controls -Process Heating Gas
Industrial | Ind ¦ High Efficiency Burners | 2032 | Economic | million_m3 | Before Competition Groups | 151.3569 | 0 | 0 | 2460.0854 | 0.061525 | 6 | Industrial_2032_Economic_million_m3_Before Competition Groups_6 | High Efficiency Burners | 6.153% | 0 | 151.3569 | Industrial_2032_Economic_million_m3_Before Competition Groups_High Efficiency Burners
Industrial | Ind ¦ High Efficiency Burners | 2032 | Technical | million_m3 | Before Competition Groups | 151.3569 | 0 | 0 | 2541.7527 | 0.059548 | 6 | Industrial_2032_Technical_million_m3_Before Competition Groups_6 | High Efficiency Burners | 5.955% | 0 | 151.3569 | Industrial_2032_Technical_million_m3_Before Competition Groups_High Efficiency Burners
Industrial | Ind ¦ High Efficiency Burners | 2032 | Achievable | million_m3 | Before Competition Groups | 79.6864 | 0 | 0 | 1471.2071 | 0.054164 | 6 | Industrial_2032_Achievable_million_m3_Before Competition Groups_6 | High Efficiency Burners | 5.416% | 0 | 79.6864 | Industrial_2032_Achievable_million_m3_Before Competition Groups_High Efficiency Burners
Industrial | Ind ¦ Greenhouse Envelope Improvements | 2032 | Achievable | million_m3 | Before Competition Groups | 68.1354 | 0 | 0 | 1471.2071 | 0.046313 | 7 | Industrial_2032_Achievable_million_m3_Before Competition Groups_7 | Greenhouse Envelope Improvements | 4.631% | 0 | 68.1354 | Industrial_2032_Achievable_million_m3_Before Competition Groups_Greenhouse Envelope Improvements
Industrial | Ind ¦ Greenhouse Envelope Improvements | 2032 | Economic | million_m3 | Before Competition Groups | 94.2349 | 0 | 0 | 2460.0854 | 0.038306 | 7 | Industrial_2032_Economic_million_m3_Before Competition Groups_7 | Greenhouse Envelope Improvements | 3.831% | 0 | 94.2349 | Industrial_2032_Economic_million_m3_Before Competition Groups_Greenhouse Envelope Improvements
Industrial | Ind ¦ Greenhouse Envelope Improvements | 2032 | Technical | million_m3 | Before Competition Groups | 94.2349 | 0 | 0 | 2541.7527 | 0.037075 | 7 | Industrial_2032_Technical_million_m3_Before Competition Groups_7 | Greenhouse Envelope Improvements | 3.707% | 0 | 94.2349 | Industrial_2032_Technical_million_m3_Before Competition Groups_Greenhouse Envelope Improvements
Industrial | Ind ¦ Insulation - Steam | 2032 | Achievable | million_m3 | Before Competition Groups | 30.8038 | 0 | 0 | 1471.2071 | 0.020938 | 8 | Industrial_2032_Achievable_million_m3_Before Competition Groups_8 | Insulation - Steam | 2.094% | 0 | 30.8038 | Industrial_2032_Achievable_million_m3_Before Competition Groups_Insulation - Steam
Industrial | Ind ¦ Boiler Tune Up | 2032 | Technical | million_m3 | Before Competition Groups | 49.6965 | 0 | 0 | 2541.7527 | 0.019552 | 8 | Industrial_2032_Technical_million_m3_Before Competition Groups_8 | Boiler Tune Up | 1.955% | 0 | 49.6965 | Industrial_2032_Technical_million_m3_Before Competition Groups_Boiler Tune Up
Industrial | Ind ¦ Insulation - Steam | 2032 | Economic | million_m3 | Before Competition Groups | 47.7841 | 0 | 0 | 2460.0854 | 0.019424 | 8 | Industrial_2032_Economic_million_m3_Before Competition Groups_8 | Insulation - Steam | 1.942% | 0 | 47.7841 | Industrial_2032_Economic_million_m3_Before Competition Groups_Insulation - Steam
Industrial | Ind ¦ Insulation - Steam | 2032 | Technical | million_m3 | Before Competition Groups | 47.7841 | 0 | 0 | 2541.7527 | 0.0188 | 9 | Industrial_2032_Technical_million_m3_Before Competition Groups_9 | Insulation - Steam | 1.88% | 0 | 47.7841 | Industrial_2032_Technical_million_m3_Before Competition Groups_Insulation - Steam
Industrial | Ind ¦ VAV Conversion Project (Gas) | 2032 | Achievable | million_m3 | Before Competition Groups | 27.0783 | 0 | 0 | 1471.2071 | 0.018406 | 9 | Industrial_2032_Achievable_million_m3_Before Competition Groups_9 | VAV Conversion Project (Gas) | 1.841% | 0 | 27.0783 | Industrial_2032_Achievable_million_m3_Before Competition Groups_VAV Conversion Project (Gas)
Industrial | Ind ¦ High Efficiency HVAC Fans (Gas) | 2032 | Achievable | million_m3 | Before Competition Groups | 26.6319 | 0 | 0 | 1471.2071 | 0.018102 | 10 | Industrial_2032_Achievable_million_m3_Before Competition Groups_10 | High Efficiency HVAC Fans (Gas) | 1.81% | 0 | 26.6319 | Industrial_2032_Achievable_million_m3_Before Competition Groups_High Efficiency HVAC Fans (Gas)
Industrial | Ind ¦ High Efficiency HVAC Fans (Gas) | 2032 | Economic | million_m3 | Before Competition Groups | 42.0806 | 0 | 0 | 2460.0854 | 0.017105 | 9 | Industrial_2032_Economic_million_m3_Before Competition Groups_9 | High Efficiency HVAC Fans (Gas) | 1.711% | 0 | 42.0806 | Industrial_2032_Economic_million_m3_Before Competition Groups_High Efficiency HVAC Fans (Gas)
Industrial | Ind ¦ VAV Conversion Project (Gas) | 2032 | Economic | million_m3 | Before Competition Groups | 41.2548 | 0 | 0 | 2460.0854 | 0.01677 | 10 | Industrial_2032_Economic_million_m3_Before Competition Groups_10 | VAV Conversion Project (Gas) | 1.677% | 0 | 41.2548 | Industrial_2032_Economic_million_m3_Before Competition Groups_VAV Conversion Project (Gas)
Industrial | Ind ¦ High Efficiency HVAC Fans (Gas) | 2032 | Technical | million_m3 | Before Competition Groups | 42.0806 | 0 | 0 | 2541.7527 | 0.016556 | 10 | Industrial_2032_Technical_million_m3_Before Competition Groups_10 | High Efficiency HVAC Fans (Gas) | 1.656% | 0 | 42.0806 | Industrial_2032_Technical_million_m3_Before Competition Groups_High Efficiency HVAC Fans (Gas)
Industrial | Ind ¦ VAV Conversion Project (Gas) | 2032 | Technical | million_m3 | Before Competition Groups | 41.2548 | 0 | 0 | 2541.7527 | 0.016231 | 11 | Industrial_2032_Technical_million_m3_Before Competition Groups_11 | VAV Conversion Project (Gas) | 1.623% | 0 | 41.2548 | Industrial_2032_Technical_million_m3_Before Competition Groups_VAV Conversion Project (Gas)
Industrial | Ind ¦ HE HVAC Controls | 2032 | Achievable | million_m3 | Before Competition Groups | 18.3718 | 0 | 0 | 1471.2071 | 0.012488 | 11 | Industrial_2032_Achievable_million_m3_Before Competition Groups_11 | HE HVAC Controls | 1.249% | 0 | 18.3718 | Industrial_2032_Achievable_million_m3_Before Competition Groups_HE HVAC Controls
Industrial | Ind ¦ Steam Leak Repairs | 2032 | Technical | million_m3 | Before Competition Groups | 30.1322 | 0 | 0 | 2541.7527 | 0.011855 | 12 | Industrial_2032_Technical_million_m3_Before Competition Groups_12 | Steam Leak Repairs | 1.185% | 0 | 30.1322 | Industrial_2032_Technical_million_m3_Before Competition Groups_Steam Leak Repairs
Industrial | Ind ¦ Direct Contact Water Heaters | 2032 | Achievable | million_m3 | Before Competition Groups | 16.5207 | 0 | 0 | 1471.2071 | 0.011229 | 12 | Industrial_2032_Achievable_million_m3_Before Competition Groups_12 | Direct Contact Water Heaters | 1.123% | 0 | 16.5207 | Industrial_2032_Achievable_million_m3_Before Competition Groups_Direct Contact Water Heaters
Industrial | Ind ¦ Loading Dock Seals | 2032 | Achievable | million_m3 | Before Competition Groups | 16.5002 | 0 | 0 | 1471.2071 | 0.011215 | 13 | Industrial_2032_Achievable_million_m3_Before Competition Groups_13 | Loading Dock Seals | 1.122% | 0 | 16.5002 | Industrial_2032_Achievable_million_m3_Before Competition Groups_Loading Dock Seals
Industrial | Ind ¦ HE HVAC Controls | 2032 | Economic | million_m3 | Before Competition Groups | 27.1925 | 0 | 0 | 2460.0854 | 0.011053 | 11 | Industrial_2032_Economic_million_m3_Before Competition Groups_11 | HE HVAC Controls | 1.105% | 0 | 27.1925 | Industrial_2032_Economic_million_m3_Before Competition Groups_HE HVAC Controls
Industrial | Ind ¦ Loading Dock Seals | 2032 | Economic | million_m3 | Before Competition Groups | 27.1925 | 0 | 0 | 2460.0854 | 0.011053 | 12 | Industrial_2032_Economic_million_m3_Before Competition Groups_12 | Loading Dock Seals | 1.105% | 0 | 27.1925 | Industrial_2032_Economic_million_m3_Before Competition Groups_Loading Dock Seals
Industrial | Ind ¦ Direct Contact Water Heaters | 2032 | Economic | million_m3 | Before Competition Groups | 26.8305 | 0 | 0 | 2460.0854 | 0.010906 | 13 | Industrial_2032_Economic_million_m3_Before Competition Groups_13 | Direct Contact Water Heaters | 1.091% | 0 | 26.8305 | Industrial_2032_Economic_million_m3_Before Competition Groups_Direct Contact Water Heaters
Industrial | Ind ¦ Insulation - Steam (AG) | 2032 | Achievable | million_m3 | Before Competition Groups | 15.8423 | 0 | 0 | 1471.2071 | 0.010768 | 14 | Industrial_2032_Achievable_million_m3_Before Competition Groups_14 | Insulation - Steam (AG) | 1.077% | 0 | 15.8423 | Industrial_2032_Achievable_million_m3_Before Competition Groups_Insulation - Steam (AG)
Industrial | Ind ¦ HE HVAC Controls | 2032 | Technical | million_m3 | Before Competition Groups | 27.1925 | 0 | 0 | 2541.7527 | 0.010698 | 13 | Industrial_2032_Technical_million_m3_Before Competition Groups_13 | HE HVAC Controls | 1.07% | 0 | 27.1925 | Industrial_2032_Technical_million_m3_Before Competition Groups_HE HVAC Controls
Industrial | Ind ¦ Loading Dock Seals | 2032 | Technical | million_m3 | Before Competition Groups | 27.1925 | 0 | 0 | 2541.7527 | 0.010698 | 14 | Industrial_2032_Technical_million_m3_Before Competition Groups_14 | Loading Dock Seals | 1.07% | 0 | 27.1925 | Industrial_2032_Technical_million_m3_Before Competition Groups_Loading Dock Seals
Industrial | Ind ¦ Direct Contact Water Heaters | 2032 | Technical | million_m3 | Before Competition Groups | 26.8305 | 0 | 0 | 2541.7527 | 0.010556 | 15 | Industrial_2032_Technical_million_m3_Before Competition Groups_15 | Direct Contact Water Heaters | 1.056% | 0 | 26.8305 | Industrial_2032_Technical_million_m3_Before Competition Groups_Direct Contact Water Heaters
Industrial | Ind ¦ Steam Trap Repair | 2032 | Achievable | million_m3 | Before Competition Groups | 14.668 | 0 | 0 | 1471.2071 | 0.00997 | 15 | Industrial_2032_Achievable_million_m3_Before Competition Groups_15 | Steam Trap Repair | 0.997% | 0 | 14.668 | Industrial_2032_Achievable_million_m3_Before Competition Groups_Steam Trap Repair
Industrial | Ind ¦ Steam Trap Repair | 2032 | Economic | million_m3 | Before Competition Groups | 22.8723 | 0 | 0 | 2460.0854 | 0.0092973 | 14 | Industrial_2032_Economic_million_m3_Before Competition Groups_14 | Steam Trap Repair | 0.9297% | 0 | 22.8723 | Industrial_2032_Economic_million_m3_Before Competition Groups_Steam Trap Repair
Industrial | Ind ¦ Steam Trap Repair | 2032 | Technical | million_m3 | Before Competition Groups | 22.8723 | 0 | 0 | 2541.7527 | 0.0089986 | 16 | Industrial_2032_Technical_million_m3_Before Competition Groups_16 | Steam Trap Repair | 0.8999% | 0 | 22.8723 | Industrial_2032_Technical_million_m3_Before Competition Groups_Steam Trap Repair
Industrial | Ind ¦ Insulation - Steam (AG) | 2032 | Economic | million_m3 | Before Competition Groups | 21.2474 | 0 | 0 | 2460.0854 | 0.0086369 | 15 | Industrial_2032_Economic_million_m3_Before Competition Groups_15 | Insulation - Steam (AG) | 0.8637% | 0 | 21.2474 | Industrial_2032_Economic_million_m3_Before Competition Groups_Insulation - Steam (AG)
Industrial | Ind ¦ Insulation - Steam (AG) | 2032 | Technical | million_m3 | Before Competition Groups | 21.2474 | 0 | 0 | 2541.7527 | 0.0083593 | 17 | Industrial_2032_Technical_million_m3_Before Competition Groups_17 | Insulation - Steam (AG) | 0.8359% | 0 | 21.2474 | Industrial_2032_Technical_million_m3_Before Competition Groups_Insulation - Steam (AG)
Industrial | Ind ¦ Air Compressor Heat Recovery | 2032 | Achievable | million_m3 | Before Competition Groups | 11.4484 | 0 | 0 | 1471.2071 | 0.0077816 | 16 | Industrial_2032_Achievable_million_m3_Before Competition Groups_16 | Air Compressor Heat Recovery | 0.7782% | 0 | 11.4484 | Industrial_2032_Achievable_million_m3_Before Competition Groups_Air Compressor Heat Recovery
Industrial | Ind ¦ Air Compressor Heat Recovery | 2032 | Economic | million_m3 | Before Competition Groups | 17.5168 | 0 | 0 | 2460.0854 | 0.0071204 | 16 | Industrial_2032_Economic_million_m3_Before Competition Groups_16 | Air Compressor Heat Recovery | 0.712% | 0 | 17.5168 | Industrial_2032_Economic_million_m3_Before Competition Groups_Air Compressor Heat Recovery
Industrial | Ind ¦ High Efficiency Furnaces | 2032 | Economic | million_m3 | Before Competition Groups | 17.423 | 0 | 0 | 2460.0854 | 0.0070823 | 17 | Industrial_2032_Economic_million_m3_Before Competition Groups_17 | High Efficiency Furnaces | 0.7082% | 0 | 17.423 | Industrial_2032_Economic_million_m3_Before Competition Groups_High Efficiency Furnaces
Industrial | Ind ¦ Air Compressor Heat Recovery | 2032 | Technical | million_m3 | Before Competition Groups | 17.5168 | 0 | 0 | 2541.7527 | 0.0068916 | 18 | Industrial_2032_Technical_million_m3_Before Competition Groups_18 | Air Compressor Heat Recovery | 0.6892% | 0 | 17.5168 | Industrial_2032_Technical_million_m3_Before Competition Groups_Air Compressor Heat Recovery
Industrial | Ind ¦ High Efficiency Furnaces | 2032 | Technical | million_m3 | Before Competition Groups | 17.423 | 0 | 0 | 2541.7527 | 0.0068547 | 19 | Industrial_2032_Technical_million_m3_Before Competition Groups_19 | High Efficiency Furnaces | 0.6855% | 0 | 17.423 | Industrial_2032_Technical_million_m3_Before Competition Groups_High Efficiency Furnaces
Industrial | Ind ¦ High Efficiency Furnaces | 2032 | Achievable | million_m3 | Before Competition Groups | 9.0315 | 0 | 0 | 1471.2071 | 0.0061388 | 17 | Industrial_2032_Achievable_million_m3_Before Competition Groups_17 | High Efficiency Furnaces | 0.6139% | 0 | 9.0315 | Industrial_2032_Achievable_million_m3_Before Competition Groups_High Efficiency Furnaces
Industrial | Ind ¦ Steam Turbine Optimization | 2032 | Achievable | million_m3 | Before Competition Groups | 6.9429 | 0 | 0 | 1471.2071 | 0.0047192 | 18 | Industrial_2032_Achievable_million_m3_Before Competition Groups_18 | Steam Turbine Optimization | 0.4719% | 0 | 6.9429 | Industrial_2032_Achievable_million_m3_Before Competition Groups_Steam Turbine Optimization
Industrial | Ind ¦ Steam Turbine Optimization | 2032 | Economic | million_m3 | Before Competition Groups | 11.2188 | 0 | 0 | 2460.0854 | 0.0045603 | 18 | Industrial_2032_Economic_million_m3_Before Competition Groups_18 | Steam Turbine Optimization | 0.456% | 0 | 11.2188 | Industrial_2032_Economic_million_m3_Before Competition Groups_Steam Turbine Optimization
Industrial | Ind ¦ Steam Turbine Optimization | 2032 | Technical | million_m3 | Before Competition Groups | 11.2188 | 0 | 0 | 2541.7527 | 0.0044138 | 20 | Industrial_2032_Technical_million_m3_Before Competition Groups_20 | Steam Turbine Optimization | 0.4414% | 0 | 11.2188 | Industrial_2032_Technical_million_m3_Before Competition Groups_Steam Turbine Optimization
Industrial | Ind ¦ Process Optimization (Gas) | 2032 | Economic | million_m3 | Before Competition Groups | 10.2948 | 0 | 0 | 2460.0854 | 0.0041847 | 19 | Industrial_2032_Economic_million_m3_Before Competition Groups_19 | Process Optimization (Gas) | 0.4185% | 0 | 10.2948 | Industrial_2032_Economic_million_m3_Before Competition Groups_Process Optimization (Gas)
Industrial | Ind ¦ Process Optimization (Gas) | 2032 | Technical | million_m3 | Before Competition Groups | 10.2948 | 0 | 0 | 2541.7527 | 0.0040503 | 21 | Industrial_2032_Technical_million_m3_Before Competition Groups_21 | Process Optimization (Gas) | 0.405% | 0 | 10.2948 | Industrial_2032_Technical_million_m3_Before Competition Groups_Process Optimization (Gas)
Industrial | Ind ¦ Gas Turbine Optimization | 2032 | Achievable | million_m3 | Before Competition Groups | 5.2071 | 0 | 0 | 1471.2071 | 0.0035394 | 19 | Industrial_2032_Achievable_million_m3_Before Competition Groups_19 | Gas Turbine Optimization | 0.3539% | 0 | 5.2071 | Industrial_2032_Achievable_million_m3_Before Competition Groups_Gas Turbine Optimization
Industrial | Ind ¦ Gas Turbine Optimization | 2032 | Economic | million_m3 | Before Competition Groups | 8.4141 | 0 | 0 | 2460.0854 | 0.0034202 | 20 | Industrial_2032_Economic_million_m3_Before Competition Groups_20 | Gas Turbine Optimization | 0.342% | 0 | 8.4141 | Industrial_2032_Economic_million_m3_Before Competition Groups_Gas Turbine Optimization
Industrial | Ind ¦ HE Stock Tank | 2032 | Economic | million_m3 | Before Competition Groups | 8.3847 | 0 | 0 | 2460.0854 | 0.0034083 | 21 | Industrial_2032_Economic_million_m3_Before Competition Groups_21 | HE Stock Tank | 0.3408% | 0 | 8.3847 | Industrial_2032_Economic_million_m3_Before Competition Groups_HE Stock Tank
Industrial | Ind ¦ Gas Turbine Optimization | 2032 | Technical | million_m3 | Before Competition Groups | 8.4141 | 0 | 0 | 2541.7527 | 0.0033104 | 22 | Industrial_2032_Technical_million_m3_Before Competition Groups_22 | Gas Turbine Optimization | 0.331% | 0 | 8.4141 | Industrial_2032_Technical_million_m3_Before Competition Groups_Gas Turbine Optimization
Industrial | Ind ¦ HE Stock Tank | 2032 | Technical | million_m3 | Before Competition Groups | 8.3847 | 0 | 0 | 2541.7527 | 0.0032988 | 23 | Industrial_2032_Technical_million_m3_Before Competition Groups_23 | HE Stock Tank | 0.3299% | 0 | 8.3847 | Industrial_2032_Technical_million_m3_Before Competition Groups_HE Stock Tank
Industrial | Ind ¦ HE Stock Tank | 2032 | Achievable | million_m3 | Before Competition Groups | 4.2917 | 0 | 0 | 1471.2071 | 0.0029172 | 20 | Industrial_2032_Achievable_million_m3_Before Competition Groups_20 | HE Stock Tank | 0.2917% | 0 | 4.2917 | Industrial_2032_Achievable_million_m3_Before Competition Groups_HE Stock Tank
Industrial | Ind ¦ Solar Walls | 2032 | Achievable | million_m3 | Before Competition Groups | 3.6525 | 0 | 0 | 1471.2071 | 0.0024826 | 21 | Industrial_2032_Achievable_million_m3_Before Competition Groups_21 | Solar Walls | 0.2483% | 0 | 3.6525 | Industrial_2032_Achievable_million_m3_Before Competition Groups_Solar Walls
Industrial | Ind ¦ Ventilation Optimization (Gas) | 2032 | Achievable | million_m3 | Before Competition Groups | 3.6436 | 0 | 0 | 1471.2071 | 0.0024766 | 22 | Industrial_2032_Achievable_million_m3_Before Competition Groups_22 | Ventilation Optimization (Gas) | 0.2477% | 0 | 3.6436 | Industrial_2032_Achievable_million_m3_Before Competition Groups_Ventilation Optimization (Gas)
Industrial | Ind ¦ Solar Walls | 2032 | Economic | million_m3 | Before Competition Groups | 5.5648 | 0 | 0 | 2460.0854 | 0.0022621 | 22 | Industrial_2032_Economic_million_m3_Before Competition Groups_22 | Solar Walls | 0.2262% | 0 | 5.5648 | Industrial_2032_Economic_million_m3_Before Competition Groups_Solar Walls
Industrial | Ind ¦ Ventilation Optimization (Gas) | 2032 | Economic | million_m3 | Before Competition Groups | 5.4508 | 0 | 0 | 2460.0854 | 0.0022157 | 23 | Industrial_2032_Economic_million_m3_Before Competition Groups_23 | Ventilation Optimization (Gas) | 0.2216% | 0 | 5.4508 | Industrial_2032_Economic_million_m3_Before Competition Groups_Ventilation Optimization (Gas)
Industrial | Ind ¦ Solar Walls | 2032 | Technical | million_m3 | Before Competition Groups | 5.5648 | 0 | 0 | 2541.7527 | 0.0021894 | 24 | Industrial_2032_Technical_million_m3_Before Competition Groups_24 | Solar Walls | 0.2189% | 0 | 5.5648 | Industrial_2032_Technical_million_m3_Before Competition Groups_Solar Walls
Industrial | Ind ¦ Ventilation Optimization (Gas) | 2032 | Technical | million_m3 | Before Competition Groups | 5.4508 | 0 | 0 | 2541.7527 | 0.0021445 | 25 | Industrial_2032_Technical_million_m3_Before Competition Groups_25 | Ventilation Optimization (Gas) | 0.2145% | 0 | 5.4508 | Industrial_2032_Technical_million_m3_Before Competition Groups_Ventilation Optimization (Gas)
Industrial | Ind ¦ HE HVAC Units | 2032 | Economic | million_m3 | Before Competition Groups | 2.0217 | 0 | 0 | 2460.0854 | 0.00082179 | 24 | Industrial_2032_Economic_million_m3_Before Competition Groups_24 | HE HVAC Units | 0.08218% | 0 | 2.0217 | Industrial_2032_Economic_million_m3_Before Competition Groups_HE HVAC Units
Industrial | Ind ¦ Process Optimization (Gas) | 2032 | Achievable | million_m3 | Before Competition Groups | 1.1922 | 0 | 0 | 1471.2071 | 0.00081038 | 23 | Industrial_2032_Achievable_million_m3_Before Competition Groups_23 | Process Optimization (Gas) | 0.08104% | 0 | 1.1922 | Industrial_2032_Achievable_million_m3_Before Competition Groups_Process Optimization (Gas)
Industrial | Ind ¦ HE HVAC Units | 2032 | Technical | million_m3 | Before Competition Groups | 2.0217 | 0 | 0 | 2541.7527 | 0.00079539 | 26 | Industrial_2032_Technical_million_m3_Before Competition Groups_26 | HE HVAC Units | 0.07954% | 0 | 2.0217 | Industrial_2032_Technical_million_m3_Before Competition Groups_HE HVAC Units
Industrial | Ind ¦ HE HVAC Units | 2032 | Achievable | million_m3 | Before Competition Groups | 1.1554 | 0 | 0 | 1471.2071 | 0.00078537 | 24 | Industrial_2032_Achievable_million_m3_Before Competition Groups_24 | HE HVAC Units | 0.07854% | 0 | 1.1554 | Industrial_2032_Achievable_million_m3_Before Competition Groups_HE HVAC Units
Industrial | Ind ¦ Boiler Tune Up - Direct | 2032 | Technical | million_m3 | Before Competition Groups | 1.6921 | 0 | 0 | 2541.7527 | 0.00066571 | 27 | Industrial_2032_Technical_million_m3_Before Competition Groups_27 | Boiler Tune Up - Direct | 0.06657% | 0 | 1.6921 | Industrial_2032_Technical_million_m3_Before Competition Groups_Boiler Tune Up - Direct
Industrial | Ind ¦ Process Heat Recovery (Gas) - HVAC | 2032 | Achievable | million_m3 | Before Competition Groups | 0.8042 | 0 | 0 | 1471.2071 | 0.00054663 | 25 | Industrial_2032_Achievable_million_m3_Before Competition Groups_25 | Process Heat Recovery (Gas) - HVAC | 0.05466% | 0 | 0.8042 | Industrial_2032_Achievable_million_m3_Before Competition Groups_Process Heat Recovery (Gas) - HVAC
Industrial | Ind ¦ Process Heat Recovery (Gas) - HVAC | 2032 | Economic | million_m3 | Before Competition Groups | 1.1616 | 0 | 0 | 2460.0854 | 0.00047216 | 25 | Industrial_2032_Economic_million_m3_Before Competition Groups_25 | Process Heat Recovery (Gas) - HVAC | 0.04722% | 0 | 1.1616 | Industrial_2032_Economic_million_m3_Before Competition Groups_Process Heat Recovery (Gas) - HVAC
Industrial | Ind ¦ Process Heat Recovery (Gas) - HVAC | 2032 | Technical | million_m3 | Before Competition Groups | 1.1616 | 0 | 0 | 2541.7527 | 0.00045699 | 28 | Industrial_2032_Technical_million_m3_Before Competition Groups_28 | Process Heat Recovery (Gas) - HVAC | 0.0457% | 0 | 1.1616 | Industrial_2032_Technical_million_m3_Before Competition Groups_Process Heat Recovery (Gas) - HVAC
Industrial | Ind ¦ Insulation - Steam - Direct | 2032 | Achievable | million_m3 | Before Competition Groups | 0.474 | 0 | 0 | 1471.2071 | 0.00032219 | 26 | Industrial_2032_Achievable_million_m3_Before Competition Groups_26 | Insulation - Steam - Direct | 0.03222% | 0 | 0.474 | Industrial_2032_Achievable_million_m3_Before Competition Groups_Insulation - Steam - Direct
Industrial | Ind ¦ Insulation - Steam - Direct | 2032 | Economic | million_m3 | Before Competition Groups | 0.77438 | 0 | 0 | 2460.0854 | 0.00031478 | 26 | Industrial_2032_Economic_million_m3_Before Competition Groups_26 | Insulation - Steam - Direct | 0.03148% | 0 | 0.77438 | Industrial_2032_Economic_million_m3_Before Competition Groups_Insulation - Steam - Direct
Industrial | Ind ¦ Insulation - Steam - Direct | 2032 | Technical | million_m3 | Before Competition Groups | 0.77438 | 0 | 0 | 2541.7527 | 0.00030466 | 29 | Industrial_2032_Technical_million_m3_Before Competition Groups_29 | Insulation - Steam - Direct | 0.03047% | 0 | 0.77438 | Industrial_2032_Technical_million_m3_Before Competition Groups_Insulation - Steam - Direct
Industrial | Ind ¦ Insulation - Steam - HVAC | 2032 | Achievable | million_m3 | Before Competition Groups | 0.1115 | 0 | 0 | 1471.2071 | 7.5787e-05 | 27 | Industrial_2032_Achievable_million_m3_Before Competition Groups_27 | Insulation - Steam - HVAC | 0.007579% | 0 | 0.1115 | Industrial_2032_Achievable_million_m3_Before Competition Groups_Insulation - Steam - HVAC
Industrial | Ind ¦ Insulation - Steam - HVAC | 2032 | Economic | million_m3 | Before Competition Groups | 0.16104 | 0 | 0 | 2460.0854 | 6.5462e-05 | 27 | Industrial_2032_Economic_million_m3_Before Competition Groups_27 | Insulation - Steam - HVAC | 0.006546% | 0 | 0.16104 | Industrial_2032_Economic_million_m3_Before Competition Groups_Insulation - Steam - HVAC
Industrial | Ind ¦ Insulation - Steam - HVAC | 2032 | Technical | million_m3 | Before Competition Groups | 0.16104 | 0 | 0 | 2541.7527 | 6.3359e-05 | 30 | Industrial_2032_Technical_million_m3_Before Competition Groups_30 | Insulation - Steam - HVAC | 0.006336% | 0 | 0.16104 | Industrial_2032_Technical_million_m3_Before Competition Groups_Insulation - Steam - HVAC
Industrial | Ind ¦ Boiler Tune Up - HVAC | 2032 | Technical | million_m3 | Before Competition Groups | 0.14641 | 0 | 0 | 2541.7527 | 5.7603e-05 | 31 | Industrial_2032_Technical_million_m3_Before Competition Groups_31 | Boiler Tune Up - HVAC | 0.00576% | 0 | 0.14641 | Industrial_2032_Technical_million_m3_Before Competition Groups_Boiler Tune Up - HVAC
Industrial | Ind ¦ Boiler Tune Up | 2032 | Achievable | million_m3 | Before Competition Groups | 0 | 0 | 0 | 1471.2071 | 0 | 28 | Industrial_2032_Achievable_million_m3_Before Competition Groups_28 | Boiler Tune Up | 0% | 0 | 0 | Industrial_2032_Achievable_million_m3_Before Competition Groups_Boiler Tune Up
Industrial | Ind ¦ Boiler Tune Up | 2032 | Economic | million_m3 | Before Competition Groups | 0 | 0 | 0 | 2460.0854 | 0 | 28 | Industrial_2032_Economic_million_m3_Before Competition Groups_28 | Boiler Tune Up | 0% | 0 | 0 | Industrial_2032_Economic_million_m3_Before Competition Groups_Boiler Tune Up
Industrial | Ind ¦ Boiler Tune Up - Direct | 2032 | Achievable | million_m3 | Before Competition Groups | 0 | 0 | 0 | 1471.2071 | 0 | 29 | Industrial_2032_Achievable_million_m3_Before Competition Groups_29 | Boiler Tune Up - Direct | 0% | 0 | 0 | Industrial_2032_Achievable_million_m3_Before Competition Groups_Boiler Tune Up - Direct
Industrial | Ind ¦ Boiler Tune Up - Direct | 2032 | Economic | million_m3 | Before Competition Groups | 0 | 0 | 0 | 2460.0854 | 0 | 29 | Industrial_2032_Economic_million_m3_Before Competition Groups_29 | Boiler Tune Up - Direct | 0% | 0 | 0 | Industrial_2032_Economic_million_m3_Before Competition Groups_Boiler Tune Up - Direct
Industrial | Ind ¦ Boiler Tune Up - HVAC | 2032 | Achievable | million_m3 | Before Competition Groups | 0 | 0 | 0 | 1471.2071 | 0 | 30 | Industrial_2032_Achievable_million_m3_Before Competition Groups_30 | Boiler Tune Up - HVAC | 0% | 0 | 0 | Industrial_2032_Achievable_million_m3_Before Competition Groups_Boiler Tune Up - HVAC
Industrial | Ind ¦ Boiler Tune Up - HVAC | 2032 | Economic | million_m3 | Before Competition Groups | 0 | 0 | 0 | 2460.0854 | 0 | 30 | Industrial_2032_Economic_million_m3_Before Competition Groups_30 | Boiler Tune Up - HVAC | 0% | 0 | 0 | Industrial_2032_Economic_million_m3_Before Competition Groups_Boiler Tune Up - HVAC
Industrial | Ind ¦ Process Heat Improvements | 2033 | Economic | million_m3 | Before Competition Groups | 820.9912 | 0 | 0 | 2495.1253 | 0.32904 | 1 | Industrial_2033_Economic_million_m3_Before Competition Groups_1 | Process Heat Improvements | 32.9% | 0 | 820.9912 | Industrial_2033_Economic_million_m3_Before Competition Groups_Process Heat Improvements
Industrial | Ind ¦ Process Heat Improvements | 2033 | Technical | million_m3 | Before Competition Groups | 820.9912 | 0 | 0 | 2576.7925 | 0.31861 | 1 | Industrial_2033_Technical_million_m3_Before Competition Groups_1 | Process Heat Improvements | 31.86% | 0 | 820.9912 | Industrial_2033_Technical_million_m3_Before Competition Groups_Process Heat Improvements
Industrial | Ind ¦ Process Heat Improvements | 2033 | Achievable | million_m3 | Before Competition Groups | 468.7651 | 0 | 0 | 1623.9612 | 0.28866 | 1 | Industrial_2033_Achievable_million_m3_Before Competition Groups_1 | Process Heat Improvements | 28.87% | 0 | 468.7651 | Industrial_2033_Achievable_million_m3_Before Competition Groups_Process Heat Improvements
Industrial | Ind ¦ Process Heat Recovery (Gas) | 2033 | Achievable | million_m3 | Before Competition Groups | 240.7526 | 0 | 0 | 1623.9612 | 0.14825 | 2 | Industrial_2033_Achievable_million_m3_Before Competition Groups_2 | Process Heat Recovery (Gas) | 14.83% | 0 | 240.7526 | Industrial_2033_Achievable_million_m3_Before Competition Groups_Process Heat Recovery (Gas)
Industrial | Ind ¦ Boiler Upgrade | 2033 | Achievable | million_m3 | Before Competition Groups | 229.2479 | 0 | 0 | 1623.9612 | 0.14117 | 3 | Industrial_2033_Achievable_million_m3_Before Competition Groups_3 | Boiler Upgrade | 14.12% | 0 | 229.2479 | Industrial_2033_Achievable_million_m3_Before Competition Groups_Boiler Upgrade
Industrial | Ind ¦ Process Heat Recovery (Gas) | 2033 | Economic | million_m3 | Before Competition Groups | 347.5632 | 0 | 0 | 2495.1253 | 0.1393 | 2 | Industrial_2033_Economic_million_m3_Before Competition Groups_2 | Process Heat Recovery (Gas) | 13.93% | 0 | 347.5632 | Industrial_2033_Economic_million_m3_Before Competition Groups_Process Heat Recovery (Gas)
Industrial | Ind ¦ Process Heat Recovery (Gas) | 2033 | Technical | million_m3 | Before Competition Groups | 347.5632 | 0 | 0 | 2576.7925 | 0.13488 | 2 | Industrial_2033_Technical_million_m3_Before Competition Groups_2 | Process Heat Recovery (Gas) | 13.49% | 0 | 347.5632 | Industrial_2033_Technical_million_m3_Before Competition Groups_Process Heat Recovery (Gas)
Industrial | Ind ¦ Boiler Upgrade | 2033 | Economic | million_m3 | Before Competition Groups | 316.3315 | 0 | 0 | 2495.1253 | 0.12678 | 3 | Industrial_2033_Economic_million_m3_Before Competition Groups_3 | Boiler Upgrade | 12.68% | 0 | 316.3315 | Industrial_2033_Economic_million_m3_Before Competition Groups_Boiler Upgrade
Industrial | Ind ¦ Boiler Upgrade | 2033 | Technical | million_m3 | Before Competition Groups | 316.3315 | 0 | 0 | 2576.7925 | 0.12276 | 3 | Industrial_2033_Technical_million_m3_Before Competition Groups_3 | Boiler Upgrade | 12.28% | 0 | 316.3315 | Industrial_2033_Technical_million_m3_Before Competition Groups_Boiler Upgrade
Industrial | Ind ¦ Recommissioning | 2033 | Achievable | million_m3 | Before Competition Groups | 176.799 | 0 | 0 | 1623.9612 | 0.10887 | 4 | Industrial_2033_Achievable_million_m3_Before Competition Groups_4 | Recommissioning | 10.89% | 0 | 176.799 | Industrial_2033_Achievable_million_m3_Before Competition Groups_Recommissioning
Industrial | Ind ¦ Recommissioning | 2033 | Economic | million_m3 | Before Competition Groups | 252.3014 | 0 | 0 | 2495.1253 | 0.10112 | 4 | Industrial_2033_Economic_million_m3_Before Competition Groups_4 | Recommissioning | 10.11% | 0 | 252.3014 | Industrial_2033_Economic_million_m3_Before Competition Groups_Recommissioning
Industrial | Ind ¦ Recommissioning | 2033 | Technical | million_m3 | Before Competition Groups | 252.3014 | 0 | 0 | 2576.7925 | 0.097913 | 4 | Industrial_2033_Technical_million_m3_Before Competition Groups_4 | Recommissioning | 9.791% | 0 | 252.3014 | Industrial_2033_Technical_million_m3_Before Competition Groups_Recommissioning
Industrial | Ind ¦ Improved Controls -Process Heating Gas | 2033 | Achievable | million_m3 | Before Competition Groups | 110.1324 | 0 | 0 | 1623.9612 | 0.067817 | 5 | Industrial_2033_Achievable_million_m3_Before Competition Groups_5 | Improved Controls -Process Heating Gas | 6.782% | 0 | 110.1324 | Industrial_2033_Achievable_million_m3_Before Competition Groups_Improved Controls -Process Heating Gas
Industrial | Ind ¦ Improved Controls -Process Heating Gas | 2033 | Economic | million_m3 | Before Competition Groups | 159.4785 | 0 | 0 | 2495.1253 | 0.063916 | 5 | Industrial_2033_Economic_million_m3_Before Competition Groups_5 | Improved Controls -Process Heating Gas | 6.392% | 0 | 159.4785 | Industrial_2033_Economic_million_m3_Before Competition Groups_Improved Controls -Process Heating Gas
Industrial | Ind ¦ High Efficiency Burners | 2033 | Economic | million_m3 | Before Competition Groups | 154.9438 | 0 | 0 | 2495.1253 | 0.062099 | 6 | Industrial_2033_Economic_million_m3_Before Competition Groups_6 | High Efficiency Burners | 6.21% | 0 | 154.9438 | Industrial_2033_Economic_million_m3_Before Competition Groups_High Efficiency Burners
Industrial | Ind ¦ Improved Controls -Process Heating Gas | 2033 | Technical | million_m3 | Before Competition Groups | 159.4785 | 0 | 0 | 2576.7925 | 0.06189 | 5 | Industrial_2033_Technical_million_m3_Before Competition Groups_5 | Improved Controls -Process Heating Gas | 6.189% | 0 | 159.4785 | Industrial_2033_Technical_million_m3_Before Competition Groups_Improved Controls -Process Heating Gas
Industrial | Ind ¦ High Efficiency Burners | 2033 | Technical | million_m3 | Before Competition Groups | 154.9438 | 0 | 0 | 2576.7925 | 0.06013 | 6 | Industrial_2033_Technical_million_m3_Before Competition Groups_6 | High Efficiency Burners | 6.013% | 0 | 154.9438 | Industrial_2033_Technical_million_m3_Before Competition Groups_High Efficiency Burners
Industrial | Ind ¦ High Efficiency Burners | 2033 | Achievable | million_m3 | Before Competition Groups | 89.123 | 0 | 0 | 1623.9612 | 0.05488 | 6 | Industrial_2033_Achievable_million_m3_Before Competition Groups_6 | High Efficiency Burners | 5.488% | 0 | 89.123 | Industrial_2033_Achievable_million_m3_Before Competition Groups_High Efficiency Burners
Industrial | Ind ¦ Greenhouse Envelope Improvements | 2033 | Achievable | million_m3 | Before Competition Groups | 73.4922 | 0 | 0 | 1623.9612 | 0.045255 | 7 | Industrial_2033_Achievable_million_m3_Before Competition Groups_7 | Greenhouse Envelope Improvements | 4.525% | 0 | 73.4922 | Industrial_2033_Achievable_million_m3_Before Competition Groups_Greenhouse Envelope Improvements
Industrial | Ind ¦ Greenhouse Envelope Improvements | 2033 | Economic | million_m3 | Before Competition Groups | 96.6776 | 0 | 0 | 2495.1253 | 0.038747 | 7 | Industrial_2033_Economic_million_m3_Before Competition Groups_7 | Greenhouse Envelope Improvements | 3.875% | 0 | 96.6776 | Industrial_2033_Economic_million_m3_Before Competition Groups_Greenhouse Envelope Improvements
Industrial | Ind ¦ Greenhouse Envelope Improvements | 2033 | Technical | million_m3 | Before Competition Groups | 96.6776 | 0 | 0 | 2576.7925 | 0.037519 | 7 | Industrial_2033_Technical_million_m3_Before Competition Groups_7 | Greenhouse Envelope Improvements | 3.752% | 0 | 96.6776 | Industrial_2033_Technical_million_m3_Before Competition Groups_Greenhouse Envelope Improvements
Industrial | Ind ¦ Insulation - Steam | 2033 | Achievable | million_m3 | Before Competition Groups | 33.7707 | 0 | 0 | 1623.9612 | 0.020795 | 8 | Industrial_2033_Achievable_million_m3_Before Competition Groups_8 | Insulation - Steam | 2.08% | 0 | 33.7707 | Industrial_2033_Achievable_million_m3_Before Competition Groups_Insulation - Steam
Industrial | Ind ¦ Boiler Tune Up | 2033 | Technical | million_m3 | Before Competition Groups | 49.6965 | 0 | 0 | 2576.7925 | 0.019286 | 8 | Industrial_2033_Technical_million_m3_Before Competition Groups_8 | Boiler Tune Up | 1.929% | 0 | 49.6965 | Industrial_2033_Technical_million_m3_Before Competition Groups_Boiler Tune Up
Industrial | Ind ¦ Insulation - Steam | 2033 | Economic | million_m3 | Before Competition Groups | 47.7841 | 0 | 0 | 2495.1253 | 0.019151 | 8 | Industrial_2033_Economic_million_m3_Before Competition Groups_8 | Insulation - Steam | 1.915% | 0 | 47.7841 | Industrial_2033_Economic_million_m3_Before Competition Groups_Insulation - Steam
Industrial | Ind ¦ Insulation - Steam | 2033 | Technical | million_m3 | Before Competition Groups | 47.7841 | 0 | 0 | 2576.7925 | 0.018544 | 9 | Industrial_2033_Technical_million_m3_Before Competition Groups_9 | Insulation - Steam | 1.854% | 0 | 47.7841 | Industrial_2033_Technical_million_m3_Before Competition Groups_Insulation - Steam
Industrial | Ind ¦ VAV Conversion Project (Gas) | 2033 | Achievable | million_m3 | Before Competition Groups | 29.5939 | 0 | 0 | 1623.9612 | 0.018223 | 9 | Industrial_2033_Achievable_million_m3_Before Competition Groups_9 | VAV Conversion Project (Gas) | 1.822% | 0 | 29.5939 | Industrial_2033_Achievable_million_m3_Before Competition Groups_VAV Conversion Project (Gas)
Industrial | Ind ¦ High Efficiency HVAC Fans (Gas) | 2033 | Achievable | million_m3 | Before Competition Groups | 29.3035 | 0 | 0 | 1623.9612 | 0.018044 | 10 | Industrial_2033_Achievable_million_m3_Before Competition Groups_10 | High Efficiency HVAC Fans (Gas) | 1.804% | 0 | 29.3035 | Industrial_2033_Achievable_million_m3_Before Competition Groups_High Efficiency HVAC Fans (Gas)
Industrial | Ind ¦ High Efficiency HVAC Fans (Gas) | 2033 | Economic | million_m3 | Before Competition Groups | 42.8329 | 0 | 0 | 2495.1253 | 0.017167 | 9 | Industrial_2033_Economic_million_m3_Before Competition Groups_9 | High Efficiency HVAC Fans (Gas) | 1.717% | 0 | 42.8329 | Industrial_2033_Economic_million_m3_Before Competition Groups_High Efficiency HVAC Fans (Gas)
Industrial | Ind ¦ High Efficiency HVAC Fans (Gas) | 2033 | Technical | million_m3 | Before Competition Groups | 42.8329 | 0 | 0 | 2576.7925 | 0.016623 | 10 | Industrial_2033_Technical_million_m3_Before Competition Groups_10 | High Efficiency HVAC Fans (Gas) | 1.662% | 0 | 42.8329 | Industrial_2033_Technical_million_m3_Before Competition Groups_High Efficiency HVAC Fans (Gas)
Industrial | Ind ¦ VAV Conversion Project (Gas) | 2033 | Economic | million_m3 | Before Competition Groups | 41.2865 | 0 | 0 | 2495.1253 | 0.016547 | 10 | Industrial_2033_Economic_million_m3_Before Competition Groups_10 | VAV Conversion Project (Gas) | 1.655% | 0 | 41.2865 | Industrial_2033_Economic_million_m3_Before Competition Groups_VAV Conversion Project (Gas)
Industrial | Ind ¦ VAV Conversion Project (Gas) | 2033 | Technical | million_m3 | Before Competition Groups | 41.2865 | 0 | 0 | 2576.7925 | 0.016022 | 11 | Industrial_2033_Technical_million_m3_Before Competition Groups_11 | VAV Conversion Project (Gas) | 1.602% | 0 | 41.2865 | Industrial_2033_Technical_million_m3_Before Competition Groups_VAV Conversion Project (Gas)
Industrial | Ind ¦ HE HVAC Controls | 2033 | Achievable | million_m3 | Before Competition Groups | 20.047 | 0 | 0 | 1623.9612 | 0.012344 | 11 | Industrial_2033_Achievable_million_m3_Before Competition Groups_11 | HE HVAC Controls | 1.234% | 0 | 20.047 | Industrial_2033_Achievable_million_m3_Before Competition Groups_HE HVAC Controls
Industrial | Ind ¦ Steam Leak Repairs | 2033 | Technical | million_m3 | Before Competition Groups | 30.1322 | 0 | 0 | 2576.7925 | 0.011694 | 12 | Industrial_2033_Technical_million_m3_Before Competition Groups_12 | Steam Leak Repairs | 1.169% | 0 | 30.1322 | Industrial_2033_Technical_million_m3_Before Competition Groups_Steam Leak Repairs
Industrial | Ind ¦ Loading Dock Seals | 2033 | Achievable | million_m3 | Before Competition Groups | 18.3744 | 0 | 0 | 1623.9612 | 0.011315 | 12 | Industrial_2033_Achievable_million_m3_Before Competition Groups_12 | Loading Dock Seals | 1.131% | 0 | 18.3744 | Industrial_2033_Achievable_million_m3_Before Competition Groups_Loading Dock Seals
Industrial | Ind ¦ Direct Contact Water Heaters | 2033 | Achievable | million_m3 | Before Competition Groups | 18.2578 | 0 | 0 | 1623.9612 | 0.011243 | 13 | Industrial_2033_Achievable_million_m3_Before Competition Groups_13 | Direct Contact Water Heaters | 1.124% | 0 | 18.2578 | Industrial_2033_Achievable_million_m3_Before Competition Groups_Direct Contact Water Heaters
Industrial | Ind ¦ Direct Contact Water Heaters | 2033 | Economic | million_m3 | Before Competition Groups | 27.4888 | 0 | 0 | 2495.1253 | 0.011017 | 11 | Industrial_2033_Economic_million_m3_Before Competition Groups_11 | Direct Contact Water Heaters | 1.102% | 0 | 27.4888 | Industrial_2033_Economic_million_m3_Before Competition Groups_Direct Contact Water Heaters
Industrial | Ind ¦ HE HVAC Controls | 2033 | Economic | million_m3 | Before Competition Groups | 27.1925 | 0 | 0 | 2495.1253 | 0.010898 | 12 | Industrial_2033_Economic_million_m3_Before Competition Groups_12 | HE HVAC Controls | 1.09% | 0 | 27.1925 | Industrial_2033_Economic_million_m3_Before Competition Groups_HE HVAC Controls
Industrial | Ind ¦ Loading Dock Seals | 2033 | Economic | million_m3 | Before Competition Groups | 27.1925 | 0 | 0 | 2495.1253 | 0.010898 | 13 | Industrial_2033_Economic_million_m3_Before Competition Groups_13 | Loading Dock Seals | 1.09% | 0 | 27.1925 | Industrial_2033_Economic_million_m3_Before Competition Groups_Loading Dock Seals
Industrial | Ind ¦ Direct Contact Water Heaters | 2033 | Technical | million_m3 | Before Competition Groups | 27.4888 | 0 | 0 | 2576.7925 | 0.010668 | 13 | Industrial_2033_Technical_million_m3_Before Competition Groups_13 | Direct Contact Water Heaters | 1.067% | 0 | 27.4888 | Industrial_2033_Technical_million_m3_Before Competition Groups_Direct Contact Water Heaters
Industrial | Ind ¦ Insulation - Steam (AG) | 2033 | Achievable | million_m3 | Before Competition Groups | 17.2444 | 0 | 0 | 1623.9612 | 0.010619 | 14 | Industrial_2033_Achievable_million_m3_Before Competition Groups_14 | Insulation - Steam (AG) | 1.062% | 0 | 17.2444 | Industrial_2033_Achievable_million_m3_Before Competition Groups_Insulation - Steam (AG)
Industrial | Ind ¦ HE HVAC Controls | 2033 | Technical | million_m3 | Before Competition Groups | 27.1925 | 0 | 0 | 2576.7925 | 0.010553 | 14 | Industrial_2033_Technical_million_m3_Before Competition Groups_14 | HE HVAC Controls | 1.055% | 0 | 27.1925 | Industrial_2033_Technical_million_m3_Before Competition Groups_HE HVAC Controls
Industrial | Ind ¦ Loading Dock Seals | 2033 | Technical | million_m3 | Before Competition Groups | 27.1925 | 0 | 0 | 2576.7925 | 0.010553 | 15 | Industrial_2033_Technical_million_m3_Before Competition Groups_15 | Loading Dock Seals | 1.055% | 0 | 27.1925 | Industrial_2033_Technical_million_m3_Before Competition Groups_Loading Dock Seals
Industrial | Ind ¦ Steam Trap Repair | 2033 | Achievable | million_m3 | Before Competition Groups | 16.0892 | 0 | 0 | 1623.9612 | 0.0099074 | 15 | Industrial_2033_Achievable_million_m3_Before Competition Groups_15 | Steam Trap Repair | 0.9907% | 0 | 16.0892 | Industrial_2033_Achievable_million_m3_Before Competition Groups_Steam Trap Repair
Industrial | Ind ¦ Steam Trap Repair | 2033 | Economic | million_m3 | Before Competition Groups | 22.8723 | 0 | 0 | 2495.1253 | 0.0091668 | 14 | Industrial_2033_Economic_million_m3_Before Competition Groups_14 | Steam Trap Repair | 0.9167% | 0 | 22.8723 | Industrial_2033_Economic_million_m3_Before Competition Groups_Steam Trap Repair
Industrial | Ind ¦ Steam Trap Repair | 2033 | Technical | million_m3 | Before Competition Groups | 22.8723 | 0 | 0 | 2576.7925 | 0.0088763 | 16 | Industrial_2033_Technical_million_m3_Before Competition Groups_16 | Steam Trap Repair | 0.8876% | 0 | 22.8723 | Industrial_2033_Technical_million_m3_Before Competition Groups_Steam Trap Repair
Industrial | Ind ¦ Insulation - Steam (AG) | 2033 | Economic | million_m3 | Before Competition Groups | 21.1456 | 0 | 0 | 2495.1253 | 0.0084748 | 15 | Industrial_2033_Economic_million_m3_Before Competition Groups_15 | Insulation - Steam (AG) | 0.8475% | 0 | 21.1456 | Industrial_2033_Economic_million_m3_Before Competition Groups_Insulation - Steam (AG)
Industrial | Ind ¦ Insulation - Steam (AG) | 2033 | Technical | million_m3 | Before Competition Groups | 21.1456 | 0 | 0 | 2576.7925 | 0.0082062 | 17 | Industrial_2033_Technical_million_m3_Before Competition Groups_17 | Insulation - Steam (AG) | 0.8206% | 0 | 21.1456 | Industrial_2033_Technical_million_m3_Before Competition Groups_Insulation - Steam (AG)
Industrial | Ind ¦ Air Compressor Heat Recovery | 2033 | Achievable | million_m3 | Before Competition Groups | 12.5338 | 0 | 0 | 1623.9612 | 0.007718 | 16 | Industrial_2033_Achievable_million_m3_Before Competition Groups_16 | Air Compressor Heat Recovery | 0.7718% | 0 | 12.5338 | Industrial_2033_Achievable_million_m3_Before Competition Groups_Air Compressor Heat Recovery
Industrial | Ind ¦ High Efficiency Furnaces | 2033 | Economic | million_m3 | Before Competition Groups | 17.8359 | 0 | 0 | 2495.1253 | 0.0071483 | 16 | Industrial_2033_Economic_million_m3_Before Competition Groups_16 | High Efficiency Furnaces | 0.7148% | 0 | 17.8359 | Industrial_2033_Economic_million_m3_Before Competition Groups_High Efficiency Furnaces
Industrial | Ind ¦ Air Compressor Heat Recovery | 2033 | Economic | million_m3 | Before Competition Groups | 17.5168 | 0 | 0 | 2495.1253 | 0.0070204 | 17 | Industrial_2033_Economic_million_m3_Before Competition Groups_17 | Air Compressor Heat Recovery | 0.702% | 0 | 17.5168 | Industrial_2033_Economic_million_m3_Before Competition Groups_Air Compressor Heat Recovery
Industrial | Ind ¦ High Efficiency Furnaces | 2033 | Technical | million_m3 | Before Competition Groups | 17.8359 | 0 | 0 | 2576.7925 | 0.0069218 | 18 | Industrial_2033_Technical_million_m3_Before Competition Groups_18 | High Efficiency Furnaces | 0.6922% | 0 | 17.8359 | Industrial_2033_Technical_million_m3_Before Competition Groups_High Efficiency Furnaces
Industrial | Ind ¦ Air Compressor Heat Recovery | 2033 | Technical | million_m3 | Before Competition Groups | 17.5168 | 0 | 0 | 2576.7925 | 0.0067979 | 19 | Industrial_2033_Technical_million_m3_Before Competition Groups_19 | Air Compressor Heat Recovery | 0.6798% | 0 | 17.5168 | Industrial_2033_Technical_million_m3_Before Competition Groups_Air Compressor Heat Recovery
Industrial | Ind ¦ High Efficiency Furnaces | 2033 | Achievable | million_m3 | Before Competition Groups | 10.1129 | 0 | 0 | 1623.9612 | 0.0062273 | 17 | Industrial_2033_Achievable_million_m3_Before Competition Groups_17 | High Efficiency Furnaces | 0.6227% | 0 | 10.1129 | Industrial_2033_Achievable_million_m3_Before Competition Groups_High Efficiency Furnaces
Industrial | Ind ¦ Steam Turbine Optimization | 2033 | Achievable | million_m3 | Before Competition Groups | 7.6375 | 0 | 0 | 1623.9612 | 0.004703 | 18 | Industrial_2033_Achievable_million_m3_Before Competition Groups_18 | Steam Turbine Optimization | 0.4703% | 0 | 7.6375 | Industrial_2033_Achievable_million_m3_Before Competition Groups_Steam Turbine Optimization
Industrial | Ind ¦ Steam Turbine Optimization | 2033 | Economic | million_m3 | Before Competition Groups | 11.2211 | 0 | 0 | 2495.1253 | 0.0044972 | 18 | Industrial_2033_Economic_million_m3_Before Competition Groups_18 | Steam Turbine Optimization | 0.4497% | 0 | 11.2211 | Industrial_2033_Economic_million_m3_Before Competition Groups_Steam Turbine Optimization
Industrial | Ind ¦ Steam Turbine Optimization | 2033 | Technical | million_m3 | Before Competition Groups | 11.2211 | 0 | 0 | 2576.7925 | 0.0043547 | 20 | Industrial_2033_Technical_million_m3_Before Competition Groups_20 | Steam Turbine Optimization | 0.4355% | 0 | 11.2211 | Industrial_2033_Technical_million_m3_Before Competition Groups_Steam Turbine Optimization
Industrial | Ind ¦ Process Optimization (Gas) | 2033 | Economic | million_m3 | Before Competition Groups | 10.2948 | 0 | 0 | 2495.1253 | 0.0041259 | 19 | Industrial_2033_Economic_million_m3_Before Competition Groups_19 | Process Optimization (Gas) | 0.4126% | 0 | 10.2948 | Industrial_2033_Economic_million_m3_Before Competition Groups_Process Optimization (Gas)
Industrial | Ind ¦ Process Optimization (Gas) | 2033 | Technical | million_m3 | Before Competition Groups | 10.2948 | 0 | 0 | 2576.7925 | 0.0039952 | 21 | Industrial_2033_Technical_million_m3_Before Competition Groups_21 | Process Optimization (Gas) | 0.3995% | 0 | 10.2948 | Industrial_2033_Technical_million_m3_Before Competition Groups_Process Optimization (Gas)
Industrial | Ind ¦ Gas Turbine Optimization | 2033 | Achievable | million_m3 | Before Competition Groups | 5.7282 | 0 | 0 | 1623.9612 | 0.0035273 | 19 | Industrial_2033_Achievable_million_m3_Before Competition Groups_19 | Gas Turbine Optimization | 0.3527% | 0 | 5.7282 | Industrial_2033_Achievable_million_m3_Before Competition Groups_Gas Turbine Optimization
Industrial | Ind ¦ HE Stock Tank | 2033 | Economic | million_m3 | Before Competition Groups | 8.5899 | 0 | 0 | 2495.1253 | 0.0034427 | 20 | Industrial_2033_Economic_million_m3_Before Competition Groups_20 | HE Stock Tank | 0.3443% | 0 | 8.5899 | Industrial_2033_Economic_million_m3_Before Competition Groups_HE Stock Tank
Industrial | Ind ¦ Gas Turbine Optimization | 2033 | Economic | million_m3 | Before Competition Groups | 8.4158 | 0 | 0 | 2495.1253 | 0.0033729 | 21 | Industrial_2033_Economic_million_m3_Before Competition Groups_21 | Gas Turbine Optimization | 0.3373% | 0 | 8.4158 | Industrial_2033_Economic_million_m3_Before Competition Groups_Gas Turbine Optimization
Industrial | Ind ¦ HE Stock Tank | 2033 | Technical | million_m3 | Before Competition Groups | 8.5899 | 0 | 0 | 2576.7925 | 0.0033336 | 22 | Industrial_2033_Technical_million_m3_Before Competition Groups_22 | HE Stock Tank | 0.3334% | 0 | 8.5899 | Industrial_2033_Technical_million_m3_Before Competition Groups_HE Stock Tank
Industrial | Ind ¦ Gas Turbine Optimization | 2033 | Technical | million_m3 | Before Competition Groups | 8.4158 | 0 | 0 | 2576.7925 | 0.003266 | 23 | Industrial_2033_Technical_million_m3_Before Competition Groups_23 | Gas Turbine Optimization | 0.3266% | 0 | 8.4158 | Industrial_2033_Technical_million_m3_Before Competition Groups_Gas Turbine Optimization
Industrial | Ind ¦ HE Stock Tank | 2033 | Achievable | million_m3 | Before Competition Groups | 4.8152 | 0 | 0 | 1623.9612 | 0.0029651 | 20 | Industrial_2033_Achievable_million_m3_Before Competition Groups_20 | HE Stock Tank | 0.2965% | 0 | 4.8152 | Industrial_2033_Achievable_million_m3_Before Competition Groups_HE Stock Tank
Industrial | Ind ¦ Solar Walls | 2033 | Achievable | million_m3 | Before Competition Groups | 3.9918 | 0 | 0 | 1623.9612 | 0.0024581 | 21 | Industrial_2033_Achievable_million_m3_Before Competition Groups_21 | Solar Walls | 0.2458% | 0 | 3.9918 | Industrial_2033_Achievable_million_m3_Before Competition Groups_Solar Walls
Industrial | Ind ¦ Ventilation Optimization (Gas) | 2033 | Achievable | million_m3 | Before Competition Groups | 3.9801 | 0 | 0 | 1623.9612 | 0.0024509 | 22 | Industrial_2033_Achievable_million_m3_Before Competition Groups_22 | Ventilation Optimization (Gas) | 0.2451% | 0 | 3.9801 | Industrial_2033_Achievable_million_m3_Before Competition Groups_Ventilation Optimization (Gas)
Industrial | Ind ¦ Solar Walls | 2033 | Economic | million_m3 | Before Competition Groups | 5.5691 | 0 | 0 | 2495.1253 | 0.002232 | 22 | Industrial_2033_Economic_million_m3_Before Competition Groups_22 | Solar Walls | 0.2232% | 0 | 5.5691 | Industrial_2033_Economic_million_m3_Before Competition Groups_Solar Walls
Industrial | Ind ¦ Ventilation Optimization (Gas) | 2033 | Economic | million_m3 | Before Competition Groups | 5.4508 | 0 | 0 | 2495.1253 | 0.0021846 | 23 | Industrial_2033_Economic_million_m3_Before Competition Groups_23 | Ventilation Optimization (Gas) | 0.2185% | 0 | 5.4508 | Industrial_2033_Economic_million_m3_Before Competition Groups_Ventilation Optimization (Gas)
Industrial | Ind ¦ Solar Walls | 2033 | Technical | million_m3 | Before Competition Groups | 5.5691 | 0 | 0 | 2576.7925 | 0.0021613 | 24 | Industrial_2033_Technical_million_m3_Before Competition Groups_24 | Solar Walls | 0.2161% | 0 | 5.5691 | Industrial_2033_Technical_million_m3_Before Competition Groups_Solar Walls
Industrial | Ind ¦ Ventilation Optimization (Gas) | 2033 | Technical | million_m3 | Before Competition Groups | 5.4508 | 0 | 0 | 2576.7925 | 0.0021154 | 25 | Industrial_2033_Technical_million_m3_Before Competition Groups_25 | Ventilation Optimization (Gas) | 0.2115% | 0 | 5.4508 | Industrial_2033_Technical_million_m3_Before Competition Groups_Ventilation Optimization (Gas)
Industrial | Ind ¦ Process Optimization (Gas) | 2033 | Achievable | million_m3 | Before Competition Groups | 1.3678 | 0 | 0 | 1623.9612 | 0.00084226 | 23 | Industrial_2033_Achievable_million_m3_Before Competition Groups_23 | Process Optimization (Gas) | 0.08423% | 0 | 1.3678 | Industrial_2033_Achievable_million_m3_Before Competition Groups_Process Optimization (Gas)
Industrial | Ind ¦ HE HVAC Units | 2033 | Economic | million_m3 | Before Competition Groups | 2.0518 | 0 | 0 | 2495.1253 | 0.00082232 | 24 | Industrial_2033_Economic_million_m3_Before Competition Groups_24 | HE HVAC Units | 0.08223% | 0 | 2.0518 | Industrial_2033_Economic_million_m3_Before Competition Groups_HE HVAC Units
Industrial | Ind ¦ HE HVAC Units | 2033 | Technical | million_m3 | Before Competition Groups | 2.0518 | 0 | 0 | 2576.7925 | 0.00079626 | 26 | Industrial_2033_Technical_million_m3_Before Competition Groups_26 | HE HVAC Units | 0.07963% | 0 | 2.0518 | Industrial_2033_Technical_million_m3_Before Competition Groups_HE HVAC Units
Industrial | Ind ¦ HE HVAC Units | 2033 | Achievable | million_m3 | Before Competition Groups | 1.282 | 0 | 0 | 1623.9612 | 0.00078944 | 24 | Industrial_2033_Achievable_million_m3_Before Competition Groups_24 | HE HVAC Units | 0.07894% | 0 | 1.282 | Industrial_2033_Achievable_million_m3_Before Competition Groups_HE HVAC Units
Industrial | Ind ¦ Boiler Tune Up - Direct | 2033 | Technical | million_m3 | Before Competition Groups | 1.6921 | 0 | 0 | 2576.7925 | 0.00065666 | 27 | Industrial_2033_Technical_million_m3_Before Competition Groups_27 | Boiler Tune Up - Direct | 0.06567% | 0 | 1.6921 | Industrial_2033_Technical_million_m3_Before Competition Groups_Boiler Tune Up - Direct
Industrial | Ind ¦ Process Heat Recovery (Gas) - HVAC | 2033 | Achievable | million_m3 | Before Competition Groups | 0.87538 | 0 | 0 | 1623.9612 | 0.00053904 | 25 | Industrial_2033_Achievable_million_m3_Before Competition Groups_25 | Process Heat Recovery (Gas) - HVAC | 0.0539% | 0 | 0.87538 | Industrial_2033_Achievable_million_m3_Before Competition Groups_Process Heat Recovery (Gas) - HVAC
Industrial | Ind ¦ Process Heat Recovery (Gas) - HVAC | 2033 | Economic | million_m3 | Before Competition Groups | 1.1616 | 0 | 0 | 2495.1253 | 0.00046553 | 25 | Industrial_2033_Economic_million_m3_Before Competition Groups_25 | Process Heat Recovery (Gas) - HVAC | 0.04655% | 0 | 1.1616 | Industrial_2033_Economic_million_m3_Before Competition Groups_Process Heat Recovery (Gas) - HVAC
Industrial | Ind ¦ Process Heat Recovery (Gas) - HVAC | 2033 | Technical | million_m3 | Before Competition Groups | 1.1616 | 0 | 0 | 2576.7925 | 0.00045078 | 28 | Industrial_2033_Technical_million_m3_Before Competition Groups_28 | Process Heat Recovery (Gas) - HVAC | 0.04508% | 0 | 1.1616 | Industrial_2033_Technical_million_m3_Before Competition Groups_Process Heat Recovery (Gas) - HVAC
Industrial | Ind ¦ Insulation - Steam - Direct | 2033 | Achievable | million_m3 | Before Competition Groups | 0.52211 | 0 | 0 | 1623.9612 | 0.0003215 | 26 | Industrial_2033_Achievable_million_m3_Before Competition Groups_26 | Insulation - Steam - Direct | 0.03215% | 0 | 0.52211 | Industrial_2033_Achievable_million_m3_Before Competition Groups_Insulation - Steam - Direct
Industrial | Ind ¦ Insulation - Steam - Direct | 2033 | Economic | million_m3 | Before Competition Groups | 0.77438 | 0 | 0 | 2495.1253 | 0.00031036 | 26 | Industrial_2033_Economic_million_m3_Before Competition Groups_26 | Insulation - Steam - Direct | 0.03104% | 0 | 0.77438 | Industrial_2033_Economic_million_m3_Before Competition Groups_Insulation - Steam - Direct
Industrial | Ind ¦ Insulation - Steam - Direct | 2033 | Technical | million_m3 | Before Competition Groups | 0.77438 | 0 | 0 | 2576.7925 | 0.00030052 | 29 | Industrial_2033_Technical_million_m3_Before Competition Groups_29 | Insulation - Steam - Direct | 0.03005% | 0 | 0.77438 | Industrial_2033_Technical_million_m3_Before Competition Groups_Insulation - Steam - Direct
Industrial | Ind ¦ Insulation - Steam - HVAC | 2033 | Achievable | million_m3 | Before Competition Groups | 0.12137 | 0 | 0 | 1623.9612 | 7.4735e-05 | 27 | Industrial_2033_Achievable_million_m3_Before Competition Groups_27 | Insulation - Steam - HVAC | 0.007473% | 0 | 0.12137 | Industrial_2033_Achievable_million_m3_Before Competition Groups_Insulation - Steam - HVAC
Industrial | Ind ¦ Insulation - Steam - HVAC | 2033 | Economic | million_m3 | Before Competition Groups | 0.16104 | 0 | 0 | 2495.1253 | 6.4543e-05 | 27 | Industrial_2033_Economic_million_m3_Before Competition Groups_27 | Insulation - Steam - HVAC | 0.006454% | 0 | 0.16104 | Industrial_2033_Economic_million_m3_Before Competition Groups_Insulation - Steam - HVAC
Industrial | Ind ¦ Insulation - Steam - HVAC | 2033 | Technical | million_m3 | Before Competition Groups | 0.16104 | 0 | 0 | 2576.7925 | 6.2497e-05 | 30 | Industrial_2033_Technical_million_m3_Before Competition Groups_30 | Insulation - Steam - HVAC | 0.00625% | 0 | 0.16104 | Industrial_2033_Technical_million_m3_Before Competition Groups_Insulation - Steam - HVAC
Industrial | Ind ¦ Boiler Tune Up - HVAC | 2033 | Technical | million_m3 | Before Competition Groups | 0.14641 | 0 | 0 | 2576.7925 | 5.6819e-05 | 31 | Industrial_2033_Technical_million_m3_Before Competition Groups_31 | Boiler Tune Up - HVAC | 0.005682% | 0 | 0.14641 | Industrial_2033_Technical_million_m3_Before Competition Groups_Boiler Tune Up - HVAC
Industrial | Ind ¦ Boiler Tune Up | 2033 | Achievable | million_m3 | Before Competition Groups | 0 | 0 | 0 | 1623.9612 | 0 | 28 | Industrial_2033_Achievable_million_m3_Before Competition Groups_28 | Boiler Tune Up | 0% | 0 | 0 | Industrial_2033_Achievable_million_m3_Before Competition Groups_Boiler Tune Up
Industrial | Ind ¦ Boiler Tune Up | 2033 | Economic | million_m3 | Before Competition Groups | 0 | 0 | 0 | 2495.1253 | 0 | 28 | Industrial_2033_Economic_million_m3_Before Competition Groups_28 | Boiler Tune Up | 0% | 0 | 0 | Industrial_2033_Economic_million_m3_Before Competition Groups_Boiler Tune Up
Industrial | Ind ¦ Boiler Tune Up - Direct | 2033 | Achievable | million_m3 | Before Competition Groups | 0 | 0 | 0 | 1623.9612 | 0 | 29 | Industrial_2033_Achievable_million_m3_Before Competition Groups_29 | Boiler Tune Up - Direct | 0% | 0 | 0 | Industrial_2033_Achievable_million_m3_Before Competition Groups_Boiler Tune Up - Direct
Industrial | Ind ¦ Boiler Tune Up - Direct | 2033 | Economic | million_m3 | Before Competition Groups | 0 | 0 | 0 | 2495.1253 | 0 | 29 | Industrial_2033_Economic_million_m3_Before Competition Groups_29 | Boiler Tune Up - Direct | 0% | 0 | 0 | Industrial_2033_Economic_million_m3_Before Competition Groups_Boiler Tune Up - Direct
Industrial | Ind ¦ Boiler Tune Up - HVAC | 2033 | Achievable | million_m3 | Before Competition Groups | 0 | 0 | 0 | 1623.9612 | 0 | 30 | Industrial_2033_Achievable_million_m3_Before Competition Groups_30 | Boiler Tune Up - HVAC | 0% | 0 | 0 | Industrial_2033_Achievable_million_m3_Before Competition Groups_Boiler Tune Up - HVAC
Industrial | Ind ¦ Boiler Tune Up - HVAC | 2033 | Economic | million_m3 | Before Competition Groups | 0 | 0 | 0 | 2495.1253 | 0 | 30 | Industrial_2033_Economic_million_m3_Before Competition Groups_30 | Boiler Tune Up - HVAC | 0% | 0 | 0 | Industrial_2033_Economic_million_m3_Before Competition Groups_Boiler Tune Up - HVAC
Industrial | Ind ¦ Process Heat Improvements | 2034 | Economic | million_m3 | Before Competition Groups | 839.2016 | 0 | 0 | 2528.656 | 0.33188 | 1 | Industrial_2034_Economic_million_m3_Before Competition Groups_1 | Process Heat Improvements | 33.19% | 0 | 839.2016 | Industrial_2034_Economic_million_m3_Before Competition Groups_Process Heat Improvements
Industrial | Ind ¦ Process Heat Improvements | 2034 | Technical | million_m3 | Before Competition Groups | 839.2016 | 0 | 0 | 2610.3232 | 0.32149 | 1 | Industrial_2034_Technical_million_m3_Before Competition Groups_1 | Process Heat Improvements | 32.15% | 0 | 839.2016 | Industrial_2034_Technical_million_m3_Before Competition Groups_Process Heat Improvements
Industrial | Ind ¦ Process Heat Improvements | 2034 | Achievable | million_m3 | Before Competition Groups | 515.6591 | 0 | 0 | 1763.3155 | 0.29244 | 1 | Industrial_2034_Achievable_million_m3_Before Competition Groups_1 | Process Heat Improvements | 29.24% | 0 | 515.6591 | Industrial_2034_Achievable_million_m3_Before Competition Groups_Process Heat Improvements
Industrial | Ind ¦ Process Heat Recovery (Gas) | 2034 | Achievable | million_m3 | Before Competition Groups | 260.0041 | 0 | 0 | 1763.3155 | 0.14745 | 2 | Industrial_2034_Achievable_million_m3_Before Competition Groups_2 | Process Heat Recovery (Gas) | 14.75% | 0 | 260.0041 | Industrial_2034_Achievable_million_m3_Before Competition Groups_Process Heat Recovery (Gas)
Industrial | Ind ¦ Boiler Upgrade | 2034 | Achievable | million_m3 | Before Competition Groups | 247.1289 | 0 | 0 | 1763.3155 | 0.14015 | 3 | Industrial_2034_Achievable_million_m3_Before Competition Groups_3 | Boiler Upgrade | 14.02% | 0 | 247.1289 | Industrial_2034_Achievable_million_m3_Before Competition Groups_Boiler Upgrade
Industrial | Ind ¦ Process Heat Recovery (Gas) | 2034 | Economic | million_m3 | Before Competition Groups | 347.5632 | 0 | 0 | 2528.656 | 0.13745 | 2 | Industrial_2034_Economic_million_m3_Before Competition Groups_2 | Process Heat Recovery (Gas) | 13.74% | 0 | 347.5632 | Industrial_2034_Economic_million_m3_Before Competition Groups_Process Heat Recovery (Gas)
Industrial | Ind ¦ Process Heat Recovery (Gas) | 2034 | Technical | million_m3 | Before Competition Groups | 347.5632 | 0 | 0 | 2610.3232 | 0.13315 | 2 | Industrial_2034_Technical_million_m3_Before Competition Groups_2 | Process Heat Recovery (Gas) | 13.31% | 0 | 347.5632 | Industrial_2034_Technical_million_m3_Before Competition Groups_Process Heat Recovery (Gas)
Industrial | Ind ¦ Boiler Upgrade | 2034 | Economic | million_m3 | Before Competition Groups | 324.0419 | 0 | 0 | 2528.656 | 0.12815 | 3 | Industrial_2034_Economic_million_m3_Before Competition Groups_3 | Boiler Upgrade | 12.81% | 0 | 324.0419 | Industrial_2034_Economic_million_m3_Before Competition Groups_Boiler Upgrade
Industrial | Ind ¦ Boiler Upgrade | 2034 | Technical | million_m3 | Before Competition Groups | 324.0419 | 0 | 0 | 2610.3232 | 0.12414 | 3 | Industrial_2034_Technical_million_m3_Before Competition Groups_3 | Boiler Upgrade | 12.41% | 0 | 324.0419 | Industrial_2034_Technical_million_m3_Before Competition Groups_Boiler Upgrade
Industrial | Ind ¦ Recommissioning | 2034 | Achievable | million_m3 | Before Competition Groups | 190.679 | 0 | 0 | 1763.3155 | 0.10814 | 4 | Industrial_2034_Achievable_million_m3_Before Competition Groups_4 | Recommissioning | 10.81% | 0 | 190.679 | Industrial_2034_Achievable_million_m3_Before Competition Groups_Recommissioning
Industrial | Ind ¦ Recommissioning | 2034 | Economic | million_m3 | Before Competition Groups | 252.3014 | 0 | 0 | 2528.656 | 0.099777 | 4 | Industrial_2034_Economic_million_m3_Before Competition Groups_4 | Recommissioning | 9.978% | 0 | 252.3014 | Industrial_2034_Economic_million_m3_Before Competition Groups_Recommissioning
Industrial | Ind ¦ Recommissioning | 2034 | Technical | million_m3 | Before Competition Groups | 252.3014 | 0 | 0 | 2610.3232 | 0.096655 | 4 | Industrial_2034_Technical_million_m3_Before Competition Groups_4 | Recommissioning | 9.666% | 0 | 252.3014 | Industrial_2034_Technical_million_m3_Before Competition Groups_Recommissioning
Industrial | Ind ¦ Improved Controls -Process Heating Gas | 2034 | Achievable | million_m3 | Before Competition Groups | 118.9878 | 0 | 0 | 1763.3155 | 0.06748 | 5 | Industrial_2034_Achievable_million_m3_Before Competition Groups_5 | Improved Controls -Process Heating Gas | 6.748% | 0 | 118.9878 | Industrial_2034_Achievable_million_m3_Before Competition Groups_Improved Controls -Process Heating Gas
Industrial | Ind ¦ Improved Controls -Process Heating Gas | 2034 | Economic | million_m3 | Before Competition Groups | 159.4785 | 0 | 0 | 2528.656 | 0.063068 | 5 | Industrial_2034_Economic_million_m3_Before Competition Groups_5 | Improved Controls -Process Heating Gas | 6.307% | 0 | 159.4785 | Industrial_2034_Economic_million_m3_Before Competition Groups_Improved Controls -Process Heating Gas
Industrial | Ind ¦ High Efficiency Burners | 2034 | Economic | million_m3 | Before Competition Groups | 158.3806 | 0 | 0 | 2528.656 | 0.062634 | 6 | Industrial_2034_Economic_million_m3_Before Competition Groups_6 | High Efficiency Burners | 6.263% | 0 | 158.3806 | Industrial_2034_Economic_million_m3_Before Competition Groups_High Efficiency Burners
Industrial | Ind ¦ Improved Controls -Process Heating Gas | 2034 | Technical | million_m3 | Before Competition Groups | 159.4785 | 0 | 0 | 2610.3232 | 0.061095 | 5 | Industrial_2034_Technical_million_m3_Before Competition Groups_5 | Improved Controls -Process Heating Gas | 6.11% | 0 | 159.4785 | Industrial_2034_Technical_million_m3_Before Competition Groups_Improved Controls -Process Heating Gas
Industrial | Ind ¦ High Efficiency Burners | 2034 | Technical | million_m3 | Before Competition Groups | 158.3806 | 0 | 0 | 2610.3232 | 0.060675 | 6 | Industrial_2034_Technical_million_m3_Before Competition Groups_6 | High Efficiency Burners | 6.067% | 0 | 158.3806 | Industrial_2034_Technical_million_m3_Before Competition Groups_High Efficiency Burners
Industrial | Ind ¦ High Efficiency Burners | 2034 | Achievable | million_m3 | Before Competition Groups | 97.9752 | 0 | 0 | 1763.3155 | 0.055563 | 6 | Industrial_2034_Achievable_million_m3_Before Competition Groups_6 | High Efficiency Burners | 5.556% | 0 | 97.9752 | Industrial_2034_Achievable_million_m3_Before Competition Groups_High Efficiency Burners
Industrial | Ind ¦ Greenhouse Envelope Improvements | 2034 | Achievable | million_m3 | Before Competition Groups | 78.2667 | 0 | 0 | 1763.3155 | 0.044386 | 7 | Industrial_2034_Achievable_million_m3_Before Competition Groups_7 | Greenhouse Envelope Improvements | 4.439% | 0 | 78.2667 | Industrial_2034_Achievable_million_m3_Before Competition Groups_Greenhouse Envelope Improvements
Industrial | Ind ¦ Greenhouse Envelope Improvements | 2034 | Economic | million_m3 | Before Competition Groups | 98.9413 | 0 | 0 | 2528.656 | 0.039128 | 7 | Industrial_2034_Economic_million_m3_Before Competition Groups_7 | Greenhouse Envelope Improvements | 3.913% | 0 | 98.9413 | Industrial_2034_Economic_million_m3_Before Competition Groups_Greenhouse Envelope Improvements
Industrial | Ind ¦ Greenhouse Envelope Improvements | 2034 | Technical | million_m3 | Before Competition Groups | 98.9413 | 0 | 0 | 2610.3232 | 0.037904 | 7 | Industrial_2034_Technical_million_m3_Before Competition Groups_7 | Greenhouse Envelope Improvements | 3.79% | 0 | 98.9413 | Industrial_2034_Technical_million_m3_Before Competition Groups_Greenhouse Envelope Improvements
Industrial | Ind ¦ Insulation - Steam | 2034 | Achievable | million_m3 | Before Competition Groups | 36.3945 | 0 | 0 | 1763.3155 | 0.02064 | 8 | Industrial_2034_Achievable_million_m3_Before Competition Groups_8 | Insulation - Steam | 2.064% | 0 | 36.3945 | Industrial_2034_Achievable_million_m3_Before Competition Groups_Insulation - Steam
Industrial | Ind ¦ Boiler Tune Up | 2034 | Technical | million_m3 | Before Competition Groups | 49.6965 | 0 | 0 | 2610.3232 | 0.019038 | 8 | Industrial_2034_Technical_million_m3_Before Competition Groups_8 | Boiler Tune Up | 1.904% | 0 | 49.6965 | Industrial_2034_Technical_million_m3_Before Competition Groups_Boiler Tune Up
Industrial | Ind ¦ Insulation - Steam | 2034 | Economic | million_m3 | Before Competition Groups | 47.7841 | 0 | 0 | 2528.656 | 0.018897 | 8 | Industrial_2034_Economic_million_m3_Before Competition Groups_8 | Insulation - Steam | 1.89% | 0 | 47.7841 | Industrial_2034_Economic_million_m3_Before Competition Groups_Insulation - Steam
Industrial | Ind ¦ Insulation - Steam | 2034 | Technical | million_m3 | Before Competition Groups | 47.7841 | 0 | 0 | 2610.3232 | 0.018306 | 9 | Industrial_2034_Technical_million_m3_Before Competition Groups_9 | Insulation - Steam | 1.831% | 0 | 47.7841 | Industrial_2034_Technical_million_m3_Before Competition Groups_Insulation - Steam
Industrial | Ind ¦ VAV Conversion Project (Gas) | 2034 | Achievable | million_m3 | Before Competition Groups | 31.7879 | 0 | 0 | 1763.3155 | 0.018027 | 9 | Industrial_2034_Achievable_million_m3_Before Competition Groups_9 | VAV Conversion Project (Gas) | 1.803% | 0 | 31.7879 | Industrial_2034_Achievable_million_m3_Before Competition Groups_VAV Conversion Project (Gas)
Industrial | Ind ¦ High Efficiency HVAC Fans (Gas) | 2034 | Achievable | million_m3 | Before Competition Groups | 31.7117 | 0 | 0 | 1763.3155 | 0.017984 | 10 | Industrial_2034_Achievable_million_m3_Before Competition Groups_10 | High Efficiency HVAC Fans (Gas) | 1.798% | 0 | 31.7117 | Industrial_2034_Achievable_million_m3_Before Competition Groups_High Efficiency HVAC Fans (Gas)
Industrial | Ind ¦ High Efficiency HVAC Fans (Gas) | 2034 | Economic | million_m3 | Before Competition Groups | 43.5492 | 0 | 0 | 2528.656 | 0.017222 | 9 | Industrial_2034_Economic_million_m3_Before Competition Groups_9 | High Efficiency HVAC Fans (Gas) | 1.722% | 0 | 43.5492 | Industrial_2034_Economic_million_m3_Before Competition Groups_High Efficiency HVAC Fans (Gas)
Industrial | Ind ¦ High Efficiency HVAC Fans (Gas) | 2034 | Technical | million_m3 | Before Competition Groups | 43.5492 | 0 | 0 | 2610.3232 | 0.016683 | 10 | Industrial_2034_Technical_million_m3_Before Competition Groups_10 | High Efficiency HVAC Fans (Gas) | 1.668% | 0 | 43.5492 | Industrial_2034_Technical_million_m3_Before Competition Groups_High Efficiency HVAC Fans (Gas)
Industrial | Ind ¦ VAV Conversion Project (Gas) | 2034 | Economic | million_m3 | Before Competition Groups | 41.3156 | 0 | 0 | 2528.656 | 0.016339 | 10 | Industrial_2034_Economic_million_m3_Before Competition Groups_10 | VAV Conversion Project (Gas) | 1.634% | 0 | 41.3156 | Industrial_2034_Economic_million_m3_Before Competition Groups_VAV Conversion Project (Gas)
Industrial | Ind ¦ VAV Conversion Project (Gas) | 2034 | Technical | million_m3 | Before Competition Groups | 41.3156 | 0 | 0 | 2610.3232 | 0.015828 | 11 | Industrial_2034_Technical_million_m3_Before Competition Groups_11 | VAV Conversion Project (Gas) | 1.583% | 0 | 41.3156 | Industrial_2034_Technical_million_m3_Before Competition Groups_VAV Conversion Project (Gas)
Industrial | Ind ¦ HE HVAC Controls | 2034 | Achievable | million_m3 | Before Competition Groups | 21.4969 | 0 | 0 | 1763.3155 | 0.012191 | 11 | Industrial_2034_Achievable_million_m3_Before Competition Groups_11 | HE HVAC Controls | 1.219% | 0 | 21.4969 | Industrial_2034_Achievable_million_m3_Before Competition Groups_HE HVAC Controls
Industrial | Ind ¦ Steam Leak Repairs | 2034 | Technical | million_m3 | Before Competition Groups | 30.1322 | 0 | 0 | 2610.3232 | 0.011543 | 12 | Industrial_2034_Technical_million_m3_Before Competition Groups_12 | Steam Leak Repairs | 1.154% | 0 | 30.1322 | Industrial_2034_Technical_million_m3_Before Competition Groups_Steam Leak Repairs
Industrial | Ind ¦ Loading Dock Seals | 2034 | Achievable | million_m3 | Before Competition Groups | 20.0486 | 0 | 0 | 1763.3155 | 0.01137 | 12 | Industrial_2034_Achievable_million_m3_Before Competition Groups_12 | Loading Dock Seals | 1.137% | 0 | 20.0486 | Industrial_2034_Achievable_million_m3_Before Competition Groups_Loading Dock Seals
Industrial | Ind ¦ Direct Contact Water Heaters | 2034 | Achievable | million_m3 | Before Competition Groups | 19.8525 | 0 | 0 | 1763.3155 | 0.011259 | 13 | Industrial_2034_Achievable_million_m3_Before Competition Groups_13 | Direct Contact Water Heaters | 1.126% | 0 | 19.8525 | Industrial_2034_Achievable_million_m3_Before Competition Groups_Direct Contact Water Heaters
Industrial | Ind ¦ Direct Contact Water Heaters | 2034 | Economic | million_m3 | Before Competition Groups | 28.121 | 0 | 0 | 2528.656 | 0.011121 | 11 | Industrial_2034_Economic_million_m3_Before Competition Groups_11 | Direct Contact Water Heaters | 1.112% | 0 | 28.121 | Industrial_2034_Economic_million_m3_Before Competition Groups_Direct Contact Water Heaters
Industrial | Ind ¦ Direct Contact Water Heaters | 2034 | Technical | million_m3 | Before Competition Groups | 28.121 | 0 | 0 | 2610.3232 | 0.010773 | 13 | Industrial_2034_Technical_million_m3_Before Competition Groups_13 | Direct Contact Water Heaters | 1.077% | 0 | 28.121 | Industrial_2034_Technical_million_m3_Before Competition Groups_Direct Contact Water Heaters
Industrial | Ind ¦ HE HVAC Controls | 2034 | Economic | million_m3 | Before Competition Groups | 27.1925 | 0 | 0 | 2528.656 | 0.010754 | 12 | Industrial_2034_Economic_million_m3_Before Competition Groups_12 | HE HVAC Controls | 1.075% | 0 | 27.1925 | Industrial_2034_Economic_million_m3_Before Competition Groups_HE HVAC Controls
Industrial | Ind ¦ Loading Dock Seals | 2034 | Economic | million_m3 | Before Competition Groups | 27.1925 | 0 | 0 | 2528.656 | 0.010754 | 13 | Industrial_2034_Economic_million_m3_Before Competition Groups_13 | Loading Dock Seals | 1.075% | 0 | 27.1925 | Industrial_2034_Economic_million_m3_Before Competition Groups_Loading Dock Seals
Industrial | Ind ¦ Insulation - Steam (AG) | 2034 | Achievable | million_m3 | Before Competition Groups | 18.4432 | 0 | 0 | 1763.3155 | 0.010459 | 14 | Industrial_2034_Achievable_million_m3_Before Competition Groups_14 | Insulation - Steam (AG) | 1.046% | 0 | 18.4432 | Industrial_2034_Achievable_million_m3_Before Competition Groups_Insulation - Steam (AG)
Industrial | Ind ¦ HE HVAC Controls | 2034 | Technical | million_m3 | Before Competition Groups | 27.1925 | 0 | 0 | 2610.3232 | 0.010417 | 14 | Industrial_2034_Technical_million_m3_Before Competition Groups_14 | HE HVAC Controls | 1.042% | 0 | 27.1925 | Industrial_2034_Technical_million_m3_Before Competition Groups_HE HVAC Controls
Industrial | Ind ¦ Loading Dock Seals | 2034 | Technical | million_m3 | Before Competition Groups | 27.1925 | 0 | 0 | 2610.3232 | 0.010417 | 15 | Industrial_2034_Technical_million_m3_Before Competition Groups_15 | Loading Dock Seals | 1.042% | 0 | 27.1925 | Industrial_2034_Technical_million_m3_Before Competition Groups_Loading Dock Seals
Industrial | Ind ¦ Steam Trap Repair | 2034 | Achievable | million_m3 | Before Competition Groups | 17.349 | 0 | 0 | 1763.3155 | 0.0098388 | 15 | Industrial_2034_Achievable_million_m3_Before Competition Groups_15 | Steam Trap Repair | 0.9839% | 0 | 17.349 | Industrial_2034_Achievable_million_m3_Before Competition Groups_Steam Trap Repair
Industrial | Ind ¦ Steam Trap Repair | 2034 | Economic | million_m3 | Before Competition Groups | 22.8723 | 0 | 0 | 2528.656 | 0.0090452 | 14 | Industrial_2034_Economic_million_m3_Before Competition Groups_14 | Steam Trap Repair | 0.9045% | 0 | 22.8723 | Industrial_2034_Economic_million_m3_Before Competition Groups_Steam Trap Repair
Industrial | Ind ¦ Steam Trap Repair | 2034 | Technical | million_m3 | Before Competition Groups | 22.8723 | 0 | 0 | 2610.3232 | 0.0087622 | 16 | Industrial_2034_Technical_million_m3_Before Competition Groups_16 | Steam Trap Repair | 0.8762% | 0 | 22.8723 | Industrial_2034_Technical_million_m3_Before Competition Groups_Steam Trap Repair
Industrial | Ind ¦ Insulation - Steam (AG) | 2034 | Economic | million_m3 | Before Competition Groups | 21.052 | 0 | 0 | 2528.656 | 0.0083254 | 15 | Industrial_2034_Economic_million_m3_Before Competition Groups_15 | Insulation - Steam (AG) | 0.8325% | 0 | 21.052 | Industrial_2034_Economic_million_m3_Before Competition Groups_Insulation - Steam (AG)
Industrial | Ind ¦ Insulation - Steam (AG) | 2034 | Technical | million_m3 | Before Competition Groups | 21.052 | 0 | 0 | 2610.3232 | 0.0080649 | 17 | Industrial_2034_Technical_million_m3_Before Competition Groups_17 | Insulation - Steam (AG) | 0.8065% | 0 | 21.052 | Industrial_2034_Technical_million_m3_Before Competition Groups_Insulation - Steam (AG)
Industrial | Ind ¦ Air Compressor Heat Recovery | 2034 | Achievable | million_m3 | Before Competition Groups | 13.4879 | 0 | 0 | 1763.3155 | 0.0076491 | 16 | Industrial_2034_Achievable_million_m3_Before Competition Groups_16 | Air Compressor Heat Recovery | 0.7649% | 0 | 13.4879 | Industrial_2034_Achievable_million_m3_Before Competition Groups_Air Compressor Heat Recovery
Industrial | Ind ¦ High Efficiency Furnaces | 2034 | Economic | million_m3 | Before Competition Groups | 18.2316 | 0 | 0 | 2528.656 | 0.00721 | 16 | Industrial_2034_Economic_million_m3_Before Competition Groups_16 | High Efficiency Furnaces | 0.721% | 0 | 18.2316 | Industrial_2034_Economic_million_m3_Before Competition Groups_High Efficiency Furnaces
Industrial | Ind ¦ High Efficiency Furnaces | 2034 | Technical | million_m3 | Before Competition Groups | 18.2316 | 0 | 0 | 2610.3232 | 0.0069844 | 18 | Industrial_2034_Technical_million_m3_Before Competition Groups_18 | High Efficiency Furnaces | 0.6984% | 0 | 18.2316 | Industrial_2034_Technical_million_m3_Before Competition Groups_High Efficiency Furnaces
Industrial | Ind ¦ Air Compressor Heat Recovery | 2034 | Economic | million_m3 | Before Competition Groups | 17.5168 | 0 | 0 | 2528.656 | 0.0069273 | 17 | Industrial_2034_Economic_million_m3_Before Competition Groups_17 | Air Compressor Heat Recovery | 0.6927% | 0 | 17.5168 | Industrial_2034_Economic_million_m3_Before Competition Groups_Air Compressor Heat Recovery
Industrial | Ind ¦ Air Compressor Heat Recovery | 2034 | Technical | million_m3 | Before Competition Groups | 17.5168 | 0 | 0 | 2610.3232 | 0.0067106 | 19 | Industrial_2034_Technical_million_m3_Before Competition Groups_19 | Air Compressor Heat Recovery | 0.6711% | 0 | 17.5168 | Industrial_2034_Technical_million_m3_Before Competition Groups_Air Compressor Heat Recovery
Industrial | Ind ¦ High Efficiency Furnaces | 2034 | Achievable | million_m3 | Before Competition Groups | 11.131 | 0 | 0 | 1763.3155 | 0.0063125 | 17 | Industrial_2034_Achievable_million_m3_Before Competition Groups_17 | High Efficiency Furnaces | 0.6313% | 0 | 11.131 | Industrial_2034_Achievable_million_m3_Before Competition Groups_High Efficiency Furnaces
Industrial | Ind ¦ Steam Turbine Optimization | 2034 | Achievable | million_m3 | Before Competition Groups | 8.2614 | 0 | 0 | 1763.3155 | 0.0046852 | 18 | Industrial_2034_Achievable_million_m3_Before Competition Groups_18 | Steam Turbine Optimization | 0.4685% | 0 | 8.2614 | Industrial_2034_Achievable_million_m3_Before Competition Groups_Steam Turbine Optimization
Industrial | Ind ¦ Steam Turbine Optimization | 2034 | Economic | million_m3 | Before Competition Groups | 11.2232 | 0 | 0 | 2528.656 | 0.0044384 | 18 | Industrial_2034_Economic_million_m3_Before Competition Groups_18 | Steam Turbine Optimization | 0.4438% | 0 | 11.2232 | Industrial_2034_Economic_million_m3_Before Competition Groups_Steam Turbine Optimization
Industrial | Ind ¦ Steam Turbine Optimization | 2034 | Technical | million_m3 | Before Competition Groups | 11.2232 | 0 | 0 | 2610.3232 | 0.0042996 | 20 | Industrial_2034_Technical_million_m3_Before Competition Groups_20 | Steam Turbine Optimization | 0.43% | 0 | 11.2232 | Industrial_2034_Technical_million_m3_Before Competition Groups_Steam Turbine Optimization
Industrial | Ind ¦ Process Optimization (Gas) | 2034 | Economic | million_m3 | Before Competition Groups | 10.2948 | 0 | 0 | 2528.656 | 0.0040712 | 19 | Industrial_2034_Economic_million_m3_Before Competition Groups_19 | Process Optimization (Gas) | 0.4071% | 0 | 10.2948 | Industrial_2034_Economic_million_m3_Before Competition Groups_Process Optimization (Gas)
Industrial | Ind ¦ Process Optimization (Gas) | 2034 | Technical | million_m3 | Before Competition Groups | 10.2948 | 0 | 0 | 2610.3232 | 0.0039439 | 21 | Industrial_2034_Technical_million_m3_Before Competition Groups_21 | Process Optimization (Gas) | 0.3944% | 0 | 10.2948 | Industrial_2034_Technical_million_m3_Before Competition Groups_Process Optimization (Gas)
Industrial | Ind ¦ Gas Turbine Optimization | 2034 | Achievable | million_m3 | Before Competition Groups | 6.1961 | 0 | 0 | 1763.3155 | 0.0035139 | 19 | Industrial_2034_Achievable_million_m3_Before Competition Groups_19 | Gas Turbine Optimization | 0.3514% | 0 | 6.1961 | Industrial_2034_Achievable_million_m3_Before Competition Groups_Gas Turbine Optimization
Industrial | Ind ¦ HE Stock Tank | 2034 | Economic | million_m3 | Before Competition Groups | 8.7833 | 0 | 0 | 2528.656 | 0.0034735 | 20 | Industrial_2034_Economic_million_m3_Before Competition Groups_20 | HE Stock Tank | 0.3474% | 0 | 8.7833 | Industrial_2034_Economic_million_m3_Before Competition Groups_HE Stock Tank
Industrial | Ind ¦ HE Stock Tank | 2034 | Technical | million_m3 | Before Competition Groups | 8.7833 | 0 | 0 | 2610.3232 | 0.0033648 | 22 | Industrial_2034_Technical_million_m3_Before Competition Groups_22 | HE Stock Tank | 0.3365% | 0 | 8.7833 | Industrial_2034_Technical_million_m3_Before Competition Groups_HE Stock Tank
Industrial | Ind ¦ Gas Turbine Optimization | 2034 | Economic | million_m3 | Before Competition Groups | 8.4174 | 0 | 0 | 2528.656 | 0.0033288 | 21 | Industrial_2034_Economic_million_m3_Before Competition Groups_21 | Gas Turbine Optimization | 0.3329% | 0 | 8.4174 | Industrial_2034_Economic_million_m3_Before Competition Groups_Gas Turbine Optimization
Industrial | Ind ¦ Gas Turbine Optimization | 2034 | Technical | million_m3 | Before Competition Groups | 8.4174 | 0 | 0 | 2610.3232 | 0.0032247 | 23 | Industrial_2034_Technical_million_m3_Before Competition Groups_23 | Gas Turbine Optimization | 0.3225% | 0 | 8.4174 | Industrial_2034_Technical_million_m3_Before Competition Groups_Gas Turbine Optimization
Industrial | Ind ¦ HE Stock Tank | 2034 | Achievable | million_m3 | Before Competition Groups | 5.3085 | 0 | 0 | 1763.3155 | 0.0030105 | 20 | Industrial_2034_Achievable_million_m3_Before Competition Groups_20 | HE Stock Tank | 0.3011% | 0 | 5.3085 | Industrial_2034_Achievable_million_m3_Before Competition Groups_HE Stock Tank
Industrial | Ind ¦ Solar Walls | 2034 | Achievable | million_m3 | Before Competition Groups | 4.2878 | 0 | 0 | 1763.3155 | 0.0024317 | 21 | Industrial_2034_Achievable_million_m3_Before Competition Groups_21 | Solar Walls | 0.2432% | 0 | 4.2878 | Industrial_2034_Achievable_million_m3_Before Competition Groups_Solar Walls
Industrial | Ind ¦ Ventilation Optimization (Gas) | 2034 | Achievable | million_m3 | Before Competition Groups | 4.2729 | 0 | 0 | 1763.3155 | 0.0024232 | 22 | Industrial_2034_Achievable_million_m3_Before Competition Groups_22 | Ventilation Optimization (Gas) | 0.2423% | 0 | 4.2729 | Industrial_2034_Achievable_million_m3_Before Competition Groups_Ventilation Optimization (Gas)
Industrial | Ind ¦ Solar Walls | 2034 | Economic | million_m3 | Before Competition Groups | 5.5731 | 0 | 0 | 2528.656 | 0.002204 | 22 | Industrial_2034_Economic_million_m3_Before Competition Groups_22 | Solar Walls | 0.2204% | 0 | 5.5731 | Industrial_2034_Economic_million_m3_Before Competition Groups_Solar Walls
Industrial | Ind ¦ Ventilation Optimization (Gas) | 2034 | Economic | million_m3 | Before Competition Groups | 5.4508 | 0 | 0 | 2528.656 | 0.0021556 | 23 | Industrial_2034_Economic_million_m3_Before Competition Groups_23 | Ventilation Optimization (Gas) | 0.2156% | 0 | 5.4508 | Industrial_2034_Economic_million_m3_Before Competition Groups_Ventilation Optimization (Gas)
Industrial | Ind ¦ Solar Walls | 2034 | Technical | million_m3 | Before Competition Groups | 5.5731 | 0 | 0 | 2610.3232 | 0.002135 | 24 | Industrial_2034_Technical_million_m3_Before Competition Groups_24 | Solar Walls | 0.2135% | 0 | 5.5731 | Industrial_2034_Technical_million_m3_Before Competition Groups_Solar Walls
Industrial | Ind ¦ Ventilation Optimization (Gas) | 2034 | Technical | million_m3 | Before Competition Groups | 5.4508 | 0 | 0 | 2610.3232 | 0.0020882 | 25 | Industrial_2034_Technical_million_m3_Before Competition Groups_25 | Ventilation Optimization (Gas) | 0.2088% | 0 | 5.4508 | Industrial_2034_Technical_million_m3_Before Competition Groups_Ventilation Optimization (Gas)
Industrial | Ind ¦ Process Optimization (Gas) | 2034 | Achievable | million_m3 | Before Competition Groups | 1.5551 | 0 | 0 | 1763.3155 | 0.0008819 | 23 | Industrial_2034_Achievable_million_m3_Before Competition Groups_23 | Process Optimization (Gas) | 0.08819% | 0 | 1.5551 | Industrial_2034_Achievable_million_m3_Before Competition Groups_Process Optimization (Gas)
Industrial | Ind ¦ HE HVAC Units | 2034 | Economic | million_m3 | Before Competition Groups | 2.0802 | 0 | 0 | 2528.656 | 0.00082264 | 24 | Industrial_2034_Economic_million_m3_Before Competition Groups_24 | HE HVAC Units | 0.08226% | 0 | 2.0802 | Industrial_2034_Economic_million_m3_Before Competition Groups_HE HVAC Units
Industrial | Ind ¦ HE HVAC Units | 2034 | Technical | million_m3 | Before Competition Groups | 2.0802 | 0 | 0 | 2610.3232 | 0.00079691 | 26 | Industrial_2034_Technical_million_m3_Before Competition Groups_26 | HE HVAC Units | 0.07969% | 0 | 2.0802 | Industrial_2034_Technical_million_m3_Before Competition Groups_HE HVAC Units
Industrial | Ind ¦ HE HVAC Units | 2034 | Achievable | million_m3 | Before Competition Groups | 1.3981 | 0 | 0 | 1763.3155 | 0.00079288 | 24 | Industrial_2034_Achievable_million_m3_Before Competition Groups_24 | HE HVAC Units | 0.07929% | 0 | 1.3981 | Industrial_2034_Achievable_million_m3_Before Competition Groups_HE HVAC Units
Industrial | Ind ¦ Boiler Tune Up - Direct | 2034 | Technical | million_m3 | Before Competition Groups | 1.6921 | 0 | 0 | 2610.3232 | 0.00064823 | 27 | Industrial_2034_Technical_million_m3_Before Competition Groups_27 | Boiler Tune Up - Direct | 0.06482% | 0 | 1.6921 | Industrial_2034_Technical_million_m3_Before Competition Groups_Boiler Tune Up - Direct
Industrial | Ind ¦ Process Heat Recovery (Gas) - HVAC | 2034 | Achievable | million_m3 | Before Competition Groups | 0.93623 | 0 | 0 | 1763.3155 | 0.00053095 | 25 | Industrial_2034_Achievable_million_m3_Before Competition Groups_25 | Process Heat Recovery (Gas) - HVAC | 0.0531% | 0 | 0.93623 | Industrial_2034_Achievable_million_m3_Before Competition Groups_Process Heat Recovery (Gas) - HVAC
Industrial | Ind ¦ Process Heat Recovery (Gas) - HVAC | 2034 | Economic | million_m3 | Before Competition Groups | 1.1616 | 0 | 0 | 2528.656 | 0.00045936 | 25 | Industrial_2034_Economic_million_m3_Before Competition Groups_25 | Process Heat Recovery (Gas) - HVAC | 0.04594% | 0 | 1.1616 | Industrial_2034_Economic_million_m3_Before Competition Groups_Process Heat Recovery (Gas) - HVAC
Industrial | Ind ¦ Process Heat Recovery (Gas) - HVAC | 2034 | Technical | million_m3 | Before Competition Groups | 1.1616 | 0 | 0 | 2610.3232 | 0.00044499 | 28 | Industrial_2034_Technical_million_m3_Before Competition Groups_28 | Process Heat Recovery (Gas) - HVAC | 0.0445% | 0 | 1.1616 | Industrial_2034_Technical_million_m3_Before Competition Groups_Process Heat Recovery (Gas) - HVAC
Industrial | Ind ¦ Insulation - Steam - Direct | 2034 | Achievable | million_m3 | Before Competition Groups | 0.56556 | 0 | 0 | 1763.3155 | 0.00032073 | 26 | Industrial_2034_Achievable_million_m3_Before Competition Groups_26 | Insulation - Steam - Direct | 0.03207% | 0 | 0.56556 | Industrial_2034_Achievable_million_m3_Before Competition Groups_Insulation - Steam - Direct
Industrial | Ind ¦ Insulation - Steam - Direct | 2034 | Economic | million_m3 | Before Competition Groups | 0.77438 | 0 | 0 | 2528.656 | 0.00030624 | 26 | Industrial_2034_Economic_million_m3_Before Competition Groups_26 | Insulation - Steam - Direct | 0.03062% | 0 | 0.77438 | Industrial_2034_Economic_million_m3_Before Competition Groups_Insulation - Steam - Direct
Industrial | Ind ¦ Insulation - Steam - Direct | 2034 | Technical | million_m3 | Before Competition Groups | 0.77438 | 0 | 0 | 2610.3232 | 0.00029666 | 29 | Industrial_2034_Technical_million_m3_Before Competition Groups_29 | Insulation - Steam - Direct | 0.02967% | 0 | 0.77438 | Industrial_2034_Technical_million_m3_Before Competition Groups_Insulation - Steam - Direct
Industrial | Ind ¦ Insulation - Steam - HVAC | 2034 | Achievable | million_m3 | Before Competition Groups | 0.1298 | 0 | 0 | 1763.3155 | 7.3614e-05 | 27 | Industrial_2034_Achievable_million_m3_Before Competition Groups_27 | Insulation - Steam - HVAC | 0.007361% | 0 | 0.1298 | Industrial_2034_Achievable_million_m3_Before Competition Groups_Insulation - Steam - HVAC
Industrial | Ind ¦ Insulation - Steam - HVAC | 2034 | Economic | million_m3 | Before Competition Groups | 0.16104 | 0 | 0 | 2528.656 | 6.3687e-05 | 27 | Industrial_2034_Economic_million_m3_Before Competition Groups_27 | Insulation - Steam - HVAC | 0.006369% | 0 | 0.16104 | Industrial_2034_Economic_million_m3_Before Competition Groups_Insulation - Steam - HVAC
Industrial | Ind ¦ Insulation - Steam - HVAC | 2034 | Technical | million_m3 | Before Competition Groups | 0.16104 | 0 | 0 | 2610.3232 | 6.1695e-05 | 30 | Industrial_2034_Technical_million_m3_Before Competition Groups_30 | Insulation - Steam - HVAC | 0.006169% | 0 | 0.16104 | Industrial_2034_Technical_million_m3_Before Competition Groups_Insulation - Steam - HVAC
Industrial | Ind ¦ Boiler Tune Up - HVAC | 2034 | Technical | million_m3 | Before Competition Groups | 0.14641 | 0 | 0 | 2610.3232 | 5.609e-05 | 31 | Industrial_2034_Technical_million_m3_Before Competition Groups_31 | Boiler Tune Up - HVAC | 0.005609% | 0 | 0.14641 | Industrial_2034_Technical_million_m3_Before Competition Groups_Boiler Tune Up - HVAC
Industrial | Ind ¦ Boiler Tune Up | 2034 | Achievable | million_m3 | Before Competition Groups | 0 | 0 | 0 | 1763.3155 | 0 | 28 | Industrial_2034_Achievable_million_m3_Before Competition Groups_28 | Boiler Tune Up | 0% | 0 | 0 | Industrial_2034_Achievable_million_m3_Before Competition Groups_Boiler Tune Up
Industrial | Ind ¦ Boiler Tune Up | 2034 | Economic | million_m3 | Before Competition Groups | 0 | 0 | 0 | 2528.656 | 0 | 28 | Industrial_2034_Economic_million_m3_Before Competition Groups_28 | Boiler Tune Up | 0% | 0 | 0 | Industrial_2034_Economic_million_m3_Before Competition Groups_Boiler Tune Up
Industrial | Ind ¦ Boiler Tune Up - Direct | 2034 | Achievable | million_m3 | Before Competition Groups | 0 | 0 | 0 | 1763.3155 | 0 | 29 | Industrial_2034_Achievable_million_m3_Before Competition Groups_29 | Boiler Tune Up - Direct | 0% | 0 | 0 | Industrial_2034_Achievable_million_m3_Before Competition Groups_Boiler Tune Up - Direct
Industrial | Ind ¦ Boiler Tune Up - Direct | 2034 | Economic | million_m3 | Before Competition Groups | 0 | 0 | 0 | 2528.656 | 0 | 29 | Industrial_2034_Economic_million_m3_Before Competition Groups_29 | Boiler Tune Up - Direct | 0% | 0 | 0 | Industrial_2034_Economic_million_m3_Before Competition Groups_Boiler Tune Up - Direct
Industrial | Ind ¦ Boiler Tune Up - HVAC | 2034 | Achievable | million_m3 | Before Competition Groups | 0 | 0 | 0 | 1763.3155 | 0 | 30 | Industrial_2034_Achievable_million_m3_Before Competition Groups_30 | Boiler Tune Up - HVAC | 0% | 0 | 0 | Industrial_2034_Achievable_million_m3_Before Competition Groups_Boiler Tune Up - HVAC
Industrial | Ind ¦ Boiler Tune Up - HVAC | 2034 | Economic | million_m3 | Before Competition Groups | 0 | 0 | 0 | 2528.656 | 0 | 30 | Industrial_2034_Economic_million_m3_Before Competition Groups_30 | Boiler Tune Up - HVAC | 0% | 0 | 0 | Industrial_2034_Economic_million_m3_Before Competition Groups_Boiler Tune Up - HVAC
Industrial | Ind ¦ Process Heat Improvements | 2035 | Economic | million_m3 | Before Competition Groups | 856.658 | 0 | 0 | 2560.7833 | 0.33453 | 1 | Industrial_2035_Economic_million_m3_Before Competition Groups_1 | Process Heat Improvements | 33.45% | 0 | 856.658 | Industrial_2035_Economic_million_m3_Before Competition Groups_Process Heat Improvements
Industrial | Ind ¦ Process Heat Improvements | 2035 | Technical | million_m3 | Before Competition Groups | 856.658 | 0 | 0 | 2642.4506 | 0.32419 | 1 | Industrial_2035_Technical_million_m3_Before Competition Groups_1 | Process Heat Improvements | 32.42% | 0 | 856.658 | Industrial_2035_Technical_million_m3_Before Competition Groups_Process Heat Improvements
Industrial | Ind ¦ Process Heat Improvements | 2035 | Achievable | million_m3 | Before Competition Groups | 558.9238 | 0 | 0 | 1887.9176 | 0.29605 | 1 | Industrial_2035_Achievable_million_m3_Before Competition Groups_1 | Process Heat Improvements | 29.61% | 0 | 558.9238 | Industrial_2035_Achievable_million_m3_Before Competition Groups_Process Heat Improvements
Industrial | Ind ¦ Process Heat Recovery (Gas) | 2035 | Achievable | million_m3 | Before Competition Groups | 276.7373 | 0 | 0 | 1887.9176 | 0.14658 | 2 | Industrial_2035_Achievable_million_m3_Before Competition Groups_2 | Process Heat Recovery (Gas) | 14.66% | 0 | 276.7373 | Industrial_2035_Achievable_million_m3_Before Competition Groups_Process Heat Recovery (Gas)
Industrial | Ind ¦ Boiler Upgrade | 2035 | Achievable | million_m3 | Before Competition Groups | 263.1511 | 0 | 0 | 1887.9176 | 0.13939 | 3 | Industrial_2035_Achievable_million_m3_Before Competition Groups_3 | Boiler Upgrade | 13.94% | 0 | 263.1511 | Industrial_2035_Achievable_million_m3_Before Competition Groups_Boiler Upgrade
Industrial | Ind ¦ Process Heat Recovery (Gas) | 2035 | Economic | million_m3 | Before Competition Groups | 347.5632 | 0 | 0 | 2560.7833 | 0.13573 | 2 | Industrial_2035_Economic_million_m3_Before Competition Groups_2 | Process Heat Recovery (Gas) | 13.57% | 0 | 347.5632 | Industrial_2035_Economic_million_m3_Before Competition Groups_Process Heat Recovery (Gas)
Industrial | Ind ¦ Process Heat Recovery (Gas) | 2035 | Technical | million_m3 | Before Competition Groups | 347.5632 | 0 | 0 | 2642.4506 | 0.13153 | 2 | Industrial_2035_Technical_million_m3_Before Competition Groups_2 | Process Heat Recovery (Gas) | 13.15% | 0 | 347.5632 | Industrial_2035_Technical_million_m3_Before Competition Groups_Process Heat Recovery (Gas)
Industrial | Ind ¦ Boiler Upgrade | 2035 | Economic | million_m3 | Before Competition Groups | 331.4707 | 0 | 0 | 2560.7833 | 0.12944 | 3 | Industrial_2035_Economic_million_m3_Before Competition Groups_3 | Boiler Upgrade | 12.94% | 0 | 331.4707 | Industrial_2035_Economic_million_m3_Before Competition Groups_Boiler Upgrade
Industrial | Ind ¦ Boiler Upgrade | 2035 | Technical | million_m3 | Before Competition Groups | 331.4707 | 0 | 0 | 2642.4506 | 0.12544 | 3 | Industrial_2035_Technical_million_m3_Before Competition Groups_3 | Boiler Upgrade | 12.54% | 0 | 331.4707 | Industrial_2035_Technical_million_m3_Before Competition Groups_Boiler Upgrade
Industrial | Ind ¦ Recommissioning | 2035 | Achievable | million_m3 | Before Competition Groups | 202.675 | 0 | 0 | 1887.9176 | 0.10735 | 4 | Industrial_2035_Achievable_million_m3_Before Competition Groups_4 | Recommissioning | 10.74% | 0 | 202.675 | Industrial_2035_Achievable_million_m3_Before Competition Groups_Recommissioning
Industrial | Ind ¦ Recommissioning | 2035 | Economic | million_m3 | Before Competition Groups | 252.3014 | 0 | 0 | 2560.7833 | 0.098525 | 4 | Industrial_2035_Economic_million_m3_Before Competition Groups_4 | Recommissioning | 9.853% | 0 | 252.3014 | Industrial_2035_Economic_million_m3_Before Competition Groups_Recommissioning
Industrial | Ind ¦ Recommissioning | 2035 | Technical | million_m3 | Before Competition Groups | 252.3014 | 0 | 0 | 2642.4506 | 0.09548 | 4 | Industrial_2035_Technical_million_m3_Before Competition Groups_4 | Recommissioning | 9.548% | 0 | 252.3014 | Industrial_2035_Technical_million_m3_Before Competition Groups_Recommissioning
Industrial | Ind ¦ Improved Controls -Process Heating Gas | 2035 | Achievable | million_m3 | Before Competition Groups | 126.6963 | 0 | 0 | 1887.9176 | 0.067109 | 5 | Industrial_2035_Achievable_million_m3_Before Competition Groups_5 | Improved Controls -Process Heating Gas | 6.711% | 0 | 126.6963 | Industrial_2035_Achievable_million_m3_Before Competition Groups_Improved Controls -Process Heating Gas
Industrial | Ind ¦ High Efficiency Burners | 2035 | Economic | million_m3 | Before Competition Groups | 161.6751 | 0 | 0 | 2560.7833 | 0.063135 | 5 | Industrial_2035_Economic_million_m3_Before Competition Groups_5 | High Efficiency Burners | 6.314% | 0 | 161.6751 | Industrial_2035_Economic_million_m3_Before Competition Groups_High Efficiency Burners
Industrial | Ind ¦ Improved Controls -Process Heating Gas | 2035 | Economic | million_m3 | Before Competition Groups | 159.4785 | 0 | 0 | 2560.7833 | 0.062277 | 6 | Industrial_2035_Economic_million_m3_Before Competition Groups_6 | Improved Controls -Process Heating Gas | 6.228% | 0 | 159.4785 | Industrial_2035_Economic_million_m3_Before Competition Groups_Improved Controls -Process Heating Gas
Industrial | Ind ¦ High Efficiency Burners | 2035 | Technical | million_m3 | Before Competition Groups | 161.6751 | 0 | 0 | 2642.4506 | 0.061184 | 5 | Industrial_2035_Technical_million_m3_Before Competition Groups_5 | High Efficiency Burners | 6.118% | 0 | 161.6751 | Industrial_2035_Technical_million_m3_Before Competition Groups_High Efficiency Burners
Industrial | Ind ¦ Improved Controls -Process Heating Gas | 2035 | Technical | million_m3 | Before Competition Groups | 159.4785 | 0 | 0 | 2642.4506 | 0.060353 | 6 | Industrial_2035_Technical_million_m3_Before Competition Groups_6 | Improved Controls -Process Heating Gas | 6.035% | 0 | 159.4785 | Industrial_2035_Technical_million_m3_Before Competition Groups_Improved Controls -Process Heating Gas
Industrial | Ind ¦ High Efficiency Burners | 2035 | Achievable | million_m3 | Before Competition Groups | 106.1285 | 0 | 0 | 1887.9176 | 0.056215 | 6 | Industrial_2035_Achievable_million_m3_Before Competition Groups_6 | High Efficiency Burners | 5.621% | 0 | 106.1285 | Industrial_2035_Achievable_million_m3_Before Competition Groups_High Efficiency Burners
Industrial | Ind ¦ Greenhouse Envelope Improvements | 2035 | Achievable | million_m3 | Before Competition Groups | 82.4835 | 0 | 0 | 1887.9176 | 0.04369 | 7 | Industrial_2035_Achievable_million_m3_Before Competition Groups_7 | Greenhouse Envelope Improvements | 4.369% | 0 | 82.4835 | Industrial_2035_Achievable_million_m3_Before Competition Groups_Greenhouse Envelope Improvements
Industrial | Ind ¦ Greenhouse Envelope Improvements | 2035 | Economic | million_m3 | Before Competition Groups | 101.0624 | 0 | 0 | 2560.7833 | 0.039465 | 7 | Industrial_2035_Economic_million_m3_Before Competition Groups_7 | Greenhouse Envelope Improvements | 3.947% | 0 | 101.0624 | Industrial_2035_Economic_million_m3_Before Competition Groups_Greenhouse Envelope Improvements
Industrial | Ind ¦ Greenhouse Envelope Improvements | 2035 | Technical | million_m3 | Before Competition Groups | 101.0624 | 0 | 0 | 2642.4506 | 0.038246 | 7 | Industrial_2035_Technical_million_m3_Before Competition Groups_7 | Greenhouse Envelope Improvements | 3.825% | 0 | 101.0624 | Industrial_2035_Technical_million_m3_Before Competition Groups_Greenhouse Envelope Improvements
Industrial | Ind ¦ Insulation - Steam | 2035 | Achievable | million_m3 | Before Competition Groups | 38.6528 | 0 | 0 | 1887.9176 | 0.020474 | 8 | Industrial_2035_Achievable_million_m3_Before Competition Groups_8 | Insulation - Steam | 2.047% | 0 | 38.6528 | Industrial_2035_Achievable_million_m3_Before Competition Groups_Insulation - Steam
Industrial | Ind ¦ Boiler Tune Up | 2035 | Technical | million_m3 | Before Competition Groups | 49.6965 | 0 | 0 | 2642.4506 | 0.018807 | 8 | Industrial_2035_Technical_million_m3_Before Competition Groups_8 | Boiler Tune Up | 1.881% | 0 | 49.6965 | Industrial_2035_Technical_million_m3_Before Competition Groups_Boiler Tune Up
Industrial | Ind ¦ Insulation - Steam | 2035 | Economic | million_m3 | Before Competition Groups | 47.7841 | 0 | 0 | 2560.7833 | 0.01866 | 8 | Industrial_2035_Economic_million_m3_Before Competition Groups_8 | Insulation - Steam | 1.866% | 0 | 47.7841 | Industrial_2035_Economic_million_m3_Before Competition Groups_Insulation - Steam
Industrial | Ind ¦ Insulation - Steam | 2035 | Technical | million_m3 | Before Competition Groups | 47.7841 | 0 | 0 | 2642.4506 | 0.018083 | 9 | Industrial_2035_Technical_million_m3_Before Competition Groups_9 | Insulation - Steam | 1.808% | 0 | 47.7841 | Industrial_2035_Technical_million_m3_Before Competition Groups_Insulation - Steam
Industrial | Ind ¦ High Efficiency HVAC Fans (Gas) | 2035 | Achievable | million_m3 | Before Competition Groups | 33.8426 | 0 | 0 | 1887.9176 | 0.017926 | 9 | Industrial_2035_Achievable_million_m3_Before Competition Groups_9 | High Efficiency HVAC Fans (Gas) | 1.793% | 0 | 33.8426 | Industrial_2035_Achievable_million_m3_Before Competition Groups_High Efficiency HVAC Fans (Gas)
Industrial | Ind ¦ VAV Conversion Project (Gas) | 2035 | Achievable | million_m3 | Before Competition Groups | 33.649 | 0 | 0 | 1887.9176 | 0.017823 | 10 | Industrial_2035_Achievable_million_m3_Before Competition Groups_10 | VAV Conversion Project (Gas) | 1.782% | 0 | 33.649 | Industrial_2035_Achievable_million_m3_Before Competition Groups_VAV Conversion Project (Gas)
Industrial | Ind ¦ High Efficiency HVAC Fans (Gas) | 2035 | Economic | million_m3 | Before Competition Groups | 44.2322 | 0 | 0 | 2560.7833 | 0.017273 | 9 | Industrial_2035_Economic_million_m3_Before Competition Groups_9 | High Efficiency HVAC Fans (Gas) | 1.727% | 0 | 44.2322 | Industrial_2035_Economic_million_m3_Before Competition Groups_High Efficiency HVAC Fans (Gas)
Industrial | Ind ¦ High Efficiency HVAC Fans (Gas) | 2035 | Technical | million_m3 | Before Competition Groups | 44.2322 | 0 | 0 | 2642.4506 | 0.016739 | 10 | Industrial_2035_Technical_million_m3_Before Competition Groups_10 | High Efficiency HVAC Fans (Gas) | 1.674% | 0 | 44.2322 | Industrial_2035_Technical_million_m3_Before Competition Groups_High Efficiency HVAC Fans (Gas)
Industrial | Ind ¦ VAV Conversion Project (Gas) | 2035 | Economic | million_m3 | Before Competition Groups | 41.3425 | 0 | 0 | 2560.7833 | 0.016144 | 10 | Industrial_2035_Economic_million_m3_Before Competition Groups_10 | VAV Conversion Project (Gas) | 1.614% | 0 | 41.3425 | Industrial_2035_Economic_million_m3_Before Competition Groups_VAV Conversion Project (Gas)
Industrial | Ind ¦ VAV Conversion Project (Gas) | 2035 | Technical | million_m3 | Before Competition Groups | 41.3425 | 0 | 0 | 2642.4506 | 0.015646 | 11 | Industrial_2035_Technical_million_m3_Before Competition Groups_11 | VAV Conversion Project (Gas) | 1.565% | 0 | 41.3425 | Industrial_2035_Technical_million_m3_Before Competition Groups_VAV Conversion Project (Gas)
Industrial | Ind ¦ HE HVAC Controls | 2035 | Achievable | million_m3 | Before Competition Groups | 22.7166 | 0 | 0 | 1887.9176 | 0.012033 | 11 | Industrial_2035_Achievable_million_m3_Before Competition Groups_11 | HE HVAC Controls | 1.203% | 0 | 22.7166 | Industrial_2035_Achievable_million_m3_Before Competition Groups_HE HVAC Controls
Industrial | Ind ¦ Steam Leak Repairs | 2035 | Technical | million_m3 | Before Competition Groups | 30.1322 | 0 | 0 | 2642.4506 | 0.011403 | 12 | Industrial_2035_Technical_million_m3_Before Competition Groups_12 | Steam Leak Repairs | 1.14% | 0 | 30.1322 | Industrial_2035_Technical_million_m3_Before Competition Groups_Steam Leak Repairs
Industrial | Ind ¦ Loading Dock Seals | 2035 | Achievable | million_m3 | Before Competition Groups | 21.4974 | 0 | 0 | 1887.9176 | 0.011387 | 12 | Industrial_2035_Achievable_million_m3_Before Competition Groups_12 | Loading Dock Seals | 1.139% | 0 | 21.4974 | Industrial_2035_Achievable_million_m3_Before Competition Groups_Loading Dock Seals
Industrial | Ind ¦ Direct Contact Water Heaters | 2035 | Achievable | million_m3 | Before Competition Groups | 21.2932 | 0 | 0 | 1887.9176 | 0.011279 | 13 | Industrial_2035_Achievable_million_m3_Before Competition Groups_13 | Direct Contact Water Heaters | 1.128% | 0 | 21.2932 | Industrial_2035_Achievable_million_m3_Before Competition Groups_Direct Contact Water Heaters
Industrial | Ind ¦ Direct Contact Water Heaters | 2035 | Economic | million_m3 | Before Competition Groups | 28.7285 | 0 | 0 | 2560.7833 | 0.011219 | 11 | Industrial_2035_Economic_million_m3_Before Competition Groups_11 | Direct Contact Water Heaters | 1.122% | 0 | 28.7285 | Industrial_2035_Economic_million_m3_Before Competition Groups_Direct Contact Water Heaters
Industrial | Ind ¦ Direct Contact Water Heaters | 2035 | Technical | million_m3 | Before Competition Groups | 28.7285 | 0 | 0 | 2642.4506 | 0.010872 | 13 | Industrial_2035_Technical_million_m3_Before Competition Groups_13 | Direct Contact Water Heaters | 1.087% | 0 | 28.7285 | Industrial_2035_Technical_million_m3_Before Competition Groups_Direct Contact Water Heaters
Industrial | Ind ¦ HE HVAC Controls | 2035 | Economic | million_m3 | Before Competition Groups | 27.1925 | 0 | 0 | 2560.7833 | 0.010619 | 12 | Industrial_2035_Economic_million_m3_Before Competition Groups_12 | HE HVAC Controls | 1.062% | 0 | 27.1925 | Industrial_2035_Economic_million_m3_Before Competition Groups_HE HVAC Controls
Industrial | Ind ¦ Loading Dock Seals | 2035 | Economic | million_m3 | Before Competition Groups | 27.1925 | 0 | 0 | 2560.7833 | 0.010619 | 13 | Industrial_2035_Economic_million_m3_Before Competition Groups_13 | Loading Dock Seals | 1.062% | 0 | 27.1925 | Industrial_2035_Economic_million_m3_Before Competition Groups_Loading Dock Seals
Industrial | Ind ¦ Insulation - Steam (AG) | 2035 | Achievable | million_m3 | Before Competition Groups | 19.4383 | 0 | 0 | 1887.9176 | 0.010296 | 14 | Industrial_2035_Achievable_million_m3_Before Competition Groups_14 | Insulation - Steam (AG) | 1.03% | 0 | 19.4383 | Industrial_2035_Achievable_million_m3_Before Competition Groups_Insulation - Steam (AG)
Industrial | Ind ¦ HE HVAC Controls | 2035 | Technical | million_m3 | Before Competition Groups | 27.1925 | 0 | 0 | 2642.4506 | 0.010291 | 14 | Industrial_2035_Technical_million_m3_Before Competition Groups_14 | HE HVAC Controls | 1.029% | 0 | 27.1925 | Industrial_2035_Technical_million_m3_Before Competition Groups_HE HVAC Controls
Industrial | Ind ¦ Loading Dock Seals | 2035 | Technical | million_m3 | Before Competition Groups | 27.1925 | 0 | 0 | 2642.4506 | 0.010291 | 15 | Industrial_2035_Technical_million_m3_Before Competition Groups_15 | Loading Dock Seals | 1.029% | 0 | 27.1925 | Industrial_2035_Technical_million_m3_Before Competition Groups_Loading Dock Seals
Industrial | Ind ¦ Steam Trap Repair | 2035 | Achievable | million_m3 | Before Competition Groups | 18.4358 | 0 | 0 | 1887.9176 | 0.0097652 | 15 | Industrial_2035_Achievable_million_m3_Before Competition Groups_15 | Steam Trap Repair | 0.9765% | 0 | 18.4358 | Industrial_2035_Achievable_million_m3_Before Competition Groups_Steam Trap Repair
Industrial | Ind ¦ Steam Trap Repair | 2035 | Economic | million_m3 | Before Competition Groups | 22.8723 | 0 | 0 | 2560.7833 | 0.0089317 | 14 | Industrial_2035_Economic_million_m3_Before Competition Groups_14 | Steam Trap Repair | 0.8932% | 0 | 22.8723 | Industrial_2035_Economic_million_m3_Before Competition Groups_Steam Trap Repair
Industrial | Ind ¦ Steam Trap Repair | 2035 | Technical | million_m3 | Before Competition Groups | 22.8723 | 0 | 0 | 2642.4506 | 0.0086557 | 16 | Industrial_2035_Technical_million_m3_Before Competition Groups_16 | Steam Trap Repair | 0.8656% | 0 | 22.8723 | Industrial_2035_Technical_million_m3_Before Competition Groups_Steam Trap Repair
Industrial | Ind ¦ Insulation - Steam (AG) | 2035 | Economic | million_m3 | Before Competition Groups | 20.9657 | 0 | 0 | 2560.7833 | 0.0081872 | 15 | Industrial_2035_Economic_million_m3_Before Competition Groups_15 | Insulation - Steam (AG) | 0.8187% | 0 | 20.9657 | Industrial_2035_Economic_million_m3_Before Competition Groups_Insulation - Steam (AG)
Industrial | Ind ¦ Insulation - Steam (AG) | 2035 | Technical | million_m3 | Before Competition Groups | 20.9657 | 0 | 0 | 2642.4506 | 0.0079342 | 17 | Industrial_2035_Technical_million_m3_Before Competition Groups_17 | Insulation - Steam (AG) | 0.7934% | 0 | 20.9657 | Industrial_2035_Technical_million_m3_Before Competition Groups_Insulation - Steam (AG)
Industrial | Ind ¦ Air Compressor Heat Recovery | 2035 | Achievable | million_m3 | Before Competition Groups | 14.3037 | 0 | 0 | 1887.9176 | 0.0075765 | 16 | Industrial_2035_Achievable_million_m3_Before Competition Groups_16 | Air Compressor Heat Recovery | 0.7576% | 0 | 14.3037 | Industrial_2035_Achievable_million_m3_Before Competition Groups_Air Compressor Heat Recovery
Industrial | Ind ¦ High Efficiency Furnaces | 2035 | Economic | million_m3 | Before Competition Groups | 18.6108 | 0 | 0 | 2560.7833 | 0.0072676 | 16 | Industrial_2035_Economic_million_m3_Before Competition Groups_16 | High Efficiency Furnaces | 0.7268% | 0 | 18.6108 | Industrial_2035_Economic_million_m3_Before Competition Groups_High Efficiency Furnaces
Industrial | Ind ¦ High Efficiency Furnaces | 2035 | Technical | million_m3 | Before Competition Groups | 18.6108 | 0 | 0 | 2642.4506 | 0.007043 | 18 | Industrial_2035_Technical_million_m3_Before Competition Groups_18 | High Efficiency Furnaces | 0.7043% | 0 | 18.6108 | Industrial_2035_Technical_million_m3_Before Competition Groups_High Efficiency Furnaces
Industrial | Ind ¦ Air Compressor Heat Recovery | 2035 | Economic | million_m3 | Before Competition Groups | 17.5168 | 0 | 0 | 2560.7833 | 0.0068404 | 17 | Industrial_2035_Economic_million_m3_Before Competition Groups_17 | Air Compressor Heat Recovery | 0.684% | 0 | 17.5168 | Industrial_2035_Economic_million_m3_Before Competition Groups_Air Compressor Heat Recovery
Industrial | Ind ¦ Air Compressor Heat Recovery | 2035 | Technical | million_m3 | Before Competition Groups | 17.5168 | 0 | 0 | 2642.4506 | 0.006629 | 19 | Industrial_2035_Technical_million_m3_Before Competition Groups_19 | Air Compressor Heat Recovery | 0.6629% | 0 | 17.5168 | Industrial_2035_Technical_million_m3_Before Competition Groups_Air Compressor Heat Recovery
Industrial | Ind ¦ High Efficiency Furnaces | 2035 | Achievable | million_m3 | Before Competition Groups | 12.0718 | 0 | 0 | 1887.9176 | 0.0063943 | 17 | Industrial_2035_Achievable_million_m3_Before Competition Groups_17 | High Efficiency Furnaces | 0.6394% | 0 | 12.0718 | Industrial_2035_Achievable_million_m3_Before Competition Groups_High Efficiency Furnaces
Industrial | Ind ¦ Steam Turbine Optimization | 2035 | Achievable | million_m3 | Before Competition Groups | 8.8073 | 0 | 0 | 1887.9176 | 0.0046651 | 18 | Industrial_2035_Achievable_million_m3_Before Competition Groups_18 | Steam Turbine Optimization | 0.4665% | 0 | 8.8073 | Industrial_2035_Achievable_million_m3_Before Competition Groups_Steam Turbine Optimization
Industrial | Ind ¦ Steam Turbine Optimization | 2035 | Economic | million_m3 | Before Competition Groups | 11.2252 | 0 | 0 | 2560.7833 | 0.0043835 | 18 | Industrial_2035_Economic_million_m3_Before Competition Groups_18 | Steam Turbine Optimization | 0.4384% | 0 | 11.2252 | Industrial_2035_Economic_million_m3_Before Competition Groups_Steam Turbine Optimization
Industrial | Ind ¦ Steam Turbine Optimization | 2035 | Technical | million_m3 | Before Competition Groups | 11.2252 | 0 | 0 | 2642.4506 | 0.004248 | 20 | Industrial_2035_Technical_million_m3_Before Competition Groups_20 | Steam Turbine Optimization | 0.4248% | 0 | 11.2252 | Industrial_2035_Technical_million_m3_Before Competition Groups_Steam Turbine Optimization
Industrial | Ind ¦ Process Optimization (Gas) | 2035 | Economic | million_m3 | Before Competition Groups | 10.2948 | 0 | 0 | 2560.7833 | 0.0040202 | 19 | Industrial_2035_Economic_million_m3_Before Competition Groups_19 | Process Optimization (Gas) | 0.402% | 0 | 10.2948 | Industrial_2035_Economic_million_m3_Before Competition Groups_Process Optimization (Gas)
Industrial | Ind ¦ Process Optimization (Gas) | 2035 | Technical | million_m3 | Before Competition Groups | 10.2948 | 0 | 0 | 2642.4506 | 0.0038959 | 21 | Industrial_2035_Technical_million_m3_Before Competition Groups_21 | Process Optimization (Gas) | 0.3896% | 0 | 10.2948 | Industrial_2035_Technical_million_m3_Before Competition Groups_Process Optimization (Gas)
Industrial | Ind ¦ HE Stock Tank | 2035 | Economic | million_m3 | Before Competition Groups | 8.9658 | 0 | 0 | 2560.7833 | 0.0035012 | 20 | Industrial_2035_Economic_million_m3_Before Competition Groups_20 | HE Stock Tank | 0.3501% | 0 | 8.9658 | Industrial_2035_Economic_million_m3_Before Competition Groups_HE Stock Tank
Industrial | Ind ¦ Gas Turbine Optimization | 2035 | Achievable | million_m3 | Before Competition Groups | 6.6055 | 0 | 0 | 1887.9176 | 0.0034988 | 19 | Industrial_2035_Achievable_million_m3_Before Competition Groups_19 | Gas Turbine Optimization | 0.3499% | 0 | 6.6055 | Industrial_2035_Achievable_million_m3_Before Competition Groups_Gas Turbine Optimization
Industrial | Ind ¦ HE Stock Tank | 2035 | Technical | million_m3 | Before Competition Groups | 8.9658 | 0 | 0 | 2642.4506 | 0.003393 | 22 | Industrial_2035_Technical_million_m3_Before Competition Groups_22 | HE Stock Tank | 0.3393% | 0 | 8.9658 | Industrial_2035_Technical_million_m3_Before Competition Groups_HE Stock Tank
Industrial | Ind ¦ Gas Turbine Optimization | 2035 | Economic | million_m3 | Before Competition Groups | 8.4189 | 0 | 0 | 2560.7833 | 0.0032876 | 21 | Industrial_2035_Economic_million_m3_Before Competition Groups_21 | Gas Turbine Optimization | 0.3288% | 0 | 8.4189 | Industrial_2035_Economic_million_m3_Before Competition Groups_Gas Turbine Optimization
Industrial | Ind ¦ Gas Turbine Optimization | 2035 | Technical | million_m3 | Before Competition Groups | 8.4189 | 0 | 0 | 2642.4506 | 0.003186 | 23 | Industrial_2035_Technical_million_m3_Before Competition Groups_23 | Gas Turbine Optimization | 0.3186% | 0 | 8.4189 | Industrial_2035_Technical_million_m3_Before Competition Groups_Gas Turbine Optimization
Industrial | Ind ¦ HE Stock Tank | 2035 | Achievable | million_m3 | Before Competition Groups | 5.7648 | 0 | 0 | 1887.9176 | 0.0030535 | 20 | Industrial_2035_Achievable_million_m3_Before Competition Groups_20 | HE Stock Tank | 0.3054% | 0 | 5.7648 | Industrial_2035_Achievable_million_m3_Before Competition Groups_HE Stock Tank
Industrial | Ind ¦ Solar Walls | 2035 | Achievable | million_m3 | Before Competition Groups | 4.5388 | 0 | 0 | 1887.9176 | 0.0024041 | 21 | Industrial_2035_Achievable_million_m3_Before Competition Groups_21 | Solar Walls | 0.2404% | 0 | 4.5388 | Industrial_2035_Achievable_million_m3_Before Competition Groups_Solar Walls
Industrial | Ind ¦ Ventilation Optimization (Gas) | 2035 | Achievable | million_m3 | Before Competition Groups | 4.5206 | 0 | 0 | 1887.9176 | 0.0023945 | 22 | Industrial_2035_Achievable_million_m3_Before Competition Groups_22 | Ventilation Optimization (Gas) | 0.2394% | 0 | 4.5206 | Industrial_2035_Achievable_million_m3_Before Competition Groups_Ventilation Optimization (Gas)
Industrial | Ind ¦ Solar Walls | 2035 | Economic | million_m3 | Before Competition Groups | 5.5767 | 0 | 0 | 2560.7833 | 0.0021777 | 22 | Industrial_2035_Economic_million_m3_Before Competition Groups_22 | Solar Walls | 0.2178% | 0 | 5.5767 | Industrial_2035_Economic_million_m3_Before Competition Groups_Solar Walls
Industrial | Ind ¦ Ventilation Optimization (Gas) | 2035 | Economic | million_m3 | Before Competition Groups | 5.4508 | 0 | 0 | 2560.7833 | 0.0021286 | 23 | Industrial_2035_Economic_million_m3_Before Competition Groups_23 | Ventilation Optimization (Gas) | 0.2129% | 0 | 5.4508 | Industrial_2035_Economic_million_m3_Before Competition Groups_Ventilation Optimization (Gas)
Industrial | Ind ¦ Solar Walls | 2035 | Technical | million_m3 | Before Competition Groups | 5.5767 | 0 | 0 | 2642.4506 | 0.0021104 | 24 | Industrial_2035_Technical_million_m3_Before Competition Groups_24 | Solar Walls | 0.211% | 0 | 5.5767 | Industrial_2035_Technical_million_m3_Before Competition Groups_Solar Walls
Industrial | Ind ¦ Ventilation Optimization (Gas) | 2035 | Technical | million_m3 | Before Competition Groups | 5.4508 | 0 | 0 | 2642.4506 | 0.0020628 | 25 | Industrial_2035_Technical_million_m3_Before Competition Groups_25 | Ventilation Optimization (Gas) | 0.2063% | 0 | 5.4508 | Industrial_2035_Technical_million_m3_Before Competition Groups_Ventilation Optimization (Gas)
Industrial | Ind ¦ Process Optimization (Gas) | 2035 | Achievable | million_m3 | Before Competition Groups | 1.7542 | 0 | 0 | 1887.9176 | 0.00092915 | 23 | Industrial_2035_Achievable_million_m3_Before Competition Groups_23 | Process Optimization (Gas) | 0.09291% | 0 | 1.7542 | Industrial_2035_Achievable_million_m3_Before Competition Groups_Process Optimization (Gas)
Industrial | Ind ¦ HE HVAC Units | 2035 | Economic | million_m3 | Before Competition Groups | 2.107 | 0 | 0 | 2560.7833 | 0.00082278 | 24 | Industrial_2035_Economic_million_m3_Before Competition Groups_24 | HE HVAC Units | 0.08228% | 0 | 2.107 | Industrial_2035_Economic_million_m3_Before Competition Groups_HE HVAC Units
Industrial | Ind ¦ HE HVAC Units | 2035 | Technical | million_m3 | Before Competition Groups | 2.107 | 0 | 0 | 2642.4506 | 0.00079735 | 26 | Industrial_2035_Technical_million_m3_Before Competition Groups_26 | HE HVAC Units | 0.07974% | 0 | 2.107 | Industrial_2035_Technical_million_m3_Before Competition Groups_HE HVAC Units
Industrial | Ind ¦ HE HVAC Units | 2035 | Achievable | million_m3 | Before Competition Groups | 1.5023 | 0 | 0 | 1887.9176 | 0.00079575 | 24 | Industrial_2035_Achievable_million_m3_Before Competition Groups_24 | HE HVAC Units | 0.07957% | 0 | 1.5023 | Industrial_2035_Achievable_million_m3_Before Competition Groups_HE HVAC Units
Industrial | Ind ¦ Boiler Tune Up - Direct | 2035 | Technical | million_m3 | Before Competition Groups | 1.6921 | 0 | 0 | 2642.4506 | 0.00064035 | 27 | Industrial_2035_Technical_million_m3_Before Competition Groups_27 | Boiler Tune Up - Direct | 0.06403% | 0 | 1.6921 | Industrial_2035_Technical_million_m3_Before Competition Groups_Boiler Tune Up - Direct
Industrial | Ind ¦ Process Heat Recovery (Gas) - HVAC | 2035 | Achievable | million_m3 | Before Competition Groups | 0.98675 | 0 | 0 | 1887.9176 | 0.00052267 | 25 | Industrial_2035_Achievable_million_m3_Before Competition Groups_25 | Process Heat Recovery (Gas) - HVAC | 0.05227% | 0 | 0.98675 | Industrial_2035_Achievable_million_m3_Before Competition Groups_Process Heat Recovery (Gas) - HVAC
Industrial | Ind ¦ Process Heat Recovery (Gas) - HVAC | 2035 | Economic | million_m3 | Before Competition Groups | 1.1616 | 0 | 0 | 2560.7833 | 0.0004536 | 25 | Industrial_2035_Economic_million_m3_Before Competition Groups_25 | Process Heat Recovery (Gas) - HVAC | 0.04536% | 0 | 1.1616 | Industrial_2035_Economic_million_m3_Before Competition Groups_Process Heat Recovery (Gas) - HVAC
Industrial | Ind ¦ Process Heat Recovery (Gas) - HVAC | 2035 | Technical | million_m3 | Before Competition Groups | 1.1616 | 0 | 0 | 2642.4506 | 0.00043958 | 28 | Industrial_2035_Technical_million_m3_Before Competition Groups_28 | Process Heat Recovery (Gas) - HVAC | 0.04396% | 0 | 1.1616 | Industrial_2035_Technical_million_m3_Before Competition Groups_Process Heat Recovery (Gas) - HVAC
Industrial | Ind ¦ Insulation - Steam - Direct | 2035 | Achievable | million_m3 | Before Competition Groups | 0.6038 | 0 | 0 | 1887.9176 | 0.00031982 | 26 | Industrial_2035_Achievable_million_m3_Before Competition Groups_26 | Insulation - Steam - Direct | 0.03198% | 0 | 0.6038 | Industrial_2035_Achievable_million_m3_Before Competition Groups_Insulation - Steam - Direct
Industrial | Ind ¦ Insulation - Steam - Direct | 2035 | Economic | million_m3 | Before Competition Groups | 0.77438 | 0 | 0 | 2560.7833 | 0.0003024 | 26 | Industrial_2035_Economic_million_m3_Before Competition Groups_26 | Insulation - Steam - Direct | 0.03024% | 0 | 0.77438 | Industrial_2035_Economic_million_m3_Before Competition Groups_Insulation - Steam - Direct
Industrial | Ind ¦ Insulation - Steam - Direct | 2035 | Technical | million_m3 | Before Competition Groups | 0.77438 | 0 | 0 | 2642.4506 | 0.00029305 | 29 | Industrial_2035_Technical_million_m3_Before Competition Groups_29 | Insulation - Steam - Direct | 0.02931% | 0 | 0.77438 | Industrial_2035_Technical_million_m3_Before Competition Groups_Insulation - Steam - Direct
Industrial | Ind ¦ Insulation - Steam - HVAC | 2035 | Achievable | million_m3 | Before Competition Groups | 0.13681 | 0 | 0 | 1887.9176 | 7.2465e-05 | 27 | Industrial_2035_Achievable_million_m3_Before Competition Groups_27 | Insulation - Steam - HVAC | 0.007246% | 0 | 0.13681 | Industrial_2035_Achievable_million_m3_Before Competition Groups_Insulation - Steam - HVAC
Industrial | Ind ¦ Insulation - Steam - HVAC | 2035 | Economic | million_m3 | Before Competition Groups | 0.16104 | 0 | 0 | 2560.7833 | 6.2888e-05 | 27 | Industrial_2035_Economic_million_m3_Before Competition Groups_27 | Insulation - Steam - HVAC | 0.006289% | 0 | 0.16104 | Industrial_2035_Economic_million_m3_Before Competition Groups_Insulation - Steam - HVAC
Industrial | Ind ¦ Insulation - Steam - HVAC | 2035 | Technical | million_m3 | Before Competition Groups | 0.16104 | 0 | 0 | 2642.4506 | 6.0944e-05 | 30 | Industrial_2035_Technical_million_m3_Before Competition Groups_30 | Insulation - Steam - HVAC | 0.006094% | 0 | 0.16104 | Industrial_2035_Technical_million_m3_Before Competition Groups_Insulation - Steam - HVAC
Industrial | Ind ¦ Boiler Tune Up - HVAC | 2035 | Technical | million_m3 | Before Competition Groups | 0.14641 | 0 | 0 | 2642.4506 | 5.5408e-05 | 31 | Industrial_2035_Technical_million_m3_Before Competition Groups_31 | Boiler Tune Up - HVAC | 0.005541% | 0 | 0.14641 | Industrial_2035_Technical_million_m3_Before Competition Groups_Boiler Tune Up - HVAC
Industrial | Ind ¦ Boiler Tune Up | 2035 | Achievable | million_m3 | Before Competition Groups | 0 | 0 | 0 | 1887.9176 | 0 | 28 | Industrial_2035_Achievable_million_m3_Before Competition Groups_28 | Boiler Tune Up | 0% | 0 | 0 | Industrial_2035_Achievable_million_m3_Before Competition Groups_Boiler Tune Up
Industrial | Ind ¦ Boiler Tune Up | 2035 | Economic | million_m3 | Before Competition Groups | 0 | 0 | 0 | 2560.7833 | 0 | 28 | Industrial_2035_Economic_million_m3_Before Competition Groups_28 | Boiler Tune Up | 0% | 0 | 0 | Industrial_2035_Economic_million_m3_Before Competition Groups_Boiler Tune Up
Industrial | Ind ¦ Boiler Tune Up - Direct | 2035 | Achievable | million_m3 | Before Competition Groups | 0 | 0 | 0 | 1887.9176 | 0 | 29 | Industrial_2035_Achievable_million_m3_Before Competition Groups_29 | Boiler Tune Up - Direct | 0% | 0 | 0 | Industrial_2035_Achievable_million_m3_Before Competition Groups_Boiler Tune Up - Direct
Industrial | Ind ¦ Boiler Tune Up - Direct | 2035 | Economic | million_m3 | Before Competition Groups | 0 | 0 | 0 | 2560.7833 | 0 | 29 | Industrial_2035_Economic_million_m3_Before Competition Groups_29 | Boiler Tune Up - Direct | 0% | 0 | 0 | Industrial_2035_Economic_million_m3_Before Competition Groups_Boiler Tune Up - Direct
Industrial | Ind ¦ Boiler Tune Up - HVAC | 2035 | Achievable | million_m3 | Before Competition Groups | 0 | 0 | 0 | 1887.9176 | 0 | 30 | Industrial_2035_Achievable_million_m3_Before Competition Groups_30 | Boiler Tune Up - HVAC | 0% | 0 | 0 | Industrial_2035_Achievable_million_m3_Before Competition Groups_Boiler Tune Up - HVAC
Industrial | Ind ¦ Boiler Tune Up - HVAC | 2035 | Economic | million_m3 | Before Competition Groups | 0 | 0 | 0 | 2560.7833 | 0 | 30 | Industrial_2035_Economic_million_m3_Before Competition Groups_30 | Boiler Tune Up - HVAC | 0% | 0 | 0 | Industrial_2035_Economic_million_m3_Before Competition Groups_Boiler Tune Up - HVAC
Industrial | Ind ¦ Process Heat Improvements | 2036 | Economic | million_m3 | Before Competition Groups | 873.3997 | 0 | 0 | 2643.1377 | 0.33044 | 1 | Industrial_2036_Economic_million_m3_Before Competition Groups_1 | Process Heat Improvements | 33.04% | 0 | 873.3997 | Industrial_2036_Economic_million_m3_Before Competition Groups_Process Heat Improvements
Industrial | Ind ¦ Process Heat Improvements | 2036 | Technical | million_m3 | Before Competition Groups | 873.3997 | 0 | 0 | 2673.2699 | 0.32672 | 1 | Industrial_2036_Technical_million_m3_Before Competition Groups_1 | Process Heat Improvements | 32.67% | 0 | 873.3997 | Industrial_2036_Technical_million_m3_Before Competition Groups_Process Heat Improvements
Industrial | Ind ¦ Process Heat Improvements | 2036 | Achievable | million_m3 | Before Competition Groups | 598.2747 | 0 | 0 | 2000.4444 | 0.29907 | 1 | Industrial_2036_Achievable_million_m3_Before Competition Groups_1 | Process Heat Improvements | 29.91% | 0 | 598.2747 | Industrial_2036_Achievable_million_m3_Before Competition Groups_Process Heat Improvements
Industrial | Ind ¦ Process Heat Recovery (Gas) | 2036 | Achievable | million_m3 | Before Competition Groups | 290.9402 | 0 | 0 | 2000.4444 | 0.14544 | 2 | Industrial_2036_Achievable_million_m3_Before Competition Groups_2 | Process Heat Recovery (Gas) | 14.54% | 0 | 290.9402 | Industrial_2036_Achievable_million_m3_Before Competition Groups_Process Heat Recovery (Gas)
Industrial | Ind ¦ Boiler Upgrade | 2036 | Achievable | million_m3 | Before Competition Groups | 277.3664 | 0 | 0 | 2000.4444 | 0.13865 | 3 | Industrial_2036_Achievable_million_m3_Before Competition Groups_3 | Boiler Upgrade | 13.87% | 0 | 277.3664 | Industrial_2036_Achievable_million_m3_Before Competition Groups_Boiler Upgrade
Industrial | Ind ¦ Process Heat Recovery (Gas) | 2036 | Economic | million_m3 | Before Competition Groups | 347.5632 | 0 | 0 | 2643.1377 | 0.1315 | 2 | Industrial_2036_Economic_million_m3_Before Competition Groups_2 | Process Heat Recovery (Gas) | 13.15% | 0 | 347.5632 | Industrial_2036_Economic_million_m3_Before Competition Groups_Process Heat Recovery (Gas)
Industrial | Ind ¦ Process Heat Recovery (Gas) | 2036 | Technical | million_m3 | Before Competition Groups | 347.5632 | 0 | 0 | 2673.2699 | 0.13001 | 2 | Industrial_2036_Technical_million_m3_Before Competition Groups_2 | Process Heat Recovery (Gas) | 13% | 0 | 347.5632 | Industrial_2036_Technical_million_m3_Before Competition Groups_Process Heat Recovery (Gas)
Industrial | Ind ¦ Boiler Upgrade | 2036 | Economic | million_m3 | Before Competition Groups | 338.6324 | 0 | 0 | 2643.1377 | 0.12812 | 3 | Industrial_2036_Economic_million_m3_Before Competition Groups_3 | Boiler Upgrade | 12.81% | 0 | 338.6324 | Industrial_2036_Economic_million_m3_Before Competition Groups_Boiler Upgrade
Industrial | Ind ¦ Boiler Upgrade | 2036 | Technical | million_m3 | Before Competition Groups | 338.6324 | 0 | 0 | 2673.2699 | 0.12667 | 3 | Industrial_2036_Technical_million_m3_Before Competition Groups_3 | Boiler Upgrade | 12.67% | 0 | 338.6324 | Industrial_2036_Technical_million_m3_Before Competition Groups_Boiler Upgrade
Industrial | Ind ¦ Recommissioning | 2036 | Achievable | million_m3 | Before Competition Groups | 212.799 | 0 | 0 | 2000.4444 | 0.10638 | 4 | Industrial_2036_Achievable_million_m3_Before Competition Groups_4 | Recommissioning | 10.64% | 0 | 212.799 | Industrial_2036_Achievable_million_m3_Before Competition Groups_Recommissioning
Industrial | Ind ¦ Recommissioning | 2036 | Economic | million_m3 | Before Competition Groups | 252.3014 | 0 | 0 | 2643.1377 | 0.095455 | 4 | Industrial_2036_Economic_million_m3_Before Competition Groups_4 | Recommissioning | 9.546% | 0 | 252.3014 | Industrial_2036_Economic_million_m3_Before Competition Groups_Recommissioning
Industrial | Ind ¦ Recommissioning | 2036 | Technical | million_m3 | Before Competition Groups | 252.3014 | 0 | 0 | 2673.2699 | 0.094379 | 4 | Industrial_2036_Technical_million_m3_Before Competition Groups_4 | Recommissioning | 9.438% | 0 | 252.3014 | Industrial_2036_Technical_million_m3_Before Competition Groups_Recommissioning
Industrial | Ind ¦ Improved Controls -Process Heating Gas | 2036 | Achievable | million_m3 | Before Competition Groups | 133.2484 | 0 | 0 | 2000.4444 | 0.066609 | 5 | Industrial_2036_Achievable_million_m3_Before Competition Groups_5 | Improved Controls -Process Heating Gas | 6.661% | 0 | 133.2484 | Industrial_2036_Achievable_million_m3_Before Competition Groups_Improved Controls -Process Heating Gas
Industrial | Ind ¦ High Efficiency Burners | 2036 | Economic | million_m3 | Before Competition Groups | 164.8348 | 0 | 0 | 2643.1377 | 0.062363 | 5 | Industrial_2036_Economic_million_m3_Before Competition Groups_5 | High Efficiency Burners | 6.236% | 0 | 164.8348 | Industrial_2036_Economic_million_m3_Before Competition Groups_High Efficiency Burners
Industrial | Ind ¦ High Efficiency Burners | 2036 | Technical | million_m3 | Before Competition Groups | 164.8348 | 0 | 0 | 2673.2699 | 0.06166 | 5 | Industrial_2036_Technical_million_m3_Before Competition Groups_5 | High Efficiency Burners | 6.166% | 0 | 164.8348 | Industrial_2036_Technical_million_m3_Before Competition Groups_High Efficiency Burners
Industrial | Ind ¦ Improved Controls -Process Heating Gas | 2036 | Economic | million_m3 | Before Competition Groups | 159.4785 | 0 | 0 | 2643.1377 | 0.060337 | 6 | Industrial_2036_Economic_million_m3_Before Competition Groups_6 | Improved Controls -Process Heating Gas | 6.034% | 0 | 159.4785 | Industrial_2036_Economic_million_m3_Before Competition Groups_Improved Controls -Process Heating Gas
Industrial | Ind ¦ Improved Controls -Process Heating Gas | 2036 | Technical | million_m3 | Before Competition Groups | 159.4785 | 0 | 0 | 2673.2699 | 0.059657 | 6 | Industrial_2036_Technical_million_m3_Before Competition Groups_6 | Improved Controls -Process Heating Gas | 5.966% | 0 | 159.4785 | Industrial_2036_Technical_million_m3_Before Competition Groups_Improved Controls -Process Heating Gas
Industrial | Ind ¦ High Efficiency Burners | 2036 | Achievable | million_m3 | Before Competition Groups | 113.5338 | 0 | 0 | 2000.4444 | 0.056754 | 6 | Industrial_2036_Achievable_million_m3_Before Competition Groups_6 | High Efficiency Burners | 5.675% | 0 | 113.5338 | Industrial_2036_Achievable_million_m3_Before Competition Groups_High Efficiency Burners
Industrial | Ind ¦ Greenhouse Envelope Improvements | 2036 | Achievable | million_m3 | Before Competition Groups | 86.1932 | 0 | 0 | 2000.4444 | 0.043087 | 7 | Industrial_2036_Achievable_million_m3_Before Competition Groups_7 | Greenhouse Envelope Improvements | 4.309% | 0 | 86.1932 | Industrial_2036_Achievable_million_m3_Before Competition Groups_Greenhouse Envelope Improvements
Industrial | Ind ¦ Greenhouse Envelope Improvements | 2036 | Economic | million_m3 | Before Competition Groups | 103.0699 | 0 | 0 | 2643.1377 | 0.038995 | 7 | Industrial_2036_Economic_million_m3_Before Competition Groups_7 | Greenhouse Envelope Improvements | 3.9% | 0 | 103.0699 | Industrial_2036_Economic_million_m3_Before Competition Groups_Greenhouse Envelope Improvements
Industrial | Ind ¦ Greenhouse Envelope Improvements | 2036 | Technical | million_m3 | Before Competition Groups | 103.0699 | 0 | 0 | 2673.2699 | 0.038556 | 7 | Industrial_2036_Technical_million_m3_Before Competition Groups_7 | Greenhouse Envelope Improvements | 3.856% | 0 | 103.0699 | Industrial_2036_Technical_million_m3_Before Competition Groups_Greenhouse Envelope Improvements
Industrial | Ind ¦ Insulation - Steam | 2036 | Achievable | million_m3 | Before Competition Groups | 40.5499 | 0 | 0 | 2000.4444 | 0.02027 | 8 | Industrial_2036_Achievable_million_m3_Before Competition Groups_8 | Insulation - Steam | 2.027% | 0 | 40.5499 | Industrial_2036_Achievable_million_m3_Before Competition Groups_Insulation - Steam
Industrial | Ind ¦ Boiler Tune Up | 2036 | Economic | million_m3 | Before Competition Groups | 49.6965 | 0 | 0 | 2643.1377 | 0.018802 | 8 | Industrial_2036_Economic_million_m3_Before Competition Groups_8 | Boiler Tune Up | 1.88% | 0 | 49.6965 | Industrial_2036_Economic_million_m3_Before Competition Groups_Boiler Tune Up
Industrial | Ind ¦ Boiler Tune Up | 2036 | Technical | million_m3 | Before Competition Groups | 49.6965 | 0 | 0 | 2673.2699 | 0.01859 | 8 | Industrial_2036_Technical_million_m3_Before Competition Groups_8 | Boiler Tune Up | 1.859% | 0 | 49.6965 | Industrial_2036_Technical_million_m3_Before Competition Groups_Boiler Tune Up
Industrial | Ind ¦ Insulation - Steam | 2036 | Economic | million_m3 | Before Competition Groups | 47.7841 | 0 | 0 | 2643.1377 | 0.018079 | 9 | Industrial_2036_Economic_million_m3_Before Competition Groups_9 | Insulation - Steam | 1.808% | 0 | 47.7841 | Industrial_2036_Economic_million_m3_Before Competition Groups_Insulation - Steam
Industrial | Ind ¦ Insulation - Steam | 2036 | Technical | million_m3 | Before Competition Groups | 47.7841 | 0 | 0 | 2673.2699 | 0.017875 | 9 | Industrial_2036_Technical_million_m3_Before Competition Groups_9 | Insulation - Steam | 1.787% | 0 | 47.7841 | Industrial_2036_Technical_million_m3_Before Competition Groups_Insulation - Steam
Industrial | Ind ¦ High Efficiency HVAC Fans (Gas) | 2036 | Achievable | million_m3 | Before Competition Groups | 35.7029 | 0 | 0 | 2000.4444 | 0.017848 | 9 | Industrial_2036_Achievable_million_m3_Before Competition Groups_9 | High Efficiency HVAC Fans (Gas) | 1.785% | 0 | 35.7029 | Industrial_2036_Achievable_million_m3_Before Competition Groups_High Efficiency HVAC Fans (Gas)
Industrial | Ind ¦ VAV Conversion Project (Gas) | 2036 | Achievable | million_m3 | Before Competition Groups | 35.1895 | 0 | 0 | 2000.4444 | 0.017591 | 10 | Industrial_2036_Achievable_million_m3_Before Competition Groups_10 | VAV Conversion Project (Gas) | 1.759% | 0 | 35.1895 | Industrial_2036_Achievable_million_m3_Before Competition Groups_VAV Conversion Project (Gas)
Industrial | Ind ¦ High Efficiency HVAC Fans (Gas) | 2036 | Economic | million_m3 | Before Competition Groups | 44.8843 | 0 | 0 | 2643.1377 | 0.016981 | 10 | Industrial_2036_Economic_million_m3_Before Competition Groups_10 | High Efficiency HVAC Fans (Gas) | 1.698% | 0 | 44.8843 | Industrial_2036_Economic_million_m3_Before Competition Groups_High Efficiency HVAC Fans (Gas)
Industrial | Ind ¦ High Efficiency HVAC Fans (Gas) | 2036 | Technical | million_m3 | Before Competition Groups | 44.8843 | 0 | 0 | 2673.2699 | 0.01679 | 10 | Industrial_2036_Technical_million_m3_Before Competition Groups_10 | High Efficiency HVAC Fans (Gas) | 1.679% | 0 | 44.8843 | Industrial_2036_Technical_million_m3_Before Competition Groups_High Efficiency HVAC Fans (Gas)
Industrial | Ind ¦ VAV Conversion Project (Gas) | 2036 | Economic | million_m3 | Before Competition Groups | 41.3675 | 0 | 0 | 2643.1377 | 0.015651 | 11 | Industrial_2036_Economic_million_m3_Before Competition Groups_11 | VAV Conversion Project (Gas) | 1.565% | 0 | 41.3675 | Industrial_2036_Economic_million_m3_Before Competition Groups_VAV Conversion Project (Gas)
Industrial | Ind ¦ VAV Conversion Project (Gas) | 2036 | Technical | million_m3 | Before Competition Groups | 41.3675 | 0 | 0 | 2673.2699 | 0.015474 | 11 | Industrial_2036_Technical_million_m3_Before Competition Groups_11 | VAV Conversion Project (Gas) | 1.547% | 0 | 41.3675 | Industrial_2036_Technical_million_m3_Before Competition Groups_VAV Conversion Project (Gas)
Industrial | Ind ¦ HE HVAC Controls | 2036 | Achievable | million_m3 | Before Competition Groups | 23.7171 | 0 | 0 | 2000.4444 | 0.011856 | 11 | Industrial_2036_Achievable_million_m3_Before Competition Groups_11 | HE HVAC Controls | 1.186% | 0 | 23.7171 | Industrial_2036_Achievable_million_m3_Before Competition Groups_HE HVAC Controls
Industrial | Ind ¦ Loading Dock Seals | 2036 | Achievable | million_m3 | Before Competition Groups | 22.7159 | 0 | 0 | 2000.4444 | 0.011355 | 12 | Industrial_2036_Achievable_million_m3_Before Competition Groups_12 | Loading Dock Seals | 1.136% | 0 | 22.7159 | Industrial_2036_Achievable_million_m3_Before Competition Groups_Loading Dock Seals
Industrial | Ind ¦ Direct Contact Water Heaters | 2036 | Achievable | million_m3 | Before Competition Groups | 22.5801 | 0 | 0 | 2000.4444 | 0.011288 | 13 | Industrial_2036_Achievable_million_m3_Before Competition Groups_13 | Direct Contact Water Heaters | 1.129% | 0 | 22.5801 | Industrial_2036_Achievable_million_m3_Before Competition Groups_Direct Contact Water Heaters
Industrial | Ind ¦ Steam Leak Repairs | 2036 | Technical | million_m3 | Before Competition Groups | 30.1322 | 0 | 0 | 2673.2699 | 0.011272 | 12 | Industrial_2036_Technical_million_m3_Before Competition Groups_12 | Steam Leak Repairs | 1.127% | 0 | 30.1322 | Industrial_2036_Technical_million_m3_Before Competition Groups_Steam Leak Repairs
Industrial | Ind ¦ Direct Contact Water Heaters | 2036 | Economic | million_m3 | Before Competition Groups | 29.3124 | 0 | 0 | 2643.1377 | 0.01109 | 12 | Industrial_2036_Economic_million_m3_Before Competition Groups_12 | Direct Contact Water Heaters | 1.109% | 0 | 29.3124 | Industrial_2036_Economic_million_m3_Before Competition Groups_Direct Contact Water Heaters
Industrial | Ind ¦ Direct Contact Water Heaters | 2036 | Technical | million_m3 | Before Competition Groups | 29.3124 | 0 | 0 | 2673.2699 | 0.010965 | 13 | Industrial_2036_Technical_million_m3_Before Competition Groups_13 | Direct Contact Water Heaters | 1.097% | 0 | 29.3124 | Industrial_2036_Technical_million_m3_Before Competition Groups_Direct Contact Water Heaters
Industrial | Ind ¦ HE HVAC Controls | 2036 | Economic | million_m3 | Before Competition Groups | 27.1925 | 0 | 0 | 2643.1377 | 0.010288 | 13 | Industrial_2036_Economic_million_m3_Before Competition Groups_13 | HE HVAC Controls | 1.029% | 0 | 27.1925 | Industrial_2036_Economic_million_m3_Before Competition Groups_HE HVAC Controls
Industrial | Ind ¦ Loading Dock Seals | 2036 | Economic | million_m3 | Before Competition Groups | 27.1925 | 0 | 0 | 2643.1377 | 0.010288 | 14 | Industrial_2036_Economic_million_m3_Before Competition Groups_14 | Loading Dock Seals | 1.029% | 0 | 27.1925 | Industrial_2036_Economic_million_m3_Before Competition Groups_Loading Dock Seals
Industrial | Ind ¦ HE HVAC Controls | 2036 | Technical | million_m3 | Before Competition Groups | 27.1925 | 0 | 0 | 2673.2699 | 0.010172 | 14 | Industrial_2036_Technical_million_m3_Before Competition Groups_14 | HE HVAC Controls | 1.017% | 0 | 27.1925 | Industrial_2036_Technical_million_m3_Before Competition Groups_HE HVAC Controls
Industrial | Ind ¦ Loading Dock Seals | 2036 | Technical | million_m3 | Before Competition Groups | 27.1925 | 0 | 0 | 2673.2699 | 0.010172 | 15 | Industrial_2036_Technical_million_m3_Before Competition Groups_15 | Loading Dock Seals | 1.017% | 0 | 27.1925 | Industrial_2036_Technical_million_m3_Before Competition Groups_Loading Dock Seals
Industrial | Ind ¦ Insulation - Steam (AG) | 2036 | Achievable | million_m3 | Before Competition Groups | 20.2433 | 0 | 0 | 2000.4444 | 0.010119 | 14 | Industrial_2036_Achievable_million_m3_Before Competition Groups_14 | Insulation - Steam (AG) | 1.012% | 0 | 20.2433 | Industrial_2036_Achievable_million_m3_Before Competition Groups_Insulation - Steam (AG)
Industrial | Ind ¦ Steam Trap Repair | 2036 | Achievable | million_m3 | Before Competition Groups | 19.351 | 0 | 0 | 2000.4444 | 0.0096733 | 15 | Industrial_2036_Achievable_million_m3_Before Competition Groups_15 | Steam Trap Repair | 0.9673% | 0 | 19.351 | Industrial_2036_Achievable_million_m3_Before Competition Groups_Steam Trap Repair
Industrial | Ind ¦ Steam Trap Repair | 2036 | Economic | million_m3 | Before Competition Groups | 22.8723 | 0 | 0 | 2643.1377 | 0.0086535 | 15 | Industrial_2036_Economic_million_m3_Before Competition Groups_15 | Steam Trap Repair | 0.8653% | 0 | 22.8723 | Industrial_2036_Economic_million_m3_Before Competition Groups_Steam Trap Repair
Industrial | Ind ¦ Steam Trap Repair | 2036 | Technical | million_m3 | Before Competition Groups | 22.8723 | 0 | 0 | 2673.2699 | 0.0085559 | 16 | Industrial_2036_Technical_million_m3_Before Competition Groups_16 | Steam Trap Repair | 0.8556% | 0 | 22.8723 | Industrial_2036_Technical_million_m3_Before Competition Groups_Steam Trap Repair
Industrial | Ind ¦ Insulation - Steam (AG) | 2036 | Economic | million_m3 | Before Competition Groups | 20.8855 | 0 | 0 | 2643.1377 | 0.0079018 | 16 | Industrial_2036_Economic_million_m3_Before Competition Groups_16 | Insulation - Steam (AG) | 0.7902% | 0 | 20.8855 | Industrial_2036_Economic_million_m3_Before Competition Groups_Insulation - Steam (AG)
Industrial | Ind ¦ Insulation - Steam (AG) | 2036 | Technical | million_m3 | Before Competition Groups | 20.8855 | 0 | 0 | 2673.2699 | 0.0078127 | 17 | Industrial_2036_Technical_million_m3_Before Competition Groups_17 | Insulation - Steam (AG) | 0.7813% | 0 | 20.8855 | Industrial_2036_Technical_million_m3_Before Competition Groups_Insulation - Steam (AG)
Industrial | Ind ¦ Air Compressor Heat Recovery | 2036 | Achievable | million_m3 | Before Competition Groups | 14.9847 | 0 | 0 | 2000.4444 | 0.0074907 | 16 | Industrial_2036_Achievable_million_m3_Before Competition Groups_16 | Air Compressor Heat Recovery | 0.7491% | 0 | 14.9847 | Industrial_2036_Achievable_million_m3_Before Competition Groups_Air Compressor Heat Recovery
Industrial | Ind ¦ High Efficiency Furnaces | 2036 | Economic | million_m3 | Before Competition Groups | 18.9745 | 0 | 0 | 2643.1377 | 0.0071788 | 17 | Industrial_2036_Economic_million_m3_Before Competition Groups_17 | High Efficiency Furnaces | 0.7179% | 0 | 18.9745 | Industrial_2036_Economic_million_m3_Before Competition Groups_High Efficiency Furnaces
Industrial | Ind ¦ High Efficiency Furnaces | 2036 | Technical | million_m3 | Before Competition Groups | 18.9745 | 0 | 0 | 2673.2699 | 0.0070979 | 18 | Industrial_2036_Technical_million_m3_Before Competition Groups_18 | High Efficiency Furnaces | 0.7098% | 0 | 18.9745 | Industrial_2036_Technical_million_m3_Before Competition Groups_High Efficiency Furnaces
Industrial | Ind ¦ Air Compressor Heat Recovery | 2036 | Economic | million_m3 | Before Competition Groups | 17.5168 | 0 | 0 | 2643.1377 | 0.0066273 | 18 | Industrial_2036_Economic_million_m3_Before Competition Groups_18 | Air Compressor Heat Recovery | 0.6627% | 0 | 17.5168 | Industrial_2036_Economic_million_m3_Before Competition Groups_Air Compressor Heat Recovery
Industrial | Ind ¦ Air Compressor Heat Recovery | 2036 | Technical | million_m3 | Before Competition Groups | 17.5168 | 0 | 0 | 2673.2699 | 0.0065526 | 19 | Industrial_2036_Technical_million_m3_Before Competition Groups_19 | Air Compressor Heat Recovery | 0.6553% | 0 | 17.5168 | Industrial_2036_Technical_million_m3_Before Competition Groups_Air Compressor Heat Recovery
Industrial | Ind ¦ High Efficiency Furnaces | 2036 | Achievable | million_m3 | Before Competition Groups | 12.9288 | 0 | 0 | 2000.4444 | 0.0064629 | 17 | Industrial_2036_Achievable_million_m3_Before Competition Groups_17 | High Efficiency Furnaces | 0.6463% | 0 | 12.9288 | Industrial_2036_Achievable_million_m3_Before Competition Groups_High Efficiency Furnaces
Industrial | Ind ¦ Steam Turbine Optimization | 2036 | Achievable | million_m3 | Before Competition Groups | 9.2738 | 0 | 0 | 2000.4444 | 0.0046359 | 18 | Industrial_2036_Achievable_million_m3_Before Competition Groups_18 | Steam Turbine Optimization | 0.4636% | 0 | 9.2738 | Industrial_2036_Achievable_million_m3_Before Competition Groups_Steam Turbine Optimization
Industrial | Ind ¦ Steam Turbine Optimization | 2036 | Economic | million_m3 | Before Competition Groups | 11.227 | 0 | 0 | 2643.1377 | 0.0042476 | 19 | Industrial_2036_Economic_million_m3_Before Competition Groups_19 | Steam Turbine Optimization | 0.4248% | 0 | 11.227 | Industrial_2036_Economic_million_m3_Before Competition Groups_Steam Turbine Optimization
Industrial | Ind ¦ Steam Turbine Optimization | 2036 | Technical | million_m3 | Before Competition Groups | 11.227 | 0 | 0 | 2673.2699 | 0.0041997 | 20 | Industrial_2036_Technical_million_m3_Before Competition Groups_20 | Steam Turbine Optimization | 0.42% | 0 | 11.227 | Industrial_2036_Technical_million_m3_Before Competition Groups_Steam Turbine Optimization
Industrial | Ind ¦ Process Optimization (Gas) | 2036 | Economic | million_m3 | Before Competition Groups | 10.2948 | 0 | 0 | 2643.1377 | 0.0038949 | 20 | Industrial_2036_Economic_million_m3_Before Competition Groups_20 | Process Optimization (Gas) | 0.3895% | 0 | 10.2948 | Industrial_2036_Economic_million_m3_Before Competition Groups_Process Optimization (Gas)
Industrial | Ind ¦ Process Optimization (Gas) | 2036 | Technical | million_m3 | Before Competition Groups | 10.2948 | 0 | 0 | 2673.2699 | 0.003851 | 21 | Industrial_2036_Technical_million_m3_Before Competition Groups_21 | Process Optimization (Gas) | 0.3851% | 0 | 10.2948 | Industrial_2036_Technical_million_m3_Before Competition Groups_Process Optimization (Gas)
Industrial | Ind ¦ Gas Turbine Optimization | 2036 | Achievable | million_m3 | Before Competition Groups | 6.9553 | 0 | 0 | 2000.4444 | 0.0034769 | 19 | Industrial_2036_Achievable_million_m3_Before Competition Groups_19 | Gas Turbine Optimization | 0.3477% | 0 | 6.9553 | Industrial_2036_Achievable_million_m3_Before Competition Groups_Gas Turbine Optimization
Industrial | Ind ¦ HE Stock Tank | 2036 | Economic | million_m3 | Before Competition Groups | 9.1381 | 0 | 0 | 2643.1377 | 0.0034573 | 21 | Industrial_2036_Economic_million_m3_Before Competition Groups_21 | HE Stock Tank | 0.3457% | 0 | 9.1381 | Industrial_2036_Economic_million_m3_Before Competition Groups_HE Stock Tank
Industrial | Ind ¦ HE Stock Tank | 2036 | Technical | million_m3 | Before Competition Groups | 9.1381 | 0 | 0 | 2673.2699 | 0.0034183 | 22 | Industrial_2036_Technical_million_m3_Before Competition Groups_22 | HE Stock Tank | 0.3418% | 0 | 9.1381 | Industrial_2036_Technical_million_m3_Before Competition Groups_HE Stock Tank
Industrial | Ind ¦ Gas Turbine Optimization | 2036 | Economic | million_m3 | Before Competition Groups | 8.4203 | 0 | 0 | 2643.1377 | 0.0031857 | 22 | Industrial_2036_Economic_million_m3_Before Competition Groups_22 | Gas Turbine Optimization | 0.3186% | 0 | 8.4203 | Industrial_2036_Economic_million_m3_Before Competition Groups_Gas Turbine Optimization
Industrial | Ind ¦ Gas Turbine Optimization | 2036 | Technical | million_m3 | Before Competition Groups | 8.4203 | 0 | 0 | 2673.2699 | 0.0031498 | 23 | Industrial_2036_Technical_million_m3_Before Competition Groups_23 | Gas Turbine Optimization | 0.315% | 0 | 8.4203 | Industrial_2036_Technical_million_m3_Before Competition Groups_Gas Turbine Optimization
Industrial | Ind ¦ HE Stock Tank | 2036 | Achievable | million_m3 | Before Competition Groups | 6.1805 | 0 | 0 | 2000.4444 | 0.0030896 | 20 | Industrial_2036_Achievable_million_m3_Before Competition Groups_20 | HE Stock Tank | 0.309% | 0 | 6.1805 | Industrial_2036_Achievable_million_m3_Before Competition Groups_HE Stock Tank
Industrial | Ind ¦ Solar Walls | 2036 | Achievable | million_m3 | Before Competition Groups | 4.7466 | 0 | 0 | 2000.4444 | 0.0023728 | 21 | Industrial_2036_Achievable_million_m3_Before Competition Groups_21 | Solar Walls | 0.2373% | 0 | 4.7466 | Industrial_2036_Achievable_million_m3_Before Competition Groups_Solar Walls
Industrial | Ind ¦ Ventilation Optimization (Gas) | 2036 | Achievable | million_m3 | Before Competition Groups | 4.7249 | 0 | 0 | 2000.4444 | 0.0023619 | 22 | Industrial_2036_Achievable_million_m3_Before Competition Groups_22 | Ventilation Optimization (Gas) | 0.2362% | 0 | 4.7249 | Industrial_2036_Achievable_million_m3_Before Competition Groups_Ventilation Optimization (Gas)
Industrial | Ind ¦ Solar Walls | 2036 | Economic | million_m3 | Before Competition Groups | 5.5801 | 0 | 0 | 2643.1377 | 0.0021111 | 23 | Industrial_2036_Economic_million_m3_Before Competition Groups_23 | Solar Walls | 0.2111% | 0 | 5.5801 | Industrial_2036_Economic_million_m3_Before Competition Groups_Solar Walls
Industrial | Ind ¦ Solar Walls | 2036 | Technical | million_m3 | Before Competition Groups | 5.5801 | 0 | 0 | 2673.2699 | 0.0020874 | 24 | Industrial_2036_Technical_million_m3_Before Competition Groups_24 | Solar Walls | 0.2087% | 0 | 5.5801 | Industrial_2036_Technical_million_m3_Before Competition Groups_Solar Walls
Industrial | Ind ¦ Ventilation Optimization (Gas) | 2036 | Economic | million_m3 | Before Competition Groups | 5.4508 | 0 | 0 | 2643.1377 | 0.0020623 | 24 | Industrial_2036_Economic_million_m3_Before Competition Groups_24 | Ventilation Optimization (Gas) | 0.2062% | 0 | 5.4508 | Industrial_2036_Economic_million_m3_Before Competition Groups_Ventilation Optimization (Gas)
Industrial | Ind ¦ Ventilation Optimization (Gas) | 2036 | Technical | million_m3 | Before Competition Groups | 5.4508 | 0 | 0 | 2673.2699 | 0.002039 | 25 | Industrial_2036_Technical_million_m3_Before Competition Groups_25 | Ventilation Optimization (Gas) | 0.2039% | 0 | 5.4508 | Industrial_2036_Technical_million_m3_Before Competition Groups_Ventilation Optimization (Gas)
Industrial | Ind ¦ Boiler Tune Up | 2036 | Achievable | million_m3 | Before Competition Groups | 2.7777 | 0 | 0 | 2000.4444 | 0.0013885 | 23 | Industrial_2036_Achievable_million_m3_Before Competition Groups_23 | Boiler Tune Up | 0.1389% | 0 | 2.7777 | Industrial_2036_Achievable_million_m3_Before Competition Groups_Boiler Tune Up
Industrial | Ind ¦ Process Optimization (Gas) | 2036 | Achievable | million_m3 | Before Competition Groups | 1.9651 | 0 | 0 | 2000.4444 | 0.00098231 | 24 | Industrial_2036_Achievable_million_m3_Before Competition Groups_24 | Process Optimization (Gas) | 0.09823% | 0 | 1.9651 | Industrial_2036_Achievable_million_m3_Before Competition Groups_Process Optimization (Gas)
Industrial | Ind ¦ HE HVAC Units | 2036 | Economic | million_m3 | Before Competition Groups | 2.1323 | 0 | 0 | 2643.1377 | 0.00080671 | 25 | Industrial_2036_Economic_million_m3_Before Competition Groups_25 | HE HVAC Units | 0.08067% | 0 | 2.1323 | Industrial_2036_Economic_million_m3_Before Competition Groups_HE HVAC Units
Industrial | Ind ¦ HE HVAC Units | 2036 | Technical | million_m3 | Before Competition Groups | 2.1323 | 0 | 0 | 2673.2699 | 0.00079762 | 26 | Industrial_2036_Technical_million_m3_Before Competition Groups_26 | HE HVAC Units | 0.07976% | 0 | 2.1323 | Industrial_2036_Technical_million_m3_Before Competition Groups_HE HVAC Units
Industrial | Ind ¦ HE HVAC Units | 2036 | Achievable | million_m3 | Before Competition Groups | 1.5943 | 0 | 0 | 2000.4444 | 0.000797 | 25 | Industrial_2036_Achievable_million_m3_Before Competition Groups_25 | HE HVAC Units | 0.0797% | 0 | 1.5943 | Industrial_2036_Achievable_million_m3_Before Competition Groups_HE HVAC Units
Industrial | Ind ¦ Boiler Tune Up - Direct | 2036 | Economic | million_m3 | Before Competition Groups | 1.6921 | 0 | 0 | 2643.1377 | 0.00064018 | 26 | Industrial_2036_Economic_million_m3_Before Competition Groups_26 | Boiler Tune Up - Direct | 0.06402% | 0 | 1.6921 | Industrial_2036_Economic_million_m3_Before Competition Groups_Boiler Tune Up - Direct
Industrial | Ind ¦ Boiler Tune Up - Direct | 2036 | Technical | million_m3 | Before Competition Groups | 1.6921 | 0 | 0 | 2673.2699 | 0.00063296 | 27 | Industrial_2036_Technical_million_m3_Before Competition Groups_27 | Boiler Tune Up - Direct | 0.0633% | 0 | 1.6921 | Industrial_2036_Technical_million_m3_Before Competition Groups_Boiler Tune Up - Direct
Industrial | Ind ¦ Process Heat Recovery (Gas) - HVAC | 2036 | Achievable | million_m3 | Before Competition Groups | 1.0276 | 0 | 0 | 2000.4444 | 0.00051369 | 26 | Industrial_2036_Achievable_million_m3_Before Competition Groups_26 | Process Heat Recovery (Gas) - HVAC | 0.05137% | 0 | 1.0276 | Industrial_2036_Achievable_million_m3_Before Competition Groups_Process Heat Recovery (Gas) - HVAC
Industrial | Ind ¦ Process Heat Recovery (Gas) - HVAC | 2036 | Economic | million_m3 | Before Competition Groups | 1.1616 | 0 | 0 | 2643.1377 | 0.00043946 | 27 | Industrial_2036_Economic_million_m3_Before Competition Groups_27 | Process Heat Recovery (Gas) - HVAC | 0.04395% | 0 | 1.1616 | Industrial_2036_Economic_million_m3_Before Competition Groups_Process Heat Recovery (Gas) - HVAC
Industrial | Ind ¦ Process Heat Recovery (Gas) - HVAC | 2036 | Technical | million_m3 | Before Competition Groups | 1.1616 | 0 | 0 | 2673.2699 | 0.00043451 | 28 | Industrial_2036_Technical_million_m3_Before Competition Groups_28 | Process Heat Recovery (Gas) - HVAC | 0.04345% | 0 | 1.1616 | Industrial_2036_Technical_million_m3_Before Competition Groups_Process Heat Recovery (Gas) - HVAC
Industrial | Ind ¦ Insulation - Steam - Direct | 2036 | Achievable | million_m3 | Before Competition Groups | 0.63667 | 0 | 0 | 2000.4444 | 0.00031826 | 27 | Industrial_2036_Achievable_million_m3_Before Competition Groups_27 | Insulation - Steam - Direct | 0.03183% | 0 | 0.63667 | Industrial_2036_Achievable_million_m3_Before Competition Groups_Insulation - Steam - Direct
Industrial | Ind ¦ Insulation - Steam - Direct | 2036 | Economic | million_m3 | Before Competition Groups | 0.77438 | 0 | 0 | 2643.1377 | 0.00029298 | 28 | Industrial_2036_Economic_million_m3_Before Competition Groups_28 | Insulation - Steam - Direct | 0.0293% | 0 | 0.77438 | Industrial_2036_Economic_million_m3_Before Competition Groups_Insulation - Steam - Direct
Industrial | Ind ¦ Insulation - Steam - Direct | 2036 | Technical | million_m3 | Before Competition Groups | 0.77438 | 0 | 0 | 2673.2699 | 0.00028968 | 29 | Industrial_2036_Technical_million_m3_Before Competition Groups_29 | Insulation - Steam - Direct | 0.02897% | 0 | 0.77438 | Industrial_2036_Technical_million_m3_Before Competition Groups_Insulation - Steam - Direct
Industrial | Ind ¦ Insulation - Steam - HVAC | 2036 | Achievable | million_m3 | Before Competition Groups | 0.14247 | 0 | 0 | 2000.4444 | 7.1221e-05 | 28 | Industrial_2036_Achievable_million_m3_Before Competition Groups_28 | Insulation - Steam - HVAC | 0.007122% | 0 | 0.14247 | Industrial_2036_Achievable_million_m3_Before Competition Groups_Insulation - Steam - HVAC
Industrial | Ind ¦ Insulation - Steam - HVAC | 2036 | Economic | million_m3 | Before Competition Groups | 0.16104 | 0 | 0 | 2643.1377 | 6.0929e-05 | 29 | Industrial_2036_Economic_million_m3_Before Competition Groups_29 | Insulation - Steam - HVAC | 0.006093% | 0 | 0.16104 | Industrial_2036_Economic_million_m3_Before Competition Groups_Insulation - Steam - HVAC
Industrial | Ind ¦ Insulation - Steam - HVAC | 2036 | Technical | million_m3 | Before Competition Groups | 0.16104 | 0 | 0 | 2673.2699 | 6.0242e-05 | 30 | Industrial_2036_Technical_million_m3_Before Competition Groups_30 | Insulation - Steam - HVAC | 0.006024% | 0 | 0.16104 | Industrial_2036_Technical_million_m3_Before Competition Groups_Insulation - Steam - HVAC
Industrial | Ind ¦ Boiler Tune Up - HVAC | 2036 | Economic | million_m3 | Before Competition Groups | 0.14641 | 0 | 0 | 2643.1377 | 5.5393e-05 | 30 | Industrial_2036_Economic_million_m3_Before Competition Groups_30 | Boiler Tune Up - HVAC | 0.005539% | 0 | 0.14641 | Industrial_2036_Economic_million_m3_Before Competition Groups_Boiler Tune Up - HVAC
Industrial | Ind ¦ Boiler Tune Up - HVAC | 2036 | Technical | million_m3 | Before Competition Groups | 0.14641 | 0 | 0 | 2673.2699 | 5.4769e-05 | 31 | Industrial_2036_Technical_million_m3_Before Competition Groups_31 | Boiler Tune Up - HVAC | 0.005477% | 0 | 0.14641 | Industrial_2036_Technical_million_m3_Before Competition Groups_Boiler Tune Up - HVAC
Industrial | Ind ¦ Boiler Tune Up - Direct | 2036 | Achievable | million_m3 | Before Competition Groups | 0.091244 | 0 | 0 | 2000.4444 | 4.5612e-05 | 29 | Industrial_2036_Achievable_million_m3_Before Competition Groups_29 | Boiler Tune Up - Direct | 0.004561% | 0 | 0.091244 | Industrial_2036_Achievable_million_m3_Before Competition Groups_Boiler Tune Up - Direct
Industrial | Ind ¦ Boiler Tune Up - HVAC | 2036 | Achievable | million_m3 | Before Competition Groups | 0.0092971 | 0 | 0 | 2000.4444 | 4.6475e-06 | 30 | Industrial_2036_Achievable_million_m3_Before Competition Groups_30 | Boiler Tune Up - HVAC | 0.0004648% | 0 | 0.0092971 | Industrial_2036_Achievable_million_m3_Before Competition Groups_Boiler Tune Up - HVAC
Industrial | Ind ¦ Process Heat Improvements | 2037 | Economic | million_m3 | Before Competition Groups | 889.4641 | 0 | 0 | 2672.7351 | 0.33279 | 1 | Industrial_2037_Economic_million_m3_Before Competition Groups_1 | Process Heat Improvements | 33.28% | 0 | 889.4641 | Industrial_2037_Economic_million_m3_Before Competition Groups_Process Heat Improvements
Industrial | Ind ¦ Process Heat Improvements | 2037 | Technical | million_m3 | Before Competition Groups | 889.4641 | 0 | 0 | 2702.8673 | 0.32908 | 1 | Industrial_2037_Technical_million_m3_Before Competition Groups_1 | Process Heat Improvements | 32.91% | 0 | 889.4641 | Industrial_2037_Technical_million_m3_Before Competition Groups_Process Heat Improvements
Industrial | Ind ¦ Process Heat Improvements | 2037 | Achievable | million_m3 | Before Competition Groups | 633.7159 | 0 | 0 | 2099.0304 | 0.30191 | 1 | Industrial_2037_Achievable_million_m3_Before Competition Groups_1 | Process Heat Improvements | 30.19% | 0 | 633.7159 | Industrial_2037_Achievable_million_m3_Before Competition Groups_Process Heat Improvements
Industrial | Ind ¦ Process Heat Recovery (Gas) | 2037 | Achievable | million_m3 | Before Competition Groups | 302.7472 | 0 | 0 | 2099.0304 | 0.14423 | 2 | Industrial_2037_Achievable_million_m3_Before Competition Groups_2 | Process Heat Recovery (Gas) | 14.42% | 0 | 302.7472 | Industrial_2037_Achievable_million_m3_Before Competition Groups_Process Heat Recovery (Gas)
Industrial | Ind ¦ Boiler Upgrade | 2037 | Achievable | million_m3 | Before Competition Groups | 289.9139 | 0 | 0 | 2099.0304 | 0.13812 | 3 | Industrial_2037_Achievable_million_m3_Before Competition Groups_3 | Boiler Upgrade | 13.81% | 0 | 289.9139 | Industrial_2037_Achievable_million_m3_Before Competition Groups_Boiler Upgrade
Industrial | Ind ¦ Process Heat Recovery (Gas) | 2037 | Economic | million_m3 | Before Competition Groups | 347.5632 | 0 | 0 | 2672.7351 | 0.13004 | 2 | Industrial_2037_Economic_million_m3_Before Competition Groups_2 | Process Heat Recovery (Gas) | 13% | 0 | 347.5632 | Industrial_2037_Economic_million_m3_Before Competition Groups_Process Heat Recovery (Gas)
Industrial | Ind ¦ Boiler Upgrade | 2037 | Economic | million_m3 | Before Competition Groups | 345.541 | 0 | 0 | 2672.7351 | 0.12928 | 3 | Industrial_2037_Economic_million_m3_Before Competition Groups_3 | Boiler Upgrade | 12.93% | 0 | 345.541 | Industrial_2037_Economic_million_m3_Before Competition Groups_Boiler Upgrade
Industrial | Ind ¦ Process Heat Recovery (Gas) | 2037 | Technical | million_m3 | Before Competition Groups | 347.5632 | 0 | 0 | 2702.8673 | 0.12859 | 2 | Industrial_2037_Technical_million_m3_Before Competition Groups_2 | Process Heat Recovery (Gas) | 12.86% | 0 | 347.5632 | Industrial_2037_Technical_million_m3_Before Competition Groups_Process Heat Recovery (Gas)
Industrial | Ind ¦ Boiler Upgrade | 2037 | Technical | million_m3 | Before Competition Groups | 345.541 | 0 | 0 | 2702.8673 | 0.12784 | 3 | Industrial_2037_Technical_million_m3_Before Competition Groups_3 | Boiler Upgrade | 12.78% | 0 | 345.541 | Industrial_2037_Technical_million_m3_Before Competition Groups_Boiler Upgrade
Industrial | Ind ¦ Recommissioning | 2037 | Achievable | million_m3 | Before Competition Groups | 221.1679 | 0 | 0 | 2099.0304 | 0.10537 | 4 | Industrial_2037_Achievable_million_m3_Before Competition Groups_4 | Recommissioning | 10.54% | 0 | 221.1679 | Industrial_2037_Achievable_million_m3_Before Competition Groups_Recommissioning
Industrial | Ind ¦ Recommissioning | 2037 | Economic | million_m3 | Before Competition Groups | 252.3014 | 0 | 0 | 2672.7351 | 0.094398 | 4 | Industrial_2037_Economic_million_m3_Before Competition Groups_4 | Recommissioning | 9.44% | 0 | 252.3014 | Industrial_2037_Economic_million_m3_Before Competition Groups_Recommissioning
Industrial | Ind ¦ Recommissioning | 2037 | Technical | million_m3 | Before Competition Groups | 252.3014 | 0 | 0 | 2702.8673 | 0.093346 | 4 | Industrial_2037_Technical_million_m3_Before Competition Groups_4 | Recommissioning | 9.335% | 0 | 252.3014 | Industrial_2037_Technical_million_m3_Before Competition Groups_Recommissioning
Industrial | Ind ¦ Improved Controls -Process Heating Gas | 2037 | Achievable | million_m3 | Before Competition Groups | 138.7023 | 0 | 0 | 2099.0304 | 0.066079 | 5 | Industrial_2037_Achievable_million_m3_Before Competition Groups_5 | Improved Controls -Process Heating Gas | 6.608% | 0 | 138.7023 | Industrial_2037_Achievable_million_m3_Before Competition Groups_Improved Controls -Process Heating Gas
Industrial | Ind ¦ High Efficiency Burners | 2037 | Economic | million_m3 | Before Competition Groups | 167.8666 | 0 | 0 | 2672.7351 | 0.062807 | 5 | Industrial_2037_Economic_million_m3_Before Competition Groups_5 | High Efficiency Burners | 6.281% | 0 | 167.8666 | Industrial_2037_Economic_million_m3_Before Competition Groups_High Efficiency Burners
Industrial | Ind ¦ High Efficiency Burners | 2037 | Technical | million_m3 | Before Competition Groups | 167.8666 | 0 | 0 | 2702.8673 | 0.062107 | 5 | Industrial_2037_Technical_million_m3_Before Competition Groups_5 | High Efficiency Burners | 6.211% | 0 | 167.8666 | Industrial_2037_Technical_million_m3_Before Competition Groups_High Efficiency Burners
Industrial | Ind ¦ Improved Controls -Process Heating Gas | 2037 | Economic | million_m3 | Before Competition Groups | 159.4785 | 0 | 0 | 2672.7351 | 0.059669 | 6 | Industrial_2037_Economic_million_m3_Before Competition Groups_6 | Improved Controls -Process Heating Gas | 5.967% | 0 | 159.4785 | Industrial_2037_Economic_million_m3_Before Competition Groups_Improved Controls -Process Heating Gas
Industrial | Ind ¦ Improved Controls -Process Heating Gas | 2037 | Technical | million_m3 | Before Competition Groups | 159.4785 | 0 | 0 | 2702.8673 | 0.059003 | 6 | Industrial_2037_Technical_million_m3_Before Competition Groups_6 | Improved Controls -Process Heating Gas | 5.9% | 0 | 159.4785 | Industrial_2037_Technical_million_m3_Before Competition Groups_Improved Controls -Process Heating Gas
Industrial | Ind ¦ High Efficiency Burners | 2037 | Achievable | million_m3 | Before Competition Groups | 120.1965 | 0 | 0 | 2099.0304 | 0.057263 | 6 | Industrial_2037_Achievable_million_m3_Before Competition Groups_6 | High Efficiency Burners | 5.726% | 0 | 120.1965 | Industrial_2037_Achievable_million_m3_Before Competition Groups_High Efficiency Burners
Industrial | Ind ¦ Greenhouse Envelope Improvements | 2037 | Achievable | million_m3 | Before Competition Groups | 89.4609 | 0 | 0 | 2099.0304 | 0.04262 | 7 | Industrial_2037_Achievable_million_m3_Before Competition Groups_7 | Greenhouse Envelope Improvements | 4.262% | 0 | 89.4609 | Industrial_2037_Achievable_million_m3_Before Competition Groups_Greenhouse Envelope Improvements
Industrial | Ind ¦ Greenhouse Envelope Improvements | 2037 | Economic | million_m3 | Before Competition Groups | 104.9872 | 0 | 0 | 2672.7351 | 0.039281 | 7 | Industrial_2037_Economic_million_m3_Before Competition Groups_7 | Greenhouse Envelope Improvements | 3.928% | 0 | 104.9872 | Industrial_2037_Economic_million_m3_Before Competition Groups_Greenhouse Envelope Improvements
Industrial | Ind ¦ Greenhouse Envelope Improvements | 2037 | Technical | million_m3 | Before Competition Groups | 104.9872 | 0 | 0 | 2702.8673 | 0.038843 | 7 | Industrial_2037_Technical_million_m3_Before Competition Groups_7 | Greenhouse Envelope Improvements | 3.884% | 0 | 104.9872 | Industrial_2037_Technical_million_m3_Before Competition Groups_Greenhouse Envelope Improvements
Industrial | Ind ¦ Insulation - Steam | 2037 | Achievable | million_m3 | Before Competition Groups | 42.1103 | 0 | 0 | 2099.0304 | 0.020062 | 8 | Industrial_2037_Achievable_million_m3_Before Competition Groups_8 | Insulation - Steam | 2.006% | 0 | 42.1103 | Industrial_2037_Achievable_million_m3_Before Competition Groups_Insulation - Steam
Industrial | Ind ¦ Boiler Tune Up | 2037 | Economic | million_m3 | Before Competition Groups | 49.6965 | 0 | 0 | 2672.7351 | 0.018594 | 8 | Industrial_2037_Economic_million_m3_Before Competition Groups_8 | Boiler Tune Up | 1.859% | 0 | 49.6965 | Industrial_2037_Economic_million_m3_Before Competition Groups_Boiler Tune Up
Industrial | Ind ¦ Boiler Tune Up | 2037 | Technical | million_m3 | Before Competition Groups | 49.6965 | 0 | 0 | 2702.8673 | 0.018387 | 8 | Industrial_2037_Technical_million_m3_Before Competition Groups_8 | Boiler Tune Up | 1.839% | 0 | 49.6965 | Industrial_2037_Technical_million_m3_Before Competition Groups_Boiler Tune Up
Industrial | Ind ¦ Insulation - Steam | 2037 | Economic | million_m3 | Before Competition Groups | 47.7841 | 0 | 0 | 2672.7351 | 0.017878 | 9 | Industrial_2037_Economic_million_m3_Before Competition Groups_9 | Insulation - Steam | 1.788% | 0 | 47.7841 | Industrial_2037_Economic_million_m3_Before Competition Groups_Insulation - Steam
Industrial | Ind ¦ High Efficiency HVAC Fans (Gas) | 2037 | Achievable | million_m3 | Before Competition Groups | 37.3135 | 0 | 0 | 2099.0304 | 0.017777 | 9 | Industrial_2037_Achievable_million_m3_Before Competition Groups_9 | High Efficiency HVAC Fans (Gas) | 1.778% | 0 | 37.3135 | Industrial_2037_Achievable_million_m3_Before Competition Groups_High Efficiency HVAC Fans (Gas)
Industrial | Ind ¦ Insulation - Steam | 2037 | Technical | million_m3 | Before Competition Groups | 47.7841 | 0 | 0 | 2702.8673 | 0.017679 | 9 | Industrial_2037_Technical_million_m3_Before Competition Groups_9 | Insulation - Steam | 1.768% | 0 | 47.7841 | Industrial_2037_Technical_million_m3_Before Competition Groups_Insulation - Steam
Industrial | Ind ¦ VAV Conversion Project (Gas) | 2037 | Achievable | million_m3 | Before Competition Groups | 36.4381 | 0 | 0 | 2099.0304 | 0.017359 | 10 | Industrial_2037_Achievable_million_m3_Before Competition Groups_10 | VAV Conversion Project (Gas) | 1.736% | 0 | 36.4381 | Industrial_2037_Achievable_million_m3_Before Competition Groups_VAV Conversion Project (Gas)
Industrial | Ind ¦ High Efficiency HVAC Fans (Gas) | 2037 | Economic | million_m3 | Before Competition Groups | 45.5076 | 0 | 0 | 2672.7351 | 0.017027 | 10 | Industrial_2037_Economic_million_m3_Before Competition Groups_10 | High Efficiency HVAC Fans (Gas) | 1.703% | 0 | 45.5076 | Industrial_2037_Economic_million_m3_Before Competition Groups_High Efficiency HVAC Fans (Gas)
Industrial | Ind ¦ High Efficiency HVAC Fans (Gas) | 2037 | Technical | million_m3 | Before Competition Groups | 45.5076 | 0 | 0 | 2702.8673 | 0.016837 | 10 | Industrial_2037_Technical_million_m3_Before Competition Groups_10 | High Efficiency HVAC Fans (Gas) | 1.684% | 0 | 45.5076 | Industrial_2037_Technical_million_m3_Before Competition Groups_High Efficiency HVAC Fans (Gas)
Industrial | Ind ¦ VAV Conversion Project (Gas) | 2037 | Economic | million_m3 | Before Competition Groups | 41.3908 | 0 | 0 | 2672.7351 | 0.015486 | 11 | Industrial_2037_Economic_million_m3_Before Competition Groups_11 | VAV Conversion Project (Gas) | 1.549% | 0 | 41.3908 | Industrial_2037_Economic_million_m3_Before Competition Groups_VAV Conversion Project (Gas)
Industrial | Ind ¦ VAV Conversion Project (Gas) | 2037 | Technical | million_m3 | Before Competition Groups | 41.3908 | 0 | 0 | 2702.8673 | 0.015314 | 11 | Industrial_2037_Technical_million_m3_Before Competition Groups_11 | VAV Conversion Project (Gas) | 1.531% | 0 | 41.3908 | Industrial_2037_Technical_million_m3_Before Competition Groups_VAV Conversion Project (Gas)
Industrial | Ind ¦ HE HVAC Controls | 2037 | Achievable | million_m3 | Before Competition Groups | 24.5207 | 0 | 0 | 2099.0304 | 0.011682 | 11 | Industrial_2037_Achievable_million_m3_Before Competition Groups_11 | HE HVAC Controls | 1.168% | 0 | 24.5207 | Industrial_2037_Achievable_million_m3_Before Competition Groups_HE HVAC Controls
Industrial | Ind ¦ Direct Contact Water Heaters | 2037 | Achievable | million_m3 | Before Competition Groups | 23.7218 | 0 | 0 | 2099.0304 | 0.011301 | 12 | Industrial_2037_Achievable_million_m3_Before Competition Groups_12 | Direct Contact Water Heaters | 1.13% | 0 | 23.7218 | Industrial_2037_Achievable_million_m3_Before Competition Groups_Direct Contact Water Heaters
Industrial | Ind ¦ Loading Dock Seals | 2037 | Achievable | million_m3 | Before Competition Groups | 23.7154 | 0 | 0 | 2099.0304 | 0.011298 | 13 | Industrial_2037_Achievable_million_m3_Before Competition Groups_13 | Loading Dock Seals | 1.13% | 0 | 23.7154 | Industrial_2037_Achievable_million_m3_Before Competition Groups_Loading Dock Seals
Industrial | Ind ¦ Direct Contact Water Heaters | 2037 | Economic | million_m3 | Before Competition Groups | 29.8741 | 0 | 0 | 2672.7351 | 0.011177 | 12 | Industrial_2037_Economic_million_m3_Before Competition Groups_12 | Direct Contact Water Heaters | 1.118% | 0 | 29.8741 | Industrial_2037_Economic_million_m3_Before Competition Groups_Direct Contact Water Heaters
Industrial | Ind ¦ Steam Leak Repairs | 2037 | Technical | million_m3 | Before Competition Groups | 30.1322 | 0 | 0 | 2702.8673 | 0.011148 | 12 | Industrial_2037_Technical_million_m3_Before Competition Groups_12 | Steam Leak Repairs | 1.115% | 0 | 30.1322 | Industrial_2037_Technical_million_m3_Before Competition Groups_Steam Leak Repairs
Industrial | Ind ¦ Direct Contact Water Heaters | 2037 | Technical | million_m3 | Before Competition Groups | 29.8741 | 0 | 0 | 2702.8673 | 0.011053 | 13 | Industrial_2037_Technical_million_m3_Before Competition Groups_13 | Direct Contact Water Heaters | 1.105% | 0 | 29.8741 | Industrial_2037_Technical_million_m3_Before Competition Groups_Direct Contact Water Heaters
Industrial | Ind ¦ HE HVAC Controls | 2037 | Economic | million_m3 | Before Competition Groups | 27.1925 | 0 | 0 | 2672.7351 | 0.010174 | 13 | Industrial_2037_Economic_million_m3_Before Competition Groups_13 | HE HVAC Controls | 1.017% | 0 | 27.1925 | Industrial_2037_Economic_million_m3_Before Competition Groups_HE HVAC Controls
Industrial | Ind ¦ Loading Dock Seals | 2037 | Economic | million_m3 | Before Competition Groups | 27.1925 | 0 | 0 | 2672.7351 | 0.010174 | 14 | Industrial_2037_Economic_million_m3_Before Competition Groups_14 | Loading Dock Seals | 1.017% | 0 | 27.1925 | Industrial_2037_Economic_million_m3_Before Competition Groups_Loading Dock Seals
Industrial | Ind ¦ HE HVAC Controls | 2037 | Technical | million_m3 | Before Competition Groups | 27.1925 | 0 | 0 | 2702.8673 | 0.010061 | 14 | Industrial_2037_Technical_million_m3_Before Competition Groups_14 | HE HVAC Controls | 1.006% | 0 | 27.1925 | Industrial_2037_Technical_million_m3_Before Competition Groups_HE HVAC Controls
Industrial | Ind ¦ Loading Dock Seals | 2037 | Technical | million_m3 | Before Competition Groups | 27.1925 | 0 | 0 | 2702.8673 | 0.010061 | 15 | Industrial_2037_Technical_million_m3_Before Competition Groups_15 | Loading Dock Seals | 1.006% | 0 | 27.1925 | Industrial_2037_Technical_million_m3_Before Competition Groups_Loading Dock Seals
Industrial | Ind ¦ Insulation - Steam (AG) | 2037 | Achievable | million_m3 | Before Competition Groups | 20.8805 | 0 | 0 | 2099.0304 | 0.0099477 | 14 | Industrial_2037_Achievable_million_m3_Before Competition Groups_14 | Insulation - Steam (AG) | 0.9948% | 0 | 20.8805 | Industrial_2037_Achievable_million_m3_Before Competition Groups_Insulation - Steam (AG)
Industrial | Ind ¦ Steam Trap Repair | 2037 | Achievable | million_m3 | Before Competition Groups | 20.1055 | 0 | 0 | 2099.0304 | 0.0095785 | 15 | Industrial_2037_Achievable_million_m3_Before Competition Groups_15 | Steam Trap Repair | 0.9578% | 0 | 20.1055 | Industrial_2037_Achievable_million_m3_Before Competition Groups_Steam Trap Repair
Industrial | Ind ¦ Steam Trap Repair | 2037 | Economic | million_m3 | Before Competition Groups | 22.8723 | 0 | 0 | 2672.7351 | 0.0085576 | 15 | Industrial_2037_Economic_million_m3_Before Competition Groups_15 | Steam Trap Repair | 0.8558% | 0 | 22.8723 | Industrial_2037_Economic_million_m3_Before Competition Groups_Steam Trap Repair
Industrial | Ind ¦ Steam Trap Repair | 2037 | Technical | million_m3 | Before Competition Groups | 22.8723 | 0 | 0 | 2702.8673 | 0.0084622 | 16 | Industrial_2037_Technical_million_m3_Before Competition Groups_16 | Steam Trap Repair | 0.8462% | 0 | 22.8723 | Industrial_2037_Technical_million_m3_Before Competition Groups_Steam Trap Repair
Industrial | Ind ¦ Insulation - Steam (AG) | 2037 | Economic | million_m3 | Before Competition Groups | 20.8109 | 0 | 0 | 2672.7351 | 0.0077864 | 16 | Industrial_2037_Economic_million_m3_Before Competition Groups_16 | Insulation - Steam (AG) | 0.7786% | 0 | 20.8109 | Industrial_2037_Economic_million_m3_Before Competition Groups_Insulation - Steam (AG)
Industrial | Ind ¦ Insulation - Steam (AG) | 2037 | Technical | million_m3 | Before Competition Groups | 20.8109 | 0 | 0 | 2702.8673 | 0.0076996 | 17 | Industrial_2037_Technical_million_m3_Before Competition Groups_17 | Insulation - Steam (AG) | 0.77% | 0 | 20.8109 | Industrial_2037_Technical_million_m3_Before Competition Groups_Insulation - Steam (AG)
Industrial | Ind ¦ Air Compressor Heat Recovery | 2037 | Achievable | million_m3 | Before Competition Groups | 15.5411 | 0 | 0 | 2099.0304 | 0.0074039 | 16 | Industrial_2037_Achievable_million_m3_Before Competition Groups_16 | Air Compressor Heat Recovery | 0.7404% | 0 | 15.5411 | Industrial_2037_Achievable_million_m3_Before Competition Groups_Air Compressor Heat Recovery
Industrial | Ind ¦ High Efficiency Furnaces | 2037 | Economic | million_m3 | Before Competition Groups | 19.3235 | 0 | 0 | 2672.7351 | 0.0072299 | 17 | Industrial_2037_Economic_million_m3_Before Competition Groups_17 | High Efficiency Furnaces | 0.723% | 0 | 19.3235 | Industrial_2037_Economic_million_m3_Before Competition Groups_High Efficiency Furnaces
Industrial | Ind ¦ High Efficiency Furnaces | 2037 | Technical | million_m3 | Before Competition Groups | 19.3235 | 0 | 0 | 2702.8673 | 0.0071493 | 18 | Industrial_2037_Technical_million_m3_Before Competition Groups_18 | High Efficiency Furnaces | 0.7149% | 0 | 19.3235 | Industrial_2037_Technical_million_m3_Before Competition Groups_High Efficiency Furnaces
Industrial | Ind ¦ Air Compressor Heat Recovery | 2037 | Economic | million_m3 | Before Competition Groups | 17.5168 | 0 | 0 | 2672.7351 | 0.0065539 | 18 | Industrial_2037_Economic_million_m3_Before Competition Groups_18 | Air Compressor Heat Recovery | 0.6554% | 0 | 17.5168 | Industrial_2037_Economic_million_m3_Before Competition Groups_Air Compressor Heat Recovery
Industrial | Ind ¦ High Efficiency Furnaces | 2037 | Achievable | million_m3 | Before Competition Groups | 13.7014 | 0 | 0 | 2099.0304 | 0.0065275 | 17 | Industrial_2037_Achievable_million_m3_Before Competition Groups_17 | High Efficiency Furnaces | 0.6527% | 0 | 13.7014 | Industrial_2037_Achievable_million_m3_Before Competition Groups_High Efficiency Furnaces
Industrial | Ind ¦ Air Compressor Heat Recovery | 2037 | Technical | million_m3 | Before Competition Groups | 17.5168 | 0 | 0 | 2702.8673 | 0.0064808 | 19 | Industrial_2037_Technical_million_m3_Before Competition Groups_19 | Air Compressor Heat Recovery | 0.6481% | 0 | 17.5168 | Industrial_2037_Technical_million_m3_Before Competition Groups_Air Compressor Heat Recovery
Industrial | Ind ¦ Steam Turbine Optimization | 2037 | Achievable | million_m3 | Before Competition Groups | 9.6641 | 0 | 0 | 2099.0304 | 0.0046041 | 18 | Industrial_2037_Achievable_million_m3_Before Competition Groups_18 | Steam Turbine Optimization | 0.4604% | 0 | 9.6641 | Industrial_2037_Achievable_million_m3_Before Competition Groups_Steam Turbine Optimization
Industrial | Ind ¦ Steam Turbine Optimization | 2037 | Economic | million_m3 | Before Competition Groups | 11.2287 | 0 | 0 | 2672.7351 | 0.0042012 | 19 | Industrial_2037_Economic_million_m3_Before Competition Groups_19 | Steam Turbine Optimization | 0.4201% | 0 | 11.2287 | Industrial_2037_Economic_million_m3_Before Competition Groups_Steam Turbine Optimization
Industrial | Ind ¦ Steam Turbine Optimization | 2037 | Technical | million_m3 | Before Competition Groups | 11.2287 | 0 | 0 | 2702.8673 | 0.0041544 | 20 | Industrial_2037_Technical_million_m3_Before Competition Groups_20 | Steam Turbine Optimization | 0.4154% | 0 | 11.2287 | Industrial_2037_Technical_million_m3_Before Competition Groups_Steam Turbine Optimization
Industrial | Ind ¦ Process Optimization (Gas) | 2037 | Economic | million_m3 | Before Competition Groups | 10.2948 | 0 | 0 | 2672.7351 | 0.0038518 | 20 | Industrial_2037_Economic_million_m3_Before Competition Groups_20 | Process Optimization (Gas) | 0.3852% | 0 | 10.2948 | Industrial_2037_Economic_million_m3_Before Competition Groups_Process Optimization (Gas)
Industrial | Ind ¦ Process Optimization (Gas) | 2037 | Technical | million_m3 | Before Competition Groups | 10.2948 | 0 | 0 | 2702.8673 | 0.0038088 | 21 | Industrial_2037_Technical_million_m3_Before Competition Groups_21 | Process Optimization (Gas) | 0.3809% | 0 | 10.2948 | Industrial_2037_Technical_million_m3_Before Competition Groups_Process Optimization (Gas)
Industrial | Ind ¦ HE Stock Tank | 2037 | Economic | million_m3 | Before Competition Groups | 9.301 | 0 | 0 | 2672.7351 | 0.0034799 | 21 | Industrial_2037_Economic_million_m3_Before Competition Groups_21 | HE Stock Tank | 0.348% | 0 | 9.301 | Industrial_2037_Economic_million_m3_Before Competition Groups_HE Stock Tank
Industrial | Ind ¦ Gas Turbine Optimization | 2037 | Achievable | million_m3 | Before Competition Groups | 7.2481 | 0 | 0 | 2099.0304 | 0.0034531 | 19 | Industrial_2037_Achievable_million_m3_Before Competition Groups_19 | Gas Turbine Optimization | 0.3453% | 0 | 7.2481 | Industrial_2037_Achievable_million_m3_Before Competition Groups_Gas Turbine Optimization
Industrial | Ind ¦ HE Stock Tank | 2037 | Technical | million_m3 | Before Competition Groups | 9.301 | 0 | 0 | 2702.8673 | 0.0034411 | 22 | Industrial_2037_Technical_million_m3_Before Competition Groups_22 | HE Stock Tank | 0.3441% | 0 | 9.301 | Industrial_2037_Technical_million_m3_Before Competition Groups_HE Stock Tank
Industrial | Ind ¦ Gas Turbine Optimization | 2037 | Economic | million_m3 | Before Competition Groups | 8.4215 | 0 | 0 | 2672.7351 | 0.0031509 | 22 | Industrial_2037_Economic_million_m3_Before Competition Groups_22 | Gas Turbine Optimization | 0.3151% | 0 | 8.4215 | Industrial_2037_Economic_million_m3_Before Competition Groups_Gas Turbine Optimization
Industrial | Ind ¦ HE Stock Tank | 2037 | Achievable | million_m3 | Before Competition Groups | 6.5553 | 0 | 0 | 2099.0304 | 0.003123 | 20 | Industrial_2037_Achievable_million_m3_Before Competition Groups_20 | HE Stock Tank | 0.3123% | 0 | 6.5553 | Industrial_2037_Achievable_million_m3_Before Competition Groups_HE Stock Tank
Industrial | Ind ¦ Gas Turbine Optimization | 2037 | Technical | million_m3 | Before Competition Groups | 8.4215 | 0 | 0 | 2702.8673 | 0.0031158 | 23 | Industrial_2037_Technical_million_m3_Before Competition Groups_23 | Gas Turbine Optimization | 0.3116% | 0 | 8.4215 | Industrial_2037_Technical_million_m3_Before Competition Groups_Gas Turbine Optimization
Industrial | Ind ¦ Boiler Tune Up | 2037 | Achievable | million_m3 | Before Competition Groups | 5.8597 | 0 | 0 | 2099.0304 | 0.0027916 | 21 | Industrial_2037_Achievable_million_m3_Before Competition Groups_21 | Boiler Tune Up | 0.2792% | 0 | 5.8597 | Industrial_2037_Achievable_million_m3_Before Competition Groups_Boiler Tune Up
Industrial | Ind ¦ Solar Walls | 2037 | Achievable | million_m3 | Before Competition Groups | 4.9151 | 0 | 0 | 2099.0304 | 0.0023416 | 22 | Industrial_2037_Achievable_million_m3_Before Competition Groups_22 | Solar Walls | 0.2342% | 0 | 4.9151 | Industrial_2037_Achievable_million_m3_Before Competition Groups_Solar Walls
Industrial | Ind ¦ Ventilation Optimization (Gas) | 2037 | Achievable | million_m3 | Before Competition Groups | 4.89 | 0 | 0 | 2099.0304 | 0.0023296 | 23 | Industrial_2037_Achievable_million_m3_Before Competition Groups_23 | Ventilation Optimization (Gas) | 0.233% | 0 | 4.89 | Industrial_2037_Achievable_million_m3_Before Competition Groups_Ventilation Optimization (Gas)
Industrial | Ind ¦ Solar Walls | 2037 | Economic | million_m3 | Before Competition Groups | 5.5832 | 0 | 0 | 2672.7351 | 0.0020889 | 23 | Industrial_2037_Economic_million_m3_Before Competition Groups_23 | Solar Walls | 0.2089% | 0 | 5.5832 | Industrial_2037_Economic_million_m3_Before Competition Groups_Solar Walls
Industrial | Ind ¦ Solar Walls | 2037 | Technical | million_m3 | Before Competition Groups | 5.5832 | 0 | 0 | 2702.8673 | 0.0020657 | 24 | Industrial_2037_Technical_million_m3_Before Competition Groups_24 | Solar Walls | 0.2066% | 0 | 5.5832 | Industrial_2037_Technical_million_m3_Before Competition Groups_Solar Walls
Industrial | Ind ¦ Ventilation Optimization (Gas) | 2037 | Economic | million_m3 | Before Competition Groups | 5.4508 | 0 | 0 | 2672.7351 | 0.0020394 | 24 | Industrial_2037_Economic_million_m3_Before Competition Groups_24 | Ventilation Optimization (Gas) | 0.2039% | 0 | 5.4508 | Industrial_2037_Economic_million_m3_Before Competition Groups_Ventilation Optimization (Gas)
Industrial | Ind ¦ Ventilation Optimization (Gas) | 2037 | Technical | million_m3 | Before Competition Groups | 5.4508 | 0 | 0 | 2702.8673 | 0.0020167 | 25 | Industrial_2037_Technical_million_m3_Before Competition Groups_25 | Ventilation Optimization (Gas) | 0.2017% | 0 | 5.4508 | Industrial_2037_Technical_million_m3_Before Competition Groups_Ventilation Optimization (Gas)
Industrial | Ind ¦ Process Optimization (Gas) | 2037 | Achievable | million_m3 | Before Competition Groups | 2.1876 | 0 | 0 | 2099.0304 | 0.0010422 | 24 | Industrial_2037_Achievable_million_m3_Before Competition Groups_24 | Process Optimization (Gas) | 0.1042% | 0 | 2.1876 | Industrial_2037_Achievable_million_m3_Before Competition Groups_Process Optimization (Gas)
Industrial | Ind ¦ HE HVAC Units | 2037 | Economic | million_m3 | Before Competition Groups | 2.1562 | 0 | 0 | 2672.7351 | 0.00080672 | 25 | Industrial_2037_Economic_million_m3_Before Competition Groups_25 | HE HVAC Units | 0.08067% | 0 | 2.1562 | Industrial_2037_Economic_million_m3_Before Competition Groups_HE HVAC Units
Industrial | Ind ¦ HE HVAC Units | 2037 | Achievable | million_m3 | Before Competition Groups | 1.6747 | 0 | 0 | 2099.0304 | 0.00079782 | 25 | Industrial_2037_Achievable_million_m3_Before Competition Groups_25 | HE HVAC Units | 0.07978% | 0 | 1.6747 | Industrial_2037_Achievable_million_m3_Before Competition Groups_HE HVAC Units
Industrial | Ind ¦ HE HVAC Units | 2037 | Technical | million_m3 | Before Competition Groups | 2.1562 | 0 | 0 | 2702.8673 | 0.00079773 | 26 | Industrial_2037_Technical_million_m3_Before Competition Groups_26 | HE HVAC Units | 0.07977% | 0 | 2.1562 | Industrial_2037_Technical_million_m3_Before Competition Groups_HE HVAC Units
Industrial | Ind ¦ Boiler Tune Up - Direct | 2037 | Economic | million_m3 | Before Competition Groups | 1.6921 | 0 | 0 | 2672.7351 | 0.00063309 | 26 | Industrial_2037_Economic_million_m3_Before Competition Groups_26 | Boiler Tune Up - Direct | 0.06331% | 0 | 1.6921 | Industrial_2037_Economic_million_m3_Before Competition Groups_Boiler Tune Up - Direct
Industrial | Ind ¦ Boiler Tune Up - Direct | 2037 | Technical | million_m3 | Before Competition Groups | 1.6921 | 0 | 0 | 2702.8673 | 0.00062603 | 27 | Industrial_2037_Technical_million_m3_Before Competition Groups_27 | Boiler Tune Up - Direct | 0.0626% | 0 | 1.6921 | Industrial_2037_Technical_million_m3_Before Competition Groups_Boiler Tune Up - Direct
Industrial | Ind ¦ Process Heat Recovery (Gas) - HVAC | 2037 | Achievable | million_m3 | Before Competition Groups | 1.06 | 0 | 0 | 2099.0304 | 0.00050498 | 26 | Industrial_2037_Achievable_million_m3_Before Competition Groups_26 | Process Heat Recovery (Gas) - HVAC | 0.0505% | 0 | 1.06 | Industrial_2037_Achievable_million_m3_Before Competition Groups_Process Heat Recovery (Gas) - HVAC
Industrial | Ind ¦ Process Heat Recovery (Gas) - HVAC | 2037 | Economic | million_m3 | Before Competition Groups | 1.1616 | 0 | 0 | 2672.7351 | 0.0004346 | 27 | Industrial_2037_Economic_million_m3_Before Competition Groups_27 | Process Heat Recovery (Gas) - HVAC | 0.04346% | 0 | 1.1616 | Industrial_2037_Economic_million_m3_Before Competition Groups_Process Heat Recovery (Gas) - HVAC
Industrial | Ind ¦ Process Heat Recovery (Gas) - HVAC | 2037 | Technical | million_m3 | Before Competition Groups | 1.1616 | 0 | 0 | 2702.8673 | 0.00042975 | 28 | Industrial_2037_Technical_million_m3_Before Competition Groups_28 | Process Heat Recovery (Gas) - HVAC | 0.04298% | 0 | 1.1616 | Industrial_2037_Technical_million_m3_Before Competition Groups_Process Heat Recovery (Gas) - HVAC
Industrial | Ind ¦ Insulation - Steam - Direct | 2037 | Achievable | million_m3 | Before Competition Groups | 0.66434 | 0 | 0 | 2099.0304 | 0.0003165 | 27 | Industrial_2037_Achievable_million_m3_Before Competition Groups_27 | Insulation - Steam - Direct | 0.03165% | 0 | 0.66434 | Industrial_2037_Achievable_million_m3_Before Competition Groups_Insulation - Steam - Direct
Industrial | Ind ¦ Insulation - Steam - Direct | 2037 | Economic | million_m3 | Before Competition Groups | 0.77438 | 0 | 0 | 2672.7351 | 0.00028973 | 28 | Industrial_2037_Economic_million_m3_Before Competition Groups_28 | Insulation - Steam - Direct | 0.02897% | 0 | 0.77438 | Industrial_2037_Economic_million_m3_Before Competition Groups_Insulation - Steam - Direct
Industrial | Ind ¦ Insulation - Steam - Direct | 2037 | Technical | million_m3 | Before Competition Groups | 0.77438 | 0 | 0 | 2702.8673 | 0.0002865 | 29 | Industrial_2037_Technical_million_m3_Before Competition Groups_29 | Insulation - Steam - Direct | 0.02865% | 0 | 0.77438 | Industrial_2037_Technical_million_m3_Before Competition Groups_Insulation - Steam - Direct
Industrial | Ind ¦ Boiler Tune Up - Direct | 2037 | Achievable | million_m3 | Before Competition Groups | 0.19215 | 0 | 0 | 2099.0304 | 9.1542e-05 | 28 | Industrial_2037_Achievable_million_m3_Before Competition Groups_28 | Boiler Tune Up - Direct | 0.009154% | 0 | 0.19215 | Industrial_2037_Achievable_million_m3_Before Competition Groups_Boiler Tune Up - Direct
Industrial | Ind ¦ Insulation - Steam - HVAC | 2037 | Achievable | million_m3 | Before Competition Groups | 0.14696 | 0 | 0 | 2099.0304 | 7.0012e-05 | 29 | Industrial_2037_Achievable_million_m3_Before Competition Groups_29 | Insulation - Steam - HVAC | 0.007001% | 0 | 0.14696 | Industrial_2037_Achievable_million_m3_Before Competition Groups_Insulation - Steam - HVAC
Industrial | Ind ¦ Insulation - Steam - HVAC | 2037 | Economic | million_m3 | Before Competition Groups | 0.16104 | 0 | 0 | 2672.7351 | 6.0254e-05 | 29 | Industrial_2037_Economic_million_m3_Before Competition Groups_29 | Insulation - Steam - HVAC | 0.006025% | 0 | 0.16104 | Industrial_2037_Economic_million_m3_Before Competition Groups_Insulation - Steam - HVAC
Industrial | Ind ¦ Insulation - Steam - HVAC | 2037 | Technical | million_m3 | Before Competition Groups | 0.16104 | 0 | 0 | 2702.8673 | 5.9582e-05 | 30 | Industrial_2037_Technical_million_m3_Before Competition Groups_30 | Insulation - Steam - HVAC | 0.005958% | 0 | 0.16104 | Industrial_2037_Technical_million_m3_Before Competition Groups_Insulation - Steam - HVAC
Industrial | Ind ¦ Boiler Tune Up - HVAC | 2037 | Economic | million_m3 | Before Competition Groups | 0.14641 | 0 | 0 | 2672.7351 | 5.478e-05 | 30 | Industrial_2037_Economic_million_m3_Before Competition Groups_30 | Boiler Tune Up - HVAC | 0.005478% | 0 | 0.14641 | Industrial_2037_Economic_million_m3_Before Competition Groups_Boiler Tune Up - HVAC
Industrial | Ind ¦ Boiler Tune Up - HVAC | 2037 | Technical | million_m3 | Before Competition Groups | 0.14641 | 0 | 0 | 2702.8673 | 5.4169e-05 | 31 | Industrial_2037_Technical_million_m3_Before Competition Groups_31 | Boiler Tune Up - HVAC | 0.005417% | 0 | 0.14641 | Industrial_2037_Technical_million_m3_Before Competition Groups_Boiler Tune Up - HVAC
Industrial | Ind ¦ Boiler Tune Up - HVAC | 2037 | Achievable | million_m3 | Before Competition Groups | 0.019614 | 0 | 0 | 2099.0304 | 9.3443e-06 | 30 | Industrial_2037_Achievable_million_m3_Before Competition Groups_30 | Boiler Tune Up - HVAC | 0.0009344% | 0 | 0.019614 | Industrial_2037_Achievable_million_m3_Before Competition Groups_Boiler Tune Up - HVAC
Industrial | Ind ¦ Process Heat Improvements | 2038 | Economic | million_m3 | Before Competition Groups | 904.8866 | 0 | 0 | 2701.189 | 0.335 | 1 | Industrial_2038_Economic_million_m3_Before Competition Groups_1 | Process Heat Improvements | 33.5% | 0 | 904.8866 | Industrial_2038_Economic_million_m3_Before Competition Groups_Process Heat Improvements
Industrial | Ind ¦ Process Heat Improvements | 2038 | Technical | million_m3 | Before Competition Groups | 904.8866 | 0 | 0 | 2731.3212 | 0.3313 | 1 | Industrial_2038_Technical_million_m3_Before Competition Groups_1 | Process Heat Improvements | 33.13% | 0 | 904.8866 | Industrial_2038_Technical_million_m3_Before Competition Groups_Process Heat Improvements
Industrial | Ind ¦ Process Heat Improvements | 2038 | Achievable | million_m3 | Before Competition Groups | 665.4595 | 0 | 0 | 2184.9219 | 0.30457 | 1 | Industrial_2038_Achievable_million_m3_Before Competition Groups_1 | Process Heat Improvements | 30.46% | 0 | 665.4595 | Industrial_2038_Achievable_million_m3_Before Competition Groups_Process Heat Improvements
Industrial | Ind ¦ Process Heat Recovery (Gas) | 2038 | Achievable | million_m3 | Before Competition Groups | 312.3893 | 0 | 0 | 2184.9219 | 0.14298 | 2 | Industrial_2038_Achievable_million_m3_Before Competition Groups_2 | Process Heat Recovery (Gas) | 14.3% | 0 | 312.3893 | Industrial_2038_Achievable_million_m3_Before Competition Groups_Process Heat Recovery (Gas)
Industrial | Ind ¦ Boiler Upgrade | 2038 | Achievable | million_m3 | Before Competition Groups | 300.9821 | 0 | 0 | 2184.9219 | 0.13775 | 3 | Industrial_2038_Achievable_million_m3_Before Competition Groups_3 | Boiler Upgrade | 13.78% | 0 | 300.9821 | Industrial_2038_Achievable_million_m3_Before Competition Groups_Boiler Upgrade
Industrial | Ind ¦ Boiler Upgrade | 2038 | Economic | million_m3 | Before Competition Groups | 352.2098 | 0 | 0 | 2701.189 | 0.13039 | 2 | Industrial_2038_Economic_million_m3_Before Competition Groups_2 | Boiler Upgrade | 13.04% | 0 | 352.2098 | Industrial_2038_Economic_million_m3_Before Competition Groups_Boiler Upgrade
Industrial | Ind ¦ Boiler Upgrade | 2038 | Technical | million_m3 | Before Competition Groups | 352.2098 | 0 | 0 | 2731.3212 | 0.12895 | 2 | Industrial_2038_Technical_million_m3_Before Competition Groups_2 | Boiler Upgrade | 12.9% | 0 | 352.2098 | Industrial_2038_Technical_million_m3_Before Competition Groups_Boiler Upgrade
Industrial | Ind ¦ Process Heat Recovery (Gas) | 2038 | Economic | million_m3 | Before Competition Groups | 347.5632 | 0 | 0 | 2701.189 | 0.12867 | 3 | Industrial_2038_Economic_million_m3_Before Competition Groups_3 | Process Heat Recovery (Gas) | 12.87% | 0 | 347.5632 | Industrial_2038_Economic_million_m3_Before Competition Groups_Process Heat Recovery (Gas)
Industrial | Ind ¦ Process Heat Recovery (Gas) | 2038 | Technical | million_m3 | Before Competition Groups | 347.5632 | 0 | 0 | 2731.3212 | 0.12725 | 3 | Industrial_2038_Technical_million_m3_Before Competition Groups_3 | Process Heat Recovery (Gas) | 12.73% | 0 | 347.5632 | Industrial_2038_Technical_million_m3_Before Competition Groups_Process Heat Recovery (Gas)
Industrial | Ind ¦ Recommissioning | 2038 | Achievable | million_m3 | Before Competition Groups | 227.9654 | 0 | 0 | 2184.9219 | 0.10434 | 4 | Industrial_2038_Achievable_million_m3_Before Competition Groups_4 | Recommissioning | 10.43% | 0 | 227.9654 | Industrial_2038_Achievable_million_m3_Before Competition Groups_Recommissioning
Industrial | Ind ¦ Recommissioning | 2038 | Economic | million_m3 | Before Competition Groups | 252.3014 | 0 | 0 | 2701.189 | 0.093404 | 4 | Industrial_2038_Economic_million_m3_Before Competition Groups_4 | Recommissioning | 9.34% | 0 | 252.3014 | Industrial_2038_Economic_million_m3_Before Competition Groups_Recommissioning
Industrial | Ind ¦ Recommissioning | 2038 | Technical | million_m3 | Before Competition Groups | 252.3014 | 0 | 0 | 2731.3212 | 0.092373 | 4 | Industrial_2038_Technical_million_m3_Before Competition Groups_4 | Recommissioning | 9.237% | 0 | 252.3014 | Industrial_2038_Technical_million_m3_Before Competition Groups_Recommissioning
Industrial | Ind ¦ Improved Controls -Process Heating Gas | 2038 | Achievable | million_m3 | Before Competition Groups | 143.1613 | 0 | 0 | 2184.9219 | 0.065522 | 5 | Industrial_2038_Achievable_million_m3_Before Competition Groups_5 | Improved Controls -Process Heating Gas | 6.552% | 0 | 143.1613 | Industrial_2038_Achievable_million_m3_Before Competition Groups_Improved Controls -Process Heating Gas
Industrial | Ind ¦ High Efficiency Burners | 2038 | Economic | million_m3 | Before Competition Groups | 170.7772 | 0 | 0 | 2701.189 | 0.063223 | 5 | Industrial_2038_Economic_million_m3_Before Competition Groups_5 | High Efficiency Burners | 6.322% | 0 | 170.7772 | Industrial_2038_Economic_million_m3_Before Competition Groups_High Efficiency Burners
Industrial | Ind ¦ High Efficiency Burners | 2038 | Technical | million_m3 | Before Competition Groups | 170.7772 | 0 | 0 | 2731.3212 | 0.062525 | 5 | Industrial_2038_Technical_million_m3_Before Competition Groups_5 | High Efficiency Burners | 6.253% | 0 | 170.7772 | Industrial_2038_Technical_million_m3_Before Competition Groups_High Efficiency Burners
Industrial | Ind ¦ Improved Controls -Process Heating Gas | 2038 | Economic | million_m3 | Before Competition Groups | 159.4785 | 0 | 0 | 2701.189 | 0.05904 | 6 | Industrial_2038_Economic_million_m3_Before Competition Groups_6 | Improved Controls -Process Heating Gas | 5.904% | 0 | 159.4785 | Industrial_2038_Economic_million_m3_Before Competition Groups_Improved Controls -Process Heating Gas
Industrial | Ind ¦ Improved Controls -Process Heating Gas | 2038 | Technical | million_m3 | Before Competition Groups | 159.4785 | 0 | 0 | 2731.3212 | 0.058389 | 6 | Industrial_2038_Technical_million_m3_Before Competition Groups_6 | Improved Controls -Process Heating Gas | 5.839% | 0 | 159.4785 | Industrial_2038_Technical_million_m3_Before Competition Groups_Improved Controls -Process Heating Gas
Industrial | Ind ¦ High Efficiency Burners | 2038 | Achievable | million_m3 | Before Competition Groups | 126.1605 | 0 | 0 | 2184.9219 | 0.057741 | 6 | Industrial_2038_Achievable_million_m3_Before Competition Groups_6 | High Efficiency Burners | 5.774% | 0 | 126.1605 | Industrial_2038_Achievable_million_m3_Before Competition Groups_High Efficiency Burners
Industrial | Ind ¦ Greenhouse Envelope Improvements | 2038 | Achievable | million_m3 | Before Competition Groups | 92.3561 | 0 | 0 | 2184.9219 | 0.04227 | 7 | Industrial_2038_Achievable_million_m3_Before Competition Groups_7 | Greenhouse Envelope Improvements | 4.227% | 0 | 92.3561 | Industrial_2038_Achievable_million_m3_Before Competition Groups_Greenhouse Envelope Improvements
Industrial | Ind ¦ Greenhouse Envelope Improvements | 2038 | Economic | million_m3 | Before Competition Groups | 106.8327 | 0 | 0 | 2701.189 | 0.03955 | 7 | Industrial_2038_Economic_million_m3_Before Competition Groups_7 | Greenhouse Envelope Improvements | 3.955% | 0 | 106.8327 | Industrial_2038_Economic_million_m3_Before Competition Groups_Greenhouse Envelope Improvements
Industrial | Ind ¦ Greenhouse Envelope Improvements | 2038 | Technical | million_m3 | Before Competition Groups | 106.8327 | 0 | 0 | 2731.3212 | 0.039114 | 7 | Industrial_2038_Technical_million_m3_Before Competition Groups_7 | Greenhouse Envelope Improvements | 3.911% | 0 | 106.8327 | Industrial_2038_Technical_million_m3_Before Competition Groups_Greenhouse Envelope Improvements
Industrial | Ind ¦ Insulation - Steam | 2038 | Achievable | million_m3 | Before Competition Groups | 43.3711 | 0 | 0 | 2184.9219 | 0.01985 | 8 | Industrial_2038_Achievable_million_m3_Before Competition Groups_8 | Insulation - Steam | 1.985% | 0 | 43.3711 | Industrial_2038_Achievable_million_m3_Before Competition Groups_Insulation - Steam
Industrial | Ind ¦ Boiler Tune Up | 2038 | Economic | million_m3 | Before Competition Groups | 49.6965 | 0 | 0 | 2701.189 | 0.018398 | 8 | Industrial_2038_Economic_million_m3_Before Competition Groups_8 | Boiler Tune Up | 1.84% | 0 | 49.6965 | Industrial_2038_Economic_million_m3_Before Competition Groups_Boiler Tune Up
Industrial | Ind ¦ Boiler Tune Up | 2038 | Technical | million_m3 | Before Competition Groups | 49.6965 | 0 | 0 | 2731.3212 | 0.018195 | 8 | Industrial_2038_Technical_million_m3_Before Competition Groups_8 | Boiler Tune Up | 1.82% | 0 | 49.6965 | Industrial_2038_Technical_million_m3_Before Competition Groups_Boiler Tune Up
Industrial | Ind ¦ High Efficiency HVAC Fans (Gas) | 2038 | Achievable | million_m3 | Before Competition Groups | 38.7032 | 0 | 0 | 2184.9219 | 0.017714 | 9 | Industrial_2038_Achievable_million_m3_Before Competition Groups_9 | High Efficiency HVAC Fans (Gas) | 1.771% | 0 | 38.7032 | Industrial_2038_Achievable_million_m3_Before Competition Groups_High Efficiency HVAC Fans (Gas)
Industrial | Ind ¦ Insulation - Steam | 2038 | Economic | million_m3 | Before Competition Groups | 47.7841 | 0 | 0 | 2701.189 | 0.01769 | 9 | Industrial_2038_Economic_million_m3_Before Competition Groups_9 | Insulation - Steam | 1.769% | 0 | 47.7841 | Industrial_2038_Economic_million_m3_Before Competition Groups_Insulation - Steam
Industrial | Ind ¦ Insulation - Steam | 2038 | Technical | million_m3 | Before Competition Groups | 47.7841 | 0 | 0 | 2731.3212 | 0.017495 | 9 | Industrial_2038_Technical_million_m3_Before Competition Groups_9 | Insulation - Steam | 1.749% | 0 | 47.7841 | Industrial_2038_Technical_million_m3_Before Competition Groups_Insulation - Steam
Industrial | Ind ¦ VAV Conversion Project (Gas) | 2038 | Achievable | million_m3 | Before Competition Groups | 37.4327 | 0 | 0 | 2184.9219 | 0.017132 | 10 | Industrial_2038_Achievable_million_m3_Before Competition Groups_10 | VAV Conversion Project (Gas) | 1.713% | 0 | 37.4327 | Industrial_2038_Achievable_million_m3_Before Competition Groups_VAV Conversion Project (Gas)
Industrial | Ind ¦ High Efficiency HVAC Fans (Gas) | 2038 | Economic | million_m3 | Before Competition Groups | 46.1043 | 0 | 0 | 2701.189 | 0.017068 | 10 | Industrial_2038_Economic_million_m3_Before Competition Groups_10 | High Efficiency HVAC Fans (Gas) | 1.707% | 0 | 46.1043 | Industrial_2038_Economic_million_m3_Before Competition Groups_High Efficiency HVAC Fans (Gas)
Industrial | Ind ¦ High Efficiency HVAC Fans (Gas) | 2038 | Technical | million_m3 | Before Competition Groups | 46.1043 | 0 | 0 | 2731.3212 | 0.01688 | 10 | Industrial_2038_Technical_million_m3_Before Competition Groups_10 | High Efficiency HVAC Fans (Gas) | 1.688% | 0 | 46.1043 | Industrial_2038_Technical_million_m3_Before Competition Groups_High Efficiency HVAC Fans (Gas)
Industrial | Ind ¦ VAV Conversion Project (Gas) | 2038 | Economic | million_m3 | Before Competition Groups | 41.4125 | 0 | 0 | 2701.189 | 0.015331 | 11 | Industrial_2038_Economic_million_m3_Before Competition Groups_11 | VAV Conversion Project (Gas) | 1.533% | 0 | 41.4125 | Industrial_2038_Economic_million_m3_Before Competition Groups_VAV Conversion Project (Gas)
Industrial | Ind ¦ VAV Conversion Project (Gas) | 2038 | Technical | million_m3 | Before Competition Groups | 41.4125 | 0 | 0 | 2731.3212 | 0.015162 | 11 | Industrial_2038_Technical_million_m3_Before Competition Groups_11 | VAV Conversion Project (Gas) | 1.516% | 0 | 41.4125 | Industrial_2038_Technical_million_m3_Before Competition Groups_VAV Conversion Project (Gas)
Industrial | Ind ¦ HE HVAC Controls | 2038 | Achievable | million_m3 | Before Competition Groups | 25.1549 | 0 | 0 | 2184.9219 | 0.011513 | 11 | Industrial_2038_Achievable_million_m3_Before Competition Groups_11 | HE HVAC Controls | 1.151% | 0 | 25.1549 | Industrial_2038_Achievable_million_m3_Before Competition Groups_HE HVAC Controls
Industrial | Ind ¦ Direct Contact Water Heaters | 2038 | Achievable | million_m3 | Before Competition Groups | 24.7324 | 0 | 0 | 2184.9219 | 0.01132 | 12 | Industrial_2038_Achievable_million_m3_Before Competition Groups_12 | Direct Contact Water Heaters | 1.132% | 0 | 24.7324 | Industrial_2038_Achievable_million_m3_Before Competition Groups_Direct Contact Water Heaters
Industrial | Ind ¦ Direct Contact Water Heaters | 2038 | Economic | million_m3 | Before Competition Groups | 30.4146 | 0 | 0 | 2701.189 | 0.01126 | 12 | Industrial_2038_Economic_million_m3_Before Competition Groups_12 | Direct Contact Water Heaters | 1.126% | 0 | 30.4146 | Industrial_2038_Economic_million_m3_Before Competition Groups_Direct Contact Water Heaters
Industrial | Ind ¦ Loading Dock Seals | 2038 | Achievable | million_m3 | Before Competition Groups | 24.5182 | 0 | 0 | 2184.9219 | 0.011222 | 13 | Industrial_2038_Achievable_million_m3_Before Competition Groups_13 | Loading Dock Seals | 1.122% | 0 | 24.5182 | Industrial_2038_Achievable_million_m3_Before Competition Groups_Loading Dock Seals
Industrial | Ind ¦ Direct Contact Water Heaters | 2038 | Technical | million_m3 | Before Competition Groups | 30.4146 | 0 | 0 | 2731.3212 | 0.011135 | 12 | Industrial_2038_Technical_million_m3_Before Competition Groups_12 | Direct Contact Water Heaters | 1.114% | 0 | 30.4146 | Industrial_2038_Technical_million_m3_Before Competition Groups_Direct Contact Water Heaters
Industrial | Ind ¦ Steam Leak Repairs | 2038 | Technical | million_m3 | Before Competition Groups | 30.1322 | 0 | 0 | 2731.3212 | 0.011032 | 13 | Industrial_2038_Technical_million_m3_Before Competition Groups_13 | Steam Leak Repairs | 1.103% | 0 | 30.1322 | Industrial_2038_Technical_million_m3_Before Competition Groups_Steam Leak Repairs
Industrial | Ind ¦ HE HVAC Controls | 2038 | Economic | million_m3 | Before Competition Groups | 27.1925 | 0 | 0 | 2701.189 | 0.010067 | 13 | Industrial_2038_Economic_million_m3_Before Competition Groups_13 | HE HVAC Controls | 1.007% | 0 | 27.1925 | Industrial_2038_Economic_million_m3_Before Competition Groups_HE HVAC Controls
Industrial | Ind ¦ Loading Dock Seals | 2038 | Economic | million_m3 | Before Competition Groups | 27.1925 | 0 | 0 | 2701.189 | 0.010067 | 14 | Industrial_2038_Economic_million_m3_Before Competition Groups_14 | Loading Dock Seals | 1.007% | 0 | 27.1925 | Industrial_2038_Economic_million_m3_Before Competition Groups_Loading Dock Seals
Industrial | Ind ¦ HE HVAC Controls | 2038 | Technical | million_m3 | Before Competition Groups | 27.1925 | 0 | 0 | 2731.3212 | 0.0099558 | 14 | Industrial_2038_Technical_million_m3_Before Competition Groups_14 | HE HVAC Controls | 0.9956% | 0 | 27.1925 | Industrial_2038_Technical_million_m3_Before Competition Groups_HE HVAC Controls
Industrial | Ind ¦ Loading Dock Seals | 2038 | Technical | million_m3 | Before Competition Groups | 27.1925 | 0 | 0 | 2731.3212 | 0.0099558 | 15 | Industrial_2038_Technical_million_m3_Before Competition Groups_15 | Loading Dock Seals | 0.9956% | 0 | 27.1925 | Industrial_2038_Technical_million_m3_Before Competition Groups_Loading Dock Seals
Industrial | Ind ¦ Insulation - Steam (AG) | 2038 | Achievable | million_m3 | Before Competition Groups | 21.3761 | 0 | 0 | 2184.9219 | 0.0097835 | 14 | Industrial_2038_Achievable_million_m3_Before Competition Groups_14 | Insulation - Steam (AG) | 0.9783% | 0 | 21.3761 | Industrial_2038_Achievable_million_m3_Before Competition Groups_Insulation - Steam (AG)
Industrial | Ind ¦ Steam Trap Repair | 2038 | Achievable | million_m3 | Before Competition Groups | 20.7166 | 0 | 0 | 2184.9219 | 0.0094816 | 15 | Industrial_2038_Achievable_million_m3_Before Competition Groups_15 | Steam Trap Repair | 0.9482% | 0 | 20.7166 | Industrial_2038_Achievable_million_m3_Before Competition Groups_Steam Trap Repair
Industrial | Ind ¦ Steam Trap Repair | 2038 | Economic | million_m3 | Before Competition Groups | 22.8723 | 0 | 0 | 2701.189 | 0.0084675 | 15 | Industrial_2038_Economic_million_m3_Before Competition Groups_15 | Steam Trap Repair | 0.8467% | 0 | 22.8723 | Industrial_2038_Economic_million_m3_Before Competition Groups_Steam Trap Repair
Industrial | Ind ¦ Steam Trap Repair | 2038 | Technical | million_m3 | Before Competition Groups | 22.8723 | 0 | 0 | 2731.3212 | 0.0083741 | 16 | Industrial_2038_Technical_million_m3_Before Competition Groups_16 | Steam Trap Repair | 0.8374% | 0 | 22.8723 | Industrial_2038_Technical_million_m3_Before Competition Groups_Steam Trap Repair
Industrial | Ind ¦ Insulation - Steam (AG) | 2038 | Economic | million_m3 | Before Competition Groups | 20.7412 | 0 | 0 | 2701.189 | 0.0076785 | 16 | Industrial_2038_Economic_million_m3_Before Competition Groups_16 | Insulation - Steam (AG) | 0.7679% | 0 | 20.7412 | Industrial_2038_Economic_million_m3_Before Competition Groups_Insulation - Steam (AG)
Industrial | Ind ¦ Insulation - Steam (AG) | 2038 | Technical | million_m3 | Before Competition Groups | 20.7412 | 0 | 0 | 2731.3212 | 0.0075938 | 17 | Industrial_2038_Technical_million_m3_Before Competition Groups_17 | Insulation - Steam (AG) | 0.7594% | 0 | 20.7412 | Industrial_2038_Technical_million_m3_Before Competition Groups_Insulation - Steam (AG)
Industrial | Ind ¦ Air Compressor Heat Recovery | 2038 | Achievable | million_m3 | Before Competition Groups | 15.9879 | 0 | 0 | 2184.9219 | 0.0073174 | 16 | Industrial_2038_Achievable_million_m3_Before Competition Groups_16 | Air Compressor Heat Recovery | 0.7317% | 0 | 15.9879 | Industrial_2038_Achievable_million_m3_Before Competition Groups_Air Compressor Heat Recovery
Industrial | Ind ¦ High Efficiency Furnaces | 2038 | Economic | million_m3 | Before Competition Groups | 19.6585 | 0 | 0 | 2701.189 | 0.0072777 | 17 | Industrial_2038_Economic_million_m3_Before Competition Groups_17 | High Efficiency Furnaces | 0.7278% | 0 | 19.6585 | Industrial_2038_Economic_million_m3_Before Competition Groups_High Efficiency Furnaces
Industrial | Ind ¦ High Efficiency Furnaces | 2038 | Technical | million_m3 | Before Competition Groups | 19.6585 | 0 | 0 | 2731.3212 | 0.0071975 | 18 | Industrial_2038_Technical_million_m3_Before Competition Groups_18 | High Efficiency Furnaces | 0.7197% | 0 | 19.6585 | Industrial_2038_Technical_million_m3_Before Competition Groups_High Efficiency Furnaces
Industrial | Ind ¦ High Efficiency Furnaces | 2038 | Achievable | million_m3 | Before Competition Groups | 14.3939 | 0 | 0 | 2184.9219 | 0.0065878 | 17 | Industrial_2038_Achievable_million_m3_Before Competition Groups_17 | High Efficiency Furnaces | 0.6588% | 0 | 14.3939 | Industrial_2038_Achievable_million_m3_Before Competition Groups_High Efficiency Furnaces
Industrial | Ind ¦ Air Compressor Heat Recovery | 2038 | Economic | million_m3 | Before Competition Groups | 17.5168 | 0 | 0 | 2701.189 | 0.0064848 | 18 | Industrial_2038_Economic_million_m3_Before Competition Groups_18 | Air Compressor Heat Recovery | 0.6485% | 0 | 17.5168 | Industrial_2038_Economic_million_m3_Before Competition Groups_Air Compressor Heat Recovery
Industrial | Ind ¦ Air Compressor Heat Recovery | 2038 | Technical | million_m3 | Before Competition Groups | 17.5168 | 0 | 0 | 2731.3212 | 0.0064133 | 19 | Industrial_2038_Technical_million_m3_Before Competition Groups_19 | Air Compressor Heat Recovery | 0.6413% | 0 | 17.5168 | Industrial_2038_Technical_million_m3_Before Competition Groups_Air Compressor Heat Recovery
Industrial | Ind ¦ Steam Turbine Optimization | 2038 | Achievable | million_m3 | Before Competition Groups | 9.9849 | 0 | 0 | 2184.9219 | 0.0045699 | 18 | Industrial_2038_Achievable_million_m3_Before Competition Groups_18 | Steam Turbine Optimization | 0.457% | 0 | 9.9849 | Industrial_2038_Achievable_million_m3_Before Competition Groups_Steam Turbine Optimization
Industrial | Ind ¦ Boiler Tune Up | 2038 | Achievable | million_m3 | Before Competition Groups | 9.2054 | 0 | 0 | 2184.9219 | 0.0042131 | 19 | Industrial_2038_Achievable_million_m3_Before Competition Groups_19 | Boiler Tune Up | 0.4213% | 0 | 9.2054 | Industrial_2038_Achievable_million_m3_Before Competition Groups_Boiler Tune Up
Industrial | Ind ¦ Steam Turbine Optimization | 2038 | Economic | million_m3 | Before Competition Groups | 11.2303 | 0 | 0 | 2701.189 | 0.0041575 | 19 | Industrial_2038_Economic_million_m3_Before Competition Groups_19 | Steam Turbine Optimization | 0.4158% | 0 | 11.2303 | Industrial_2038_Economic_million_m3_Before Competition Groups_Steam Turbine Optimization
Industrial | Ind ¦ Steam Turbine Optimization | 2038 | Technical | million_m3 | Before Competition Groups | 11.2303 | 0 | 0 | 2731.3212 | 0.0041117 | 20 | Industrial_2038_Technical_million_m3_Before Competition Groups_20 | Steam Turbine Optimization | 0.4112% | 0 | 11.2303 | Industrial_2038_Technical_million_m3_Before Competition Groups_Steam Turbine Optimization
Industrial | Ind ¦ Process Optimization (Gas) | 2038 | Economic | million_m3 | Before Competition Groups | 10.2948 | 0 | 0 | 2701.189 | 0.0038112 | 20 | Industrial_2038_Economic_million_m3_Before Competition Groups_20 | Process Optimization (Gas) | 0.3811% | 0 | 10.2948 | Industrial_2038_Economic_million_m3_Before Competition Groups_Process Optimization (Gas)
Industrial | Ind ¦ Process Optimization (Gas) | 2038 | Technical | million_m3 | Before Competition Groups | 10.2948 | 0 | 0 | 2731.3212 | 0.0037691 | 21 | Industrial_2038_Technical_million_m3_Before Competition Groups_21 | Process Optimization (Gas) | 0.3769% | 0 | 10.2948 | Industrial_2038_Technical_million_m3_Before Competition Groups_Process Optimization (Gas)
Industrial | Ind ¦ HE Stock Tank | 2038 | Economic | million_m3 | Before Competition Groups | 9.4549 | 0 | 0 | 2701.189 | 0.0035003 | 21 | Industrial_2038_Economic_million_m3_Before Competition Groups_21 | HE Stock Tank | 0.35% | 0 | 9.4549 | Industrial_2038_Economic_million_m3_Before Competition Groups_HE Stock Tank
Industrial | Ind ¦ HE Stock Tank | 2038 | Technical | million_m3 | Before Competition Groups | 9.4549 | 0 | 0 | 2731.3212 | 0.0034617 | 22 | Industrial_2038_Technical_million_m3_Before Competition Groups_22 | HE Stock Tank | 0.3462% | 0 | 9.4549 | Industrial_2038_Technical_million_m3_Before Competition Groups_HE Stock Tank
Industrial | Ind ¦ Gas Turbine Optimization | 2038 | Achievable | million_m3 | Before Competition Groups | 7.4887 | 0 | 0 | 2184.9219 | 0.0034274 | 20 | Industrial_2038_Achievable_million_m3_Before Competition Groups_20 | Gas Turbine Optimization | 0.3427% | 0 | 7.4887 | Industrial_2038_Achievable_million_m3_Before Competition Groups_Gas Turbine Optimization
Industrial | Ind ¦ HE Stock Tank | 2038 | Achievable | million_m3 | Before Competition Groups | 6.8909 | 0 | 0 | 2184.9219 | 0.0031538 | 21 | Industrial_2038_Achievable_million_m3_Before Competition Groups_21 | HE Stock Tank | 0.3154% | 0 | 6.8909 | Industrial_2038_Achievable_million_m3_Before Competition Groups_HE Stock Tank
Industrial | Ind ¦ Gas Turbine Optimization | 2038 | Economic | million_m3 | Before Competition Groups | 8.4227 | 0 | 0 | 2701.189 | 0.0031182 | 22 | Industrial_2038_Economic_million_m3_Before Competition Groups_22 | Gas Turbine Optimization | 0.3118% | 0 | 8.4227 | Industrial_2038_Economic_million_m3_Before Competition Groups_Gas Turbine Optimization
Industrial | Ind ¦ Gas Turbine Optimization | 2038 | Technical | million_m3 | Before Competition Groups | 8.4227 | 0 | 0 | 2731.3212 | 0.0030838 | 23 | Industrial_2038_Technical_million_m3_Before Competition Groups_23 | Gas Turbine Optimization | 0.3084% | 0 | 8.4227 | Industrial_2038_Technical_million_m3_Before Competition Groups_Gas Turbine Optimization
Industrial | Ind ¦ Solar Walls | 2038 | Achievable | million_m3 | Before Competition Groups | 5.0492 | 0 | 0 | 2184.9219 | 0.0023109 | 22 | Industrial_2038_Achievable_million_m3_Before Competition Groups_22 | Solar Walls | 0.2311% | 0 | 5.0492 | Industrial_2038_Achievable_million_m3_Before Competition Groups_Solar Walls
Industrial | Ind ¦ Ventilation Optimization (Gas) | 2038 | Achievable | million_m3 | Before Competition Groups | 5.021 | 0 | 0 | 2184.9219 | 0.002298 | 23 | Industrial_2038_Achievable_million_m3_Before Competition Groups_23 | Ventilation Optimization (Gas) | 0.2298% | 0 | 5.021 | Industrial_2038_Achievable_million_m3_Before Competition Groups_Ventilation Optimization (Gas)
Industrial | Ind ¦ Solar Walls | 2038 | Economic | million_m3 | Before Competition Groups | 5.5861 | 0 | 0 | 2701.189 | 0.002068 | 23 | Industrial_2038_Economic_million_m3_Before Competition Groups_23 | Solar Walls | 0.2068% | 0 | 5.5861 | Industrial_2038_Economic_million_m3_Before Competition Groups_Solar Walls
Industrial | Ind ¦ Solar Walls | 2038 | Technical | million_m3 | Before Competition Groups | 5.5861 | 0 | 0 | 2731.3212 | 0.0020452 | 24 | Industrial_2038_Technical_million_m3_Before Competition Groups_24 | Solar Walls | 0.2045% | 0 | 5.5861 | Industrial_2038_Technical_million_m3_Before Competition Groups_Solar Walls
Industrial | Ind ¦ Ventilation Optimization (Gas) | 2038 | Economic | million_m3 | Before Competition Groups | 5.4508 | 0 | 0 | 2701.189 | 0.0020179 | 24 | Industrial_2038_Economic_million_m3_Before Competition Groups_24 | Ventilation Optimization (Gas) | 0.2018% | 0 | 5.4508 | Industrial_2038_Economic_million_m3_Before Competition Groups_Ventilation Optimization (Gas)
Industrial | Ind ¦ Ventilation Optimization (Gas) | 2038 | Technical | million_m3 | Before Competition Groups | 5.4508 | 0 | 0 | 2731.3212 | 0.0019957 | 25 | Industrial_2038_Technical_million_m3_Before Competition Groups_25 | Ventilation Optimization (Gas) | 0.1996% | 0 | 5.4508 | Industrial_2038_Technical_million_m3_Before Competition Groups_Ventilation Optimization (Gas)
Industrial | Ind ¦ Process Optimization (Gas) | 2038 | Achievable | million_m3 | Before Competition Groups | 2.4216 | 0 | 0 | 2184.9219 | 0.0011083 | 24 | Industrial_2038_Achievable_million_m3_Before Competition Groups_24 | Process Optimization (Gas) | 0.1108% | 0 | 2.4216 | Industrial_2038_Achievable_million_m3_Before Competition Groups_Process Optimization (Gas)
Industrial | Ind ¦ HE HVAC Units | 2038 | Economic | million_m3 | Before Competition Groups | 2.1787 | 0 | 0 | 2701.189 | 0.00080659 | 25 | Industrial_2038_Economic_million_m3_Before Competition Groups_25 | HE HVAC Units | 0.08066% | 0 | 2.1787 | Industrial_2038_Economic_million_m3_Before Competition Groups_HE HVAC Units
Industrial | Ind ¦ HE HVAC Units | 2038 | Achievable | million_m3 | Before Competition Groups | 1.7442 | 0 | 0 | 2184.9219 | 0.00079829 | 25 | Industrial_2038_Achievable_million_m3_Before Competition Groups_25 | HE HVAC Units | 0.07983% | 0 | 1.7442 | Industrial_2038_Achievable_million_m3_Before Competition Groups_HE HVAC Units
Industrial | Ind ¦ HE HVAC Units | 2038 | Technical | million_m3 | Before Competition Groups | 2.1787 | 0 | 0 | 2731.3212 | 0.00079769 | 26 | Industrial_2038_Technical_million_m3_Before Competition Groups_26 | HE HVAC Units | 0.07977% | 0 | 2.1787 | Industrial_2038_Technical_million_m3_Before Competition Groups_HE HVAC Units
Industrial | Ind ¦ Boiler Tune Up - Direct | 2038 | Economic | million_m3 | Before Competition Groups | 1.6921 | 0 | 0 | 2701.189 | 0.00062642 | 26 | Industrial_2038_Economic_million_m3_Before Competition Groups_26 | Boiler Tune Up - Direct | 0.06264% | 0 | 1.6921 | Industrial_2038_Economic_million_m3_Before Competition Groups_Boiler Tune Up - Direct
Industrial | Ind ¦ Boiler Tune Up - Direct | 2038 | Technical | million_m3 | Before Competition Groups | 1.6921 | 0 | 0 | 2731.3212 | 0.00061951 | 27 | Industrial_2038_Technical_million_m3_Before Competition Groups_27 | Boiler Tune Up - Direct | 0.06195% | 0 | 1.6921 | Industrial_2038_Technical_million_m3_Before Competition Groups_Boiler Tune Up - Direct
Industrial | Ind ¦ Process Heat Recovery (Gas) - HVAC | 2038 | Achievable | million_m3 | Before Competition Groups | 1.0851 | 0 | 0 | 2184.9219 | 0.00049664 | 26 | Industrial_2038_Achievable_million_m3_Before Competition Groups_26 | Process Heat Recovery (Gas) - HVAC | 0.04966% | 0 | 1.0851 | Industrial_2038_Achievable_million_m3_Before Competition Groups_Process Heat Recovery (Gas) - HVAC
Industrial | Ind ¦ Process Heat Recovery (Gas) - HVAC | 2038 | Economic | million_m3 | Before Competition Groups | 1.1616 | 0 | 0 | 2701.189 | 0.00043002 | 27 | Industrial_2038_Economic_million_m3_Before Competition Groups_27 | Process Heat Recovery (Gas) - HVAC | 0.043% | 0 | 1.1616 | Industrial_2038_Economic_million_m3_Before Competition Groups_Process Heat Recovery (Gas) - HVAC
Industrial | Ind ¦ Process Heat Recovery (Gas) - HVAC | 2038 | Technical | million_m3 | Before Competition Groups | 1.1616 | 0 | 0 | 2731.3212 | 0.00042527 | 28 | Industrial_2038_Technical_million_m3_Before Competition Groups_28 | Process Heat Recovery (Gas) - HVAC | 0.04253% | 0 | 1.1616 | Industrial_2038_Technical_million_m3_Before Competition Groups_Process Heat Recovery (Gas) - HVAC
Industrial | Ind ¦ Insulation - Steam - Direct | 2038 | Achievable | million_m3 | Before Competition Groups | 0.68722 | 0 | 0 | 2184.9219 | 0.00031453 | 27 | Industrial_2038_Achievable_million_m3_Before Competition Groups_27 | Insulation - Steam - Direct | 0.03145% | 0 | 0.68722 | Industrial_2038_Achievable_million_m3_Before Competition Groups_Insulation - Steam - Direct
Industrial | Ind ¦ Insulation - Steam - Direct | 2038 | Economic | million_m3 | Before Competition Groups | 0.77438 | 0 | 0 | 2701.189 | 0.00028668 | 28 | Industrial_2038_Economic_million_m3_Before Competition Groups_28 | Insulation - Steam - Direct | 0.02867% | 0 | 0.77438 | Industrial_2038_Economic_million_m3_Before Competition Groups_Insulation - Steam - Direct
Industrial | Ind ¦ Insulation - Steam - Direct | 2038 | Technical | million_m3 | Before Competition Groups | 0.77438 | 0 | 0 | 2731.3212 | 0.00028352 | 29 | Industrial_2038_Technical_million_m3_Before Competition Groups_29 | Insulation - Steam - Direct | 0.02835% | 0 | 0.77438 | Industrial_2038_Technical_million_m3_Before Competition Groups_Insulation - Steam - Direct
Industrial | Ind ¦ Boiler Tune Up - Direct | 2038 | Achievable | million_m3 | Before Competition Groups | 0.30151 | 0 | 0 | 2184.9219 | 0.000138 | 28 | Industrial_2038_Achievable_million_m3_Before Competition Groups_28 | Boiler Tune Up - Direct | 0.0138% | 0 | 0.30151 | Industrial_2038_Achievable_million_m3_Before Competition Groups_Boiler Tune Up - Direct
Industrial | Ind ¦ Insulation - Steam - HVAC | 2038 | Achievable | million_m3 | Before Competition Groups | 0.15045 | 0 | 0 | 2184.9219 | 6.8856e-05 | 29 | Industrial_2038_Achievable_million_m3_Before Competition Groups_29 | Insulation - Steam - HVAC | 0.006886% | 0 | 0.15045 | Industrial_2038_Achievable_million_m3_Before Competition Groups_Insulation - Steam - HVAC
Industrial | Ind ¦ Insulation - Steam - HVAC | 2038 | Economic | million_m3 | Before Competition Groups | 0.16104 | 0 | 0 | 2701.189 | 5.9619e-05 | 29 | Industrial_2038_Economic_million_m3_Before Competition Groups_29 | Insulation - Steam - HVAC | 0.005962% | 0 | 0.16104 | Industrial_2038_Economic_million_m3_Before Competition Groups_Insulation - Steam - HVAC
Industrial | Ind ¦ Insulation - Steam - HVAC | 2038 | Technical | million_m3 | Before Competition Groups | 0.16104 | 0 | 0 | 2731.3212 | 5.8961e-05 | 30 | Industrial_2038_Technical_million_m3_Before Competition Groups_30 | Insulation - Steam - HVAC | 0.005896% | 0 | 0.16104 | Industrial_2038_Technical_million_m3_Before Competition Groups_Insulation - Steam - HVAC
Industrial | Ind ¦ Boiler Tune Up - HVAC | 2038 | Economic | million_m3 | Before Competition Groups | 0.14641 | 0 | 0 | 2701.189 | 5.4203e-05 | 30 | Industrial_2038_Economic_million_m3_Before Competition Groups_30 | Boiler Tune Up - HVAC | 0.00542% | 0 | 0.14641 | Industrial_2038_Economic_million_m3_Before Competition Groups_Boiler Tune Up - HVAC
Industrial | Ind ¦ Boiler Tune Up - HVAC | 2038 | Technical | million_m3 | Before Competition Groups | 0.14641 | 0 | 0 | 2731.3212 | 5.3605e-05 | 31 | Industrial_2038_Technical_million_m3_Before Competition Groups_31 | Boiler Tune Up - HVAC | 0.00536% | 0 | 0.14641 | Industrial_2038_Technical_million_m3_Before Competition Groups_Boiler Tune Up - HVAC
Industrial | Ind ¦ Boiler Tune Up - HVAC | 2038 | Achievable | million_m3 | Before Competition Groups | 0.030758 | 0 | 0 | 2184.9219 | 1.4078e-05 | 30 | Industrial_2038_Achievable_million_m3_Before Competition Groups_30 | Boiler Tune Up - HVAC | 0.001408% | 0 | 0.030758 | Industrial_2038_Achievable_million_m3_Before Competition Groups_Boiler Tune Up - HVAC
Industrial | Ind ¦ Process Heat Improvements | 2039 | Economic | million_m3 | Before Competition Groups | 919.7654 | 0 | 0 | 2728.8009 | 0.33706 | 1 | Industrial_2039_Economic_million_m3_Before Competition Groups_1 | Process Heat Improvements | 33.71% | 0 | 919.7654 | Industrial_2039_Economic_million_m3_Before Competition Groups_Process Heat Improvements
Industrial | Ind ¦ Process Heat Improvements | 2039 | Technical | million_m3 | Before Competition Groups | 919.7654 | 0 | 0 | 2758.9332 | 0.33338 | 1 | Industrial_2039_Technical_million_m3_Before Competition Groups_1 | Process Heat Improvements | 33.34% | 0 | 919.7654 | Industrial_2039_Technical_million_m3_Before Competition Groups_Process Heat Improvements
Industrial | Ind ¦ Process Heat Improvements | 2039 | Achievable | million_m3 | Before Competition Groups | 693.8918 | 0 | 0 | 2259.7343 | 0.30707 | 1 | Industrial_2039_Achievable_million_m3_Before Competition Groups_1 | Process Heat Improvements | 30.71% | 0 | 693.8918 | Industrial_2039_Achievable_million_m3_Before Competition Groups_Process Heat Improvements
Industrial | Ind ¦ Process Heat Recovery (Gas) | 2039 | Achievable | million_m3 | Before Competition Groups | 320.1468 | 0 | 0 | 2259.7343 | 0.14167 | 2 | Industrial_2039_Achievable_million_m3_Before Competition Groups_2 | Process Heat Recovery (Gas) | 14.17% | 0 | 320.1468 | Industrial_2039_Achievable_million_m3_Before Competition Groups_Process Heat Recovery (Gas)
Industrial | Ind ¦ Boiler Upgrade | 2039 | Achievable | million_m3 | Before Competition Groups | 310.7959 | 0 | 0 | 2259.7343 | 0.13754 | 3 | Industrial_2039_Achievable_million_m3_Before Competition Groups_3 | Boiler Upgrade | 13.75% | 0 | 310.7959 | Industrial_2039_Achievable_million_m3_Before Competition Groups_Boiler Upgrade
Industrial | Ind ¦ Boiler Upgrade | 2039 | Economic | million_m3 | Before Competition Groups | 358.6747 | 0 | 0 | 2728.8009 | 0.13144 | 2 | Industrial_2039_Economic_million_m3_Before Competition Groups_2 | Boiler Upgrade | 13.14% | 0 | 358.6747 | Industrial_2039_Economic_million_m3_Before Competition Groups_Boiler Upgrade
Industrial | Ind ¦ Boiler Upgrade | 2039 | Technical | million_m3 | Before Competition Groups | 358.6747 | 0 | 0 | 2758.9332 | 0.13 | 2 | Industrial_2039_Technical_million_m3_Before Competition Groups_2 | Boiler Upgrade | 13% | 0 | 358.6747 | Industrial_2039_Technical_million_m3_Before Competition Groups_Boiler Upgrade
Industrial | Ind ¦ Process Heat Recovery (Gas) | 2039 | Economic | million_m3 | Before Competition Groups | 347.5632 | 0 | 0 | 2728.8009 | 0.12737 | 3 | Industrial_2039_Economic_million_m3_Before Competition Groups_3 | Process Heat Recovery (Gas) | 12.74% | 0 | 347.5632 | Industrial_2039_Economic_million_m3_Before Competition Groups_Process Heat Recovery (Gas)
Industrial | Ind ¦ Process Heat Recovery (Gas) | 2039 | Technical | million_m3 | Before Competition Groups | 347.5632 | 0 | 0 | 2758.9332 | 0.12598 | 3 | Industrial_2039_Technical_million_m3_Before Competition Groups_3 | Process Heat Recovery (Gas) | 12.6% | 0 | 347.5632 | Industrial_2039_Technical_million_m3_Before Competition Groups_Process Heat Recovery (Gas)
Industrial | Ind ¦ Recommissioning | 2039 | Achievable | million_m3 | Before Competition Groups | 233.4063 | 0 | 0 | 2259.7343 | 0.10329 | 4 | Industrial_2039_Achievable_million_m3_Before Competition Groups_4 | Recommissioning | 10.33% | 0 | 233.4063 | Industrial_2039_Achievable_million_m3_Before Competition Groups_Recommissioning
Industrial | Ind ¦ Recommissioning | 2039 | Economic | million_m3 | Before Competition Groups | 252.3014 | 0 | 0 | 2728.8009 | 0.092459 | 4 | Industrial_2039_Economic_million_m3_Before Competition Groups_4 | Recommissioning | 9.246% | 0 | 252.3014 | Industrial_2039_Economic_million_m3_Before Competition Groups_Recommissioning
Industrial | Ind ¦ Recommissioning | 2039 | Technical | million_m3 | Before Competition Groups | 252.3014 | 0 | 0 | 2758.9332 | 0.091449 | 4 | Industrial_2039_Technical_million_m3_Before Competition Groups_4 | Recommissioning | 9.145% | 0 | 252.3014 | Industrial_2039_Technical_million_m3_Before Competition Groups_Recommissioning
Industrial | Ind ¦ Improved Controls -Process Heating Gas | 2039 | Achievable | million_m3 | Before Competition Groups | 146.7524 | 0 | 0 | 2259.7343 | 0.064942 | 5 | Industrial_2039_Achievable_million_m3_Before Competition Groups_5 | Improved Controls -Process Heating Gas | 6.494% | 0 | 146.7524 | Industrial_2039_Achievable_million_m3_Before Competition Groups_Improved Controls -Process Heating Gas
Industrial | Ind ¦ High Efficiency Burners | 2039 | Economic | million_m3 | Before Competition Groups | 173.5853 | 0 | 0 | 2728.8009 | 0.063612 | 5 | Industrial_2039_Economic_million_m3_Before Competition Groups_5 | High Efficiency Burners | 6.361% | 0 | 173.5853 | Industrial_2039_Economic_million_m3_Before Competition Groups_High Efficiency Burners
Industrial | Ind ¦ High Efficiency Burners | 2039 | Technical | million_m3 | Before Competition Groups | 173.5853 | 0 | 0 | 2758.9332 | 0.062918 | 5 | Industrial_2039_Technical_million_m3_Before Competition Groups_5 | High Efficiency Burners | 6.292% | 0 | 173.5853 | Industrial_2039_Technical_million_m3_Before Competition Groups_High Efficiency Burners
Industrial | Ind ¦ Improved Controls -Process Heating Gas | 2039 | Economic | million_m3 | Before Competition Groups | 159.4785 | 0 | 0 | 2728.8009 | 0.058443 | 6 | Industrial_2039_Economic_million_m3_Before Competition Groups_6 | Improved Controls -Process Heating Gas | 5.844% | 0 | 159.4785 | Industrial_2039_Economic_million_m3_Before Competition Groups_Improved Controls -Process Heating Gas
Industrial | Ind ¦ High Efficiency Burners | 2039 | Achievable | million_m3 | Before Competition Groups | 131.5015 | 0 | 0 | 2259.7343 | 0.058193 | 6 | Industrial_2039_Achievable_million_m3_Before Competition Groups_6 | High Efficiency Burners | 5.819% | 0 | 131.5015 | Industrial_2039_Achievable_million_m3_Before Competition Groups_High Efficiency Burners
Industrial | Ind ¦ Improved Controls -Process Heating Gas | 2039 | Technical | million_m3 | Before Competition Groups | 159.4785 | 0 | 0 | 2758.9332 | 0.057804 | 6 | Industrial_2039_Technical_million_m3_Before Competition Groups_6 | Improved Controls -Process Heating Gas | 5.78% | 0 | 159.4785 | Industrial_2039_Technical_million_m3_Before Competition Groups_Improved Controls -Process Heating Gas
Industrial | Ind ¦ Greenhouse Envelope Improvements | 2039 | Achievable | million_m3 | Before Competition Groups | 94.9593 | 0 | 0 | 2259.7343 | 0.042022 | 7 | Industrial_2039_Achievable_million_m3_Before Competition Groups_7 | Greenhouse Envelope Improvements | 4.202% | 0 | 94.9593 | Industrial_2039_Achievable_million_m3_Before Competition Groups_Greenhouse Envelope Improvements
Industrial | Ind ¦ Greenhouse Envelope Improvements | 2039 | Economic | million_m3 | Before Competition Groups | 108.8223 | 0 | 0 | 2728.8009 | 0.039879 | 7 | Industrial_2039_Economic_million_m3_Before Competition Groups_7 | Greenhouse Envelope Improvements | 3.988% | 0 | 108.8223 | Industrial_2039_Economic_million_m3_Before Competition Groups_Greenhouse Envelope Improvements
Industrial | Ind ¦ Greenhouse Envelope Improvements | 2039 | Technical | million_m3 | Before Competition Groups | 108.8223 | 0 | 0 | 2758.9332 | 0.039444 | 7 | Industrial_2039_Technical_million_m3_Before Competition Groups_7 | Greenhouse Envelope Improvements | 3.944% | 0 | 108.8223 | Industrial_2039_Technical_million_m3_Before Competition Groups_Greenhouse Envelope Improvements
Industrial | Ind ¦ Insulation - Steam | 2039 | Achievable | million_m3 | Before Competition Groups | 44.3749 | 0 | 0 | 2259.7343 | 0.019637 | 8 | Industrial_2039_Achievable_million_m3_Before Competition Groups_8 | Insulation - Steam | 1.964% | 0 | 44.3749 | Industrial_2039_Achievable_million_m3_Before Competition Groups_Insulation - Steam
Industrial | Ind ¦ Boiler Tune Up | 2039 | Economic | million_m3 | Before Competition Groups | 49.6965 | 0 | 0 | 2728.8009 | 0.018212 | 8 | Industrial_2039_Economic_million_m3_Before Competition Groups_8 | Boiler Tune Up | 1.821% | 0 | 49.6965 | Industrial_2039_Economic_million_m3_Before Competition Groups_Boiler Tune Up
Industrial | Ind ¦ Boiler Tune Up | 2039 | Technical | million_m3 | Before Competition Groups | 49.6965 | 0 | 0 | 2758.9332 | 0.018013 | 8 | Industrial_2039_Technical_million_m3_Before Competition Groups_8 | Boiler Tune Up | 1.801% | 0 | 49.6965 | Industrial_2039_Technical_million_m3_Before Competition Groups_Boiler Tune Up
Industrial | Ind ¦ High Efficiency HVAC Fans (Gas) | 2039 | Achievable | million_m3 | Before Competition Groups | 39.9059 | 0 | 0 | 2259.7343 | 0.01766 | 9 | Industrial_2039_Achievable_million_m3_Before Competition Groups_9 | High Efficiency HVAC Fans (Gas) | 1.766% | 0 | 39.9059 | Industrial_2039_Achievable_million_m3_Before Competition Groups_High Efficiency HVAC Fans (Gas)
Industrial | Ind ¦ Insulation - Steam | 2039 | Economic | million_m3 | Before Competition Groups | 47.7841 | 0 | 0 | 2728.8009 | 0.017511 | 9 | Industrial_2039_Economic_million_m3_Before Competition Groups_9 | Insulation - Steam | 1.751% | 0 | 47.7841 | Industrial_2039_Economic_million_m3_Before Competition Groups_Insulation - Steam
Industrial | Ind ¦ Insulation - Steam | 2039 | Technical | million_m3 | Before Competition Groups | 47.7841 | 0 | 0 | 2758.9332 | 0.01732 | 9 | Industrial_2039_Technical_million_m3_Before Competition Groups_9 | Insulation - Steam | 1.732% | 0 | 47.7841 | Industrial_2039_Technical_million_m3_Before Competition Groups_Insulation - Steam
Industrial | Ind ¦ High Efficiency HVAC Fans (Gas) | 2039 | Economic | million_m3 | Before Competition Groups | 46.7161 | 0 | 0 | 2728.8009 | 0.01712 | 10 | Industrial_2039_Economic_million_m3_Before Competition Groups_10 | High Efficiency HVAC Fans (Gas) | 1.712% | 0 | 46.7161 | Industrial_2039_Economic_million_m3_Before Competition Groups_High Efficiency HVAC Fans (Gas)
Industrial | Ind ¦ High Efficiency HVAC Fans (Gas) | 2039 | Technical | million_m3 | Before Competition Groups | 46.7161 | 0 | 0 | 2758.9332 | 0.016933 | 10 | Industrial_2039_Technical_million_m3_Before Competition Groups_10 | High Efficiency HVAC Fans (Gas) | 1.693% | 0 | 46.7161 | Industrial_2039_Technical_million_m3_Before Competition Groups_High Efficiency HVAC Fans (Gas)
Industrial | Ind ¦ VAV Conversion Project (Gas) | 2039 | Achievable | million_m3 | Before Competition Groups | 38.2138 | 0 | 0 | 2259.7343 | 0.016911 | 10 | Industrial_2039_Achievable_million_m3_Before Competition Groups_10 | VAV Conversion Project (Gas) | 1.691% | 0 | 38.2138 | Industrial_2039_Achievable_million_m3_Before Competition Groups_VAV Conversion Project (Gas)
Industrial | Ind ¦ VAV Conversion Project (Gas) | 2039 | Economic | million_m3 | Before Competition Groups | 41.4806 | 0 | 0 | 2728.8009 | 0.015201 | 11 | Industrial_2039_Economic_million_m3_Before Competition Groups_11 | VAV Conversion Project (Gas) | 1.52% | 0 | 41.4806 | Industrial_2039_Economic_million_m3_Before Competition Groups_VAV Conversion Project (Gas)
Industrial | Ind ¦ VAV Conversion Project (Gas) | 2039 | Technical | million_m3 | Before Competition Groups | 41.4806 | 0 | 0 | 2758.9332 | 0.015035 | 11 | Industrial_2039_Technical_million_m3_Before Competition Groups_11 | VAV Conversion Project (Gas) | 1.504% | 0 | 41.4806 | Industrial_2039_Technical_million_m3_Before Competition Groups_VAV Conversion Project (Gas)
Industrial | Ind ¦ HE HVAC Controls | 2039 | Achievable | million_m3 | Before Competition Groups | 25.6484 | 0 | 0 | 2259.7343 | 0.01135 | 11 | Industrial_2039_Achievable_million_m3_Before Competition Groups_11 | HE HVAC Controls | 1.135% | 0 | 25.6484 | Industrial_2039_Achievable_million_m3_Before Competition Groups_HE HVAC Controls
Industrial | Ind ¦ Direct Contact Water Heaters | 2039 | Achievable | million_m3 | Before Competition Groups | 25.6288 | 0 | 0 | 2259.7343 | 0.011342 | 12 | Industrial_2039_Achievable_million_m3_Before Competition Groups_12 | Direct Contact Water Heaters | 1.134% | 0 | 25.6288 | Industrial_2039_Achievable_million_m3_Before Competition Groups_Direct Contact Water Heaters
Industrial | Ind ¦ Direct Contact Water Heaters | 2039 | Economic | million_m3 | Before Competition Groups | 30.9148 | 0 | 0 | 2728.8009 | 0.011329 | 12 | Industrial_2039_Economic_million_m3_Before Competition Groups_12 | Direct Contact Water Heaters | 1.133% | 0 | 30.9148 | Industrial_2039_Economic_million_m3_Before Competition Groups_Direct Contact Water Heaters
Industrial | Ind ¦ Direct Contact Water Heaters | 2039 | Technical | million_m3 | Before Competition Groups | 30.9148 | 0 | 0 | 2758.9332 | 0.011205 | 12 | Industrial_2039_Technical_million_m3_Before Competition Groups_12 | Direct Contact Water Heaters | 1.121% | 0 | 30.9148 | Industrial_2039_Technical_million_m3_Before Competition Groups_Direct Contact Water Heaters
Industrial | Ind ¦ Loading Dock Seals | 2039 | Achievable | million_m3 | Before Competition Groups | 25.1517 | 0 | 0 | 2259.7343 | 0.01113 | 13 | Industrial_2039_Achievable_million_m3_Before Competition Groups_13 | Loading Dock Seals | 1.113% | 0 | 25.1517 | Industrial_2039_Achievable_million_m3_Before Competition Groups_Loading Dock Seals
Industrial | Ind ¦ Steam Leak Repairs | 2039 | Technical | million_m3 | Before Competition Groups | 30.1322 | 0 | 0 | 2758.9332 | 0.010922 | 13 | Industrial_2039_Technical_million_m3_Before Competition Groups_13 | Steam Leak Repairs | 1.092% | 0 | 30.1322 | Industrial_2039_Technical_million_m3_Before Competition Groups_Steam Leak Repairs
Industrial | Ind ¦ HE HVAC Controls | 2039 | Economic | million_m3 | Before Competition Groups | 27.1925 | 0 | 0 | 2728.8009 | 0.009965 | 13 | Industrial_2039_Economic_million_m3_Before Competition Groups_13 | HE HVAC Controls | 0.9965% | 0 | 27.1925 | Industrial_2039_Economic_million_m3_Before Competition Groups_HE HVAC Controls
Industrial | Ind ¦ Loading Dock Seals | 2039 | Economic | million_m3 | Before Competition Groups | 27.1925 | 0 | 0 | 2728.8009 | 0.009965 | 14 | Industrial_2039_Economic_million_m3_Before Competition Groups_14 | Loading Dock Seals | 0.9965% | 0 | 27.1925 | Industrial_2039_Economic_million_m3_Before Competition Groups_Loading Dock Seals
Industrial | Ind ¦ HE HVAC Controls | 2039 | Technical | million_m3 | Before Competition Groups | 27.1925 | 0 | 0 | 2758.9332 | 0.0098561 | 14 | Industrial_2039_Technical_million_m3_Before Competition Groups_14 | HE HVAC Controls | 0.9856% | 0 | 27.1925 | Industrial_2039_Technical_million_m3_Before Competition Groups_HE HVAC Controls
Industrial | Ind ¦ Loading Dock Seals | 2039 | Technical | million_m3 | Before Competition Groups | 27.1925 | 0 | 0 | 2758.9332 | 0.0098561 | 15 | Industrial_2039_Technical_million_m3_Before Competition Groups_15 | Loading Dock Seals | 0.9856% | 0 | 27.1925 | Industrial_2039_Technical_million_m3_Before Competition Groups_Loading Dock Seals
Industrial | Ind ¦ Insulation - Steam (AG) | 2039 | Achievable | million_m3 | Before Competition Groups | 21.7562 | 0 | 0 | 2259.7343 | 0.0096277 | 14 | Industrial_2039_Achievable_million_m3_Before Competition Groups_14 | Insulation - Steam (AG) | 0.9628% | 0 | 21.7562 | Industrial_2039_Achievable_million_m3_Before Competition Groups_Insulation - Steam (AG)
Industrial | Ind ¦ Steam Trap Repair | 2039 | Achievable | million_m3 | Before Competition Groups | 21.2042 | 0 | 0 | 2259.7343 | 0.0093835 | 15 | Industrial_2039_Achievable_million_m3_Before Competition Groups_15 | Steam Trap Repair | 0.9383% | 0 | 21.2042 | Industrial_2039_Achievable_million_m3_Before Competition Groups_Steam Trap Repair
Industrial | Ind ¦ Steam Trap Repair | 2039 | Economic | million_m3 | Before Competition Groups | 22.8723 | 0 | 0 | 2728.8009 | 0.0083818 | 15 | Industrial_2039_Economic_million_m3_Before Competition Groups_15 | Steam Trap Repair | 0.8382% | 0 | 22.8723 | Industrial_2039_Economic_million_m3_Before Competition Groups_Steam Trap Repair
Industrial | Ind ¦ Steam Trap Repair | 2039 | Technical | million_m3 | Before Competition Groups | 22.8723 | 0 | 0 | 2758.9332 | 0.0082903 | 16 | Industrial_2039_Technical_million_m3_Before Competition Groups_16 | Steam Trap Repair | 0.829% | 0 | 22.8723 | Industrial_2039_Technical_million_m3_Before Competition Groups_Steam Trap Repair
Industrial | Ind ¦ Insulation - Steam (AG) | 2039 | Economic | million_m3 | Before Competition Groups | 20.5226 | 0 | 0 | 2728.8009 | 0.0075207 | 16 | Industrial_2039_Economic_million_m3_Before Competition Groups_16 | Insulation - Steam (AG) | 0.7521% | 0 | 20.5226 | Industrial_2039_Economic_million_m3_Before Competition Groups_Insulation - Steam (AG)
Industrial | Ind ¦ Insulation - Steam (AG) | 2039 | Technical | million_m3 | Before Competition Groups | 20.5226 | 0 | 0 | 2758.9332 | 0.0074386 | 17 | Industrial_2039_Technical_million_m3_Before Competition Groups_17 | Insulation - Steam (AG) | 0.7439% | 0 | 20.5226 | Industrial_2039_Technical_million_m3_Before Competition Groups_Insulation - Steam (AG)
Industrial | Ind ¦ High Efficiency Furnaces | 2039 | Economic | million_m3 | Before Competition Groups | 19.9818 | 0 | 0 | 2728.8009 | 0.0073226 | 17 | Industrial_2039_Economic_million_m3_Before Competition Groups_17 | High Efficiency Furnaces | 0.7323% | 0 | 19.9818 | Industrial_2039_Economic_million_m3_Before Competition Groups_High Efficiency Furnaces
Industrial | Ind ¦ High Efficiency Furnaces | 2039 | Technical | million_m3 | Before Competition Groups | 19.9818 | 0 | 0 | 2758.9332 | 0.0072426 | 18 | Industrial_2039_Technical_million_m3_Before Competition Groups_18 | High Efficiency Furnaces | 0.7243% | 0 | 19.9818 | Industrial_2039_Technical_million_m3_Before Competition Groups_High Efficiency Furnaces
Industrial | Ind ¦ Air Compressor Heat Recovery | 2039 | Achievable | million_m3 | Before Competition Groups | 16.3414 | 0 | 0 | 2259.7343 | 0.0072316 | 16 | Industrial_2039_Achievable_million_m3_Before Competition Groups_16 | Air Compressor Heat Recovery | 0.7232% | 0 | 16.3414 | Industrial_2039_Achievable_million_m3_Before Competition Groups_Air Compressor Heat Recovery
Industrial | Ind ¦ High Efficiency Furnaces | 2039 | Achievable | million_m3 | Before Competition Groups | 15.0144 | 0 | 0 | 2259.7343 | 0.0066443 | 17 | Industrial_2039_Achievable_million_m3_Before Competition Groups_17 | High Efficiency Furnaces | 0.6644% | 0 | 15.0144 | Industrial_2039_Achievable_million_m3_Before Competition Groups_High Efficiency Furnaces
Industrial | Ind ¦ Air Compressor Heat Recovery | 2039 | Economic | million_m3 | Before Competition Groups | 17.5168 | 0 | 0 | 2728.8009 | 0.0064192 | 18 | Industrial_2039_Economic_million_m3_Before Competition Groups_18 | Air Compressor Heat Recovery | 0.6419% | 0 | 17.5168 | Industrial_2039_Economic_million_m3_Before Competition Groups_Air Compressor Heat Recovery
Industrial | Ind ¦ Air Compressor Heat Recovery | 2039 | Technical | million_m3 | Before Competition Groups | 17.5168 | 0 | 0 | 2758.9332 | 0.0063491 | 19 | Industrial_2039_Technical_million_m3_Before Competition Groups_19 | Air Compressor Heat Recovery | 0.6349% | 0 | 17.5168 | Industrial_2039_Technical_million_m3_Before Competition Groups_Air Compressor Heat Recovery
Industrial | Ind ¦ Boiler Tune Up | 2039 | Achievable | million_m3 | Before Competition Groups | 12.7495 | 0 | 0 | 2259.7343 | 0.0056421 | 18 | Industrial_2039_Achievable_million_m3_Before Competition Groups_18 | Boiler Tune Up | 0.5642% | 0 | 12.7495 | Industrial_2039_Achievable_million_m3_Before Competition Groups_Boiler Tune Up
Industrial | Ind ¦ Steam Turbine Optimization | 2039 | Achievable | million_m3 | Before Competition Groups | 10.2446 | 0 | 0 | 2259.7343 | 0.0045335 | 19 | Industrial_2039_Achievable_million_m3_Before Competition Groups_19 | Steam Turbine Optimization | 0.4534% | 0 | 10.2446 | Industrial_2039_Achievable_million_m3_Before Competition Groups_Steam Turbine Optimization
Industrial | Ind ¦ Steam Turbine Optimization | 2039 | Economic | million_m3 | Before Competition Groups | 11.2353 | 0 | 0 | 2728.8009 | 0.0041173 | 19 | Industrial_2039_Economic_million_m3_Before Competition Groups_19 | Steam Turbine Optimization | 0.4117% | 0 | 11.2353 | Industrial_2039_Economic_million_m3_Before Competition Groups_Steam Turbine Optimization
Industrial | Ind ¦ Steam Turbine Optimization | 2039 | Technical | million_m3 | Before Competition Groups | 11.2353 | 0 | 0 | 2758.9332 | 0.0040723 | 20 | Industrial_2039_Technical_million_m3_Before Competition Groups_20 | Steam Turbine Optimization | 0.4072% | 0 | 11.2353 | Industrial_2039_Technical_million_m3_Before Competition Groups_Steam Turbine Optimization
Industrial | Ind ¦ Process Optimization (Gas) | 2039 | Economic | million_m3 | Before Competition Groups | 10.2948 | 0 | 0 | 2728.8009 | 0.0037726 | 20 | Industrial_2039_Economic_million_m3_Before Competition Groups_20 | Process Optimization (Gas) | 0.3773% | 0 | 10.2948 | Industrial_2039_Economic_million_m3_Before Competition Groups_Process Optimization (Gas)
Industrial | Ind ¦ Process Optimization (Gas) | 2039 | Technical | million_m3 | Before Competition Groups | 10.2948 | 0 | 0 | 2758.9332 | 0.0037314 | 21 | Industrial_2039_Technical_million_m3_Before Competition Groups_21 | Process Optimization (Gas) | 0.3731% | 0 | 10.2948 | Industrial_2039_Technical_million_m3_Before Competition Groups_Process Optimization (Gas)
Industrial | Ind ¦ HE Stock Tank | 2039 | Economic | million_m3 | Before Competition Groups | 9.6013 | 0 | 0 | 2728.8009 | 0.0035185 | 21 | Industrial_2039_Economic_million_m3_Before Competition Groups_21 | HE Stock Tank | 0.3519% | 0 | 9.6013 | Industrial_2039_Economic_million_m3_Before Competition Groups_HE Stock Tank
Industrial | Ind ¦ HE Stock Tank | 2039 | Technical | million_m3 | Before Competition Groups | 9.6013 | 0 | 0 | 2758.9332 | 0.0034801 | 22 | Industrial_2039_Technical_million_m3_Before Competition Groups_22 | HE Stock Tank | 0.348% | 0 | 9.6013 | Industrial_2039_Technical_million_m3_Before Competition Groups_HE Stock Tank
Industrial | Ind ¦ Gas Turbine Optimization | 2039 | Achievable | million_m3 | Before Competition Groups | 7.6834 | 0 | 0 | 2259.7343 | 0.0034001 | 20 | Industrial_2039_Achievable_million_m3_Before Competition Groups_20 | Gas Turbine Optimization | 0.34% | 0 | 7.6834 | Industrial_2039_Achievable_million_m3_Before Competition Groups_Gas Turbine Optimization
Industrial | Ind ¦ HE Stock Tank | 2039 | Achievable | million_m3 | Before Competition Groups | 7.191 | 0 | 0 | 2259.7343 | 0.0031822 | 21 | Industrial_2039_Achievable_million_m3_Before Competition Groups_21 | HE Stock Tank | 0.3182% | 0 | 7.191 | Industrial_2039_Achievable_million_m3_Before Competition Groups_HE Stock Tank
Industrial | Ind ¦ Gas Turbine Optimization | 2039 | Economic | million_m3 | Before Competition Groups | 8.4265 | 0 | 0 | 2728.8009 | 0.003088 | 22 | Industrial_2039_Economic_million_m3_Before Competition Groups_22 | Gas Turbine Optimization | 0.3088% | 0 | 8.4265 | Industrial_2039_Economic_million_m3_Before Competition Groups_Gas Turbine Optimization
Industrial | Ind ¦ Gas Turbine Optimization | 2039 | Technical | million_m3 | Before Competition Groups | 8.4265 | 0 | 0 | 2758.9332 | 0.0030542 | 23 | Industrial_2039_Technical_million_m3_Before Competition Groups_23 | Gas Turbine Optimization | 0.3054% | 0 | 8.4265 | Industrial_2039_Technical_million_m3_Before Competition Groups_Gas Turbine Optimization
Industrial | Ind ¦ Solar Walls | 2039 | Achievable | million_m3 | Before Competition Groups | 5.1546 | 0 | 0 | 2259.7343 | 0.0022811 | 22 | Industrial_2039_Achievable_million_m3_Before Competition Groups_22 | Solar Walls | 0.2281% | 0 | 5.1546 | Industrial_2039_Achievable_million_m3_Before Competition Groups_Solar Walls
Industrial | Ind ¦ Ventilation Optimization (Gas) | 2039 | Achievable | million_m3 | Before Competition Groups | 5.1235 | 0 | 0 | 2259.7343 | 0.0022673 | 23 | Industrial_2039_Achievable_million_m3_Before Competition Groups_23 | Ventilation Optimization (Gas) | 0.2267% | 0 | 5.1235 | Industrial_2039_Achievable_million_m3_Before Competition Groups_Ventilation Optimization (Gas)
Industrial | Ind ¦ Solar Walls | 2039 | Economic | million_m3 | Before Competition Groups | 5.5953 | 0 | 0 | 2728.8009 | 0.0020505 | 23 | Industrial_2039_Economic_million_m3_Before Competition Groups_23 | Solar Walls | 0.205% | 0 | 5.5953 | Industrial_2039_Economic_million_m3_Before Competition Groups_Solar Walls
Industrial | Ind ¦ Solar Walls | 2039 | Technical | million_m3 | Before Competition Groups | 5.5953 | 0 | 0 | 2758.9332 | 0.0020281 | 24 | Industrial_2039_Technical_million_m3_Before Competition Groups_24 | Solar Walls | 0.2028% | 0 | 5.5953 | Industrial_2039_Technical_million_m3_Before Competition Groups_Solar Walls
Industrial | Ind ¦ Ventilation Optimization (Gas) | 2039 | Economic | million_m3 | Before Competition Groups | 5.4508 | 0 | 0 | 2728.8009 | 0.0019975 | 24 | Industrial_2039_Economic_million_m3_Before Competition Groups_24 | Ventilation Optimization (Gas) | 0.1998% | 0 | 5.4508 | Industrial_2039_Economic_million_m3_Before Competition Groups_Ventilation Optimization (Gas)
Industrial | Ind ¦ Ventilation Optimization (Gas) | 2039 | Technical | million_m3 | Before Competition Groups | 5.4508 | 0 | 0 | 2758.9332 | 0.0019757 | 25 | Industrial_2039_Technical_million_m3_Before Competition Groups_25 | Ventilation Optimization (Gas) | 0.1976% | 0 | 5.4508 | Industrial_2039_Technical_million_m3_Before Competition Groups_Ventilation Optimization (Gas)
Industrial | Ind ¦ Process Optimization (Gas) | 2039 | Achievable | million_m3 | Before Competition Groups | 2.6665 | 0 | 0 | 2259.7343 | 0.00118 | 24 | Industrial_2039_Achievable_million_m3_Before Competition Groups_24 | Process Optimization (Gas) | 0.118% | 0 | 2.6665 | Industrial_2039_Achievable_million_m3_Before Competition Groups_Process Optimization (Gas)
Industrial | Ind ¦ HE HVAC Units | 2039 | Economic | million_m3 | Before Competition Groups | 2.2002 | 0 | 0 | 2728.8009 | 0.0008063 | 25 | Industrial_2039_Economic_million_m3_Before Competition Groups_25 | HE HVAC Units | 0.08063% | 0 | 2.2002 | Industrial_2039_Economic_million_m3_Before Competition Groups_HE HVAC Units
Industrial | Ind ¦ HE HVAC Units | 2039 | Achievable | million_m3 | Before Competition Groups | 1.8043 | 0 | 0 | 2259.7343 | 0.00079846 | 25 | Industrial_2039_Achievable_million_m3_Before Competition Groups_25 | HE HVAC Units | 0.07985% | 0 | 1.8043 | Industrial_2039_Achievable_million_m3_Before Competition Groups_HE HVAC Units
Industrial | Ind ¦ HE HVAC Units | 2039 | Technical | million_m3 | Before Competition Groups | 2.2002 | 0 | 0 | 2758.9332 | 0.00079749 | 26 | Industrial_2039_Technical_million_m3_Before Competition Groups_26 | HE HVAC Units | 0.07975% | 0 | 2.2002 | Industrial_2039_Technical_million_m3_Before Competition Groups_HE HVAC Units
Industrial | Ind ¦ Boiler Tune Up - Direct | 2039 | Economic | million_m3 | Before Competition Groups | 1.6921 | 0 | 0 | 2728.8009 | 0.00062008 | 26 | Industrial_2039_Economic_million_m3_Before Competition Groups_26 | Boiler Tune Up - Direct | 0.06201% | 0 | 1.6921 | Industrial_2039_Economic_million_m3_Before Competition Groups_Boiler Tune Up - Direct
Industrial | Ind ¦ Boiler Tune Up - Direct | 2039 | Technical | million_m3 | Before Competition Groups | 1.6921 | 0 | 0 | 2758.9332 | 0.00061331 | 27 | Industrial_2039_Technical_million_m3_Before Competition Groups_27 | Boiler Tune Up - Direct | 0.06133% | 0 | 1.6921 | Industrial_2039_Technical_million_m3_Before Competition Groups_Boiler Tune Up - Direct
Industrial | Ind ¦ Process Heat Recovery (Gas) - HVAC | 2039 | Achievable | million_m3 | Before Competition Groups | 1.1044 | 0 | 0 | 2259.7343 | 0.00048874 | 26 | Industrial_2039_Achievable_million_m3_Before Competition Groups_26 | Process Heat Recovery (Gas) - HVAC | 0.04887% | 0 | 1.1044 | Industrial_2039_Achievable_million_m3_Before Competition Groups_Process Heat Recovery (Gas) - HVAC
Industrial | Ind ¦ Process Heat Recovery (Gas) - HVAC | 2039 | Economic | million_m3 | Before Competition Groups | 1.1616 | 0 | 0 | 2728.8009 | 0.00042567 | 27 | Industrial_2039_Economic_million_m3_Before Competition Groups_27 | Process Heat Recovery (Gas) - HVAC | 0.04257% | 0 | 1.1616 | Industrial_2039_Economic_million_m3_Before Competition Groups_Process Heat Recovery (Gas) - HVAC
Industrial | Ind ¦ Process Heat Recovery (Gas) - HVAC | 2039 | Technical | million_m3 | Before Competition Groups | 1.1616 | 0 | 0 | 2758.9332 | 0.00042102 | 28 | Industrial_2039_Technical_million_m3_Before Competition Groups_28 | Process Heat Recovery (Gas) - HVAC | 0.0421% | 0 | 1.1616 | Industrial_2039_Technical_million_m3_Before Competition Groups_Process Heat Recovery (Gas) - HVAC
Industrial | Ind ¦ Insulation - Steam - Direct | 2039 | Achievable | million_m3 | Before Competition Groups | 0.70584 | 0 | 0 | 2259.7343 | 0.00031236 | 27 | Industrial_2039_Achievable_million_m3_Before Competition Groups_27 | Insulation - Steam - Direct | 0.03124% | 0 | 0.70584 | Industrial_2039_Achievable_million_m3_Before Competition Groups_Insulation - Steam - Direct
Industrial | Ind ¦ Insulation - Steam - Direct | 2039 | Economic | million_m3 | Before Competition Groups | 0.77438 | 0 | 0 | 2728.8009 | 0.00028378 | 28 | Industrial_2039_Economic_million_m3_Before Competition Groups_28 | Insulation - Steam - Direct | 0.02838% | 0 | 0.77438 | Industrial_2039_Economic_million_m3_Before Competition Groups_Insulation - Steam - Direct
Industrial | Ind ¦ Insulation - Steam - Direct | 2039 | Technical | million_m3 | Before Competition Groups | 0.77438 | 0 | 0 | 2758.9332 | 0.00028068 | 29 | Industrial_2039_Technical_million_m3_Before Competition Groups_29 | Insulation - Steam - Direct | 0.02807% | 0 | 0.77438 | Industrial_2039_Technical_million_m3_Before Competition Groups_Insulation - Steam - Direct
Industrial | Ind ¦ Boiler Tune Up - Direct | 2039 | Achievable | million_m3 | Before Competition Groups | 0.4174 | 0 | 0 | 2259.7343 | 0.00018471 | 28 | Industrial_2039_Achievable_million_m3_Before Competition Groups_28 | Boiler Tune Up - Direct | 0.01847% | 0 | 0.4174 | Industrial_2039_Achievable_million_m3_Before Competition Groups_Boiler Tune Up - Direct
Industrial | Ind ¦ Insulation - Steam - HVAC | 2039 | Achievable | million_m3 | Before Competition Groups | 0.15312 | 0 | 0 | 2259.7343 | 6.776e-05 | 29 | Industrial_2039_Achievable_million_m3_Before Competition Groups_29 | Insulation - Steam - HVAC | 0.006776% | 0 | 0.15312 | Industrial_2039_Achievable_million_m3_Before Competition Groups_Insulation - Steam - HVAC
Industrial | Ind ¦ Insulation - Steam - HVAC | 2039 | Economic | million_m3 | Before Competition Groups | 0.16104 | 0 | 0 | 2728.8009 | 5.9016e-05 | 29 | Industrial_2039_Economic_million_m3_Before Competition Groups_29 | Insulation - Steam - HVAC | 0.005902% | 0 | 0.16104 | Industrial_2039_Economic_million_m3_Before Competition Groups_Insulation - Steam - HVAC
Industrial | Ind ¦ Insulation - Steam - HVAC | 2039 | Technical | million_m3 | Before Competition Groups | 0.16104 | 0 | 0 | 2758.9332 | 5.8371e-05 | 30 | Industrial_2039_Technical_million_m3_Before Competition Groups_30 | Insulation - Steam - HVAC | 0.005837% | 0 | 0.16104 | Industrial_2039_Technical_million_m3_Before Competition Groups_Insulation - Steam - HVAC
Industrial | Ind ¦ Boiler Tune Up - HVAC | 2039 | Economic | million_m3 | Before Competition Groups | 0.14641 | 0 | 0 | 2728.8009 | 5.3654e-05 | 30 | Industrial_2039_Economic_million_m3_Before Competition Groups_30 | Boiler Tune Up - HVAC | 0.005365% | 0 | 0.14641 | Industrial_2039_Economic_million_m3_Before Competition Groups_Boiler Tune Up - HVAC
Industrial | Ind ¦ Boiler Tune Up - HVAC | 2039 | Technical | million_m3 | Before Competition Groups | 0.14641 | 0 | 0 | 2758.9332 | 5.3068e-05 | 31 | Industrial_2039_Technical_million_m3_Before Competition Groups_31 | Boiler Tune Up - HVAC | 0.005307% | 0 | 0.14641 | Industrial_2039_Technical_million_m3_Before Competition Groups_Boiler Tune Up - HVAC
Industrial | Ind ¦ Boiler Tune Up - HVAC | 2039 | Achievable | million_m3 | Before Competition Groups | 0.042437 | 0 | 0 | 2259.7343 | 1.878e-05 | 30 | Industrial_2039_Achievable_million_m3_Before Competition Groups_30 | Boiler Tune Up - HVAC | 0.001878% | 0 | 0.042437 | Industrial_2039_Achievable_million_m3_Before Competition Groups_Boiler Tune Up - HVAC
Industrial | Ind ¦ Process Heat Improvements | 2040 | Economic | million_m3 | Before Competition Groups | 933.8893 | 0 | 0 | 2755.0292 | 0.33898 | 1 | Industrial_2040_Economic_million_m3_Before Competition Groups_1 | Process Heat Improvements | 33.9% | 0 | 933.8893 | Industrial_2040_Economic_million_m3_Before Competition Groups_Process Heat Improvements
Industrial | Ind ¦ Process Heat Improvements | 2040 | Technical | million_m3 | Before Competition Groups | 933.8893 | 0 | 0 | 2785.1615 | 0.33531 | 1 | Industrial_2040_Technical_million_m3_Before Competition Groups_1 | Process Heat Improvements | 33.53% | 0 | 933.8893 | Industrial_2040_Technical_million_m3_Before Competition Groups_Process Heat Improvements
Industrial | Ind ¦ Process Heat Improvements | 2040 | Achievable | million_m3 | Before Competition Groups | 719.224 | 0 | 0 | 2324.7121 | 0.30938 | 1 | Industrial_2040_Achievable_million_m3_Before Competition Groups_1 | Process Heat Improvements | 30.94% | 0 | 719.224 | Industrial_2040_Achievable_million_m3_Before Competition Groups_Process Heat Improvements
Industrial | Ind ¦ Process Heat Recovery (Gas) | 2040 | Achievable | million_m3 | Before Competition Groups | 326.3124 | 0 | 0 | 2324.7121 | 0.14037 | 2 | Industrial_2040_Achievable_million_m3_Before Competition Groups_2 | Process Heat Recovery (Gas) | 14.04% | 0 | 326.3124 | Industrial_2040_Achievable_million_m3_Before Competition Groups_Process Heat Recovery (Gas)
Industrial | Ind ¦ Boiler Upgrade | 2040 | Achievable | million_m3 | Before Competition Groups | 319.4848 | 0 | 0 | 2324.7121 | 0.13743 | 3 | Industrial_2040_Achievable_million_m3_Before Competition Groups_3 | Boiler Upgrade | 13.74% | 0 | 319.4848 | Industrial_2040_Achievable_million_m3_Before Competition Groups_Boiler Upgrade
Industrial | Ind ¦ Boiler Upgrade | 2040 | Economic | million_m3 | Before Competition Groups | 364.8594 | 0 | 0 | 2755.0292 | 0.13243 | 2 | Industrial_2040_Economic_million_m3_Before Competition Groups_2 | Boiler Upgrade | 13.24% | 0 | 364.8594 | Industrial_2040_Economic_million_m3_Before Competition Groups_Boiler Upgrade
Industrial | Ind ¦ Boiler Upgrade | 2040 | Technical | million_m3 | Before Competition Groups | 364.8594 | 0 | 0 | 2785.1615 | 0.131 | 2 | Industrial_2040_Technical_million_m3_Before Competition Groups_2 | Boiler Upgrade | 13.1% | 0 | 364.8594 | Industrial_2040_Technical_million_m3_Before Competition Groups_Boiler Upgrade
Industrial | Ind ¦ Process Heat Recovery (Gas) | 2040 | Economic | million_m3 | Before Competition Groups | 347.5632 | 0 | 0 | 2755.0292 | 0.12616 | 3 | Industrial_2040_Economic_million_m3_Before Competition Groups_3 | Process Heat Recovery (Gas) | 12.62% | 0 | 347.5632 | Industrial_2040_Economic_million_m3_Before Competition Groups_Process Heat Recovery (Gas)
Industrial | Ind ¦ Process Heat Recovery (Gas) | 2040 | Technical | million_m3 | Before Competition Groups | 347.5632 | 0 | 0 | 2785.1615 | 0.12479 | 3 | Industrial_2040_Technical_million_m3_Before Competition Groups_3 | Process Heat Recovery (Gas) | 12.48% | 0 | 347.5632 | Industrial_2040_Technical_million_m3_Before Competition Groups_Process Heat Recovery (Gas)
Industrial | Ind ¦ Recommissioning | 2040 | Achievable | million_m3 | Before Competition Groups | 237.7098 | 0 | 0 | 2324.7121 | 0.10225 | 4 | Industrial_2040_Achievable_million_m3_Before Competition Groups_4 | Recommissioning | 10.23% | 0 | 237.7098 | Industrial_2040_Achievable_million_m3_Before Competition Groups_Recommissioning
Industrial | Ind ¦ Recommissioning | 2040 | Economic | million_m3 | Before Competition Groups | 252.3014 | 0 | 0 | 2755.0292 | 0.091578 | 4 | Industrial_2040_Economic_million_m3_Before Competition Groups_4 | Recommissioning | 9.158% | 0 | 252.3014 | Industrial_2040_Economic_million_m3_Before Competition Groups_Recommissioning
Industrial | Ind ¦ Recommissioning | 2040 | Technical | million_m3 | Before Competition Groups | 252.3014 | 0 | 0 | 2785.1615 | 0.090588 | 4 | Industrial_2040_Technical_million_m3_Before Competition Groups_4 | Recommissioning | 9.059% | 0 | 252.3014 | Industrial_2040_Technical_million_m3_Before Competition Groups_Recommissioning
Industrial | Ind ¦ Improved Controls -Process Heating Gas | 2040 | Achievable | million_m3 | Before Competition Groups | 149.6091 | 0 | 0 | 2324.7121 | 0.064356 | 5 | Industrial_2040_Achievable_million_m3_Before Competition Groups_5 | Improved Controls -Process Heating Gas | 6.436% | 0 | 149.6091 | Industrial_2040_Achievable_million_m3_Before Competition Groups_Improved Controls -Process Heating Gas
Industrial | Ind ¦ High Efficiency Burners | 2040 | Economic | million_m3 | Before Competition Groups | 176.2508 | 0 | 0 | 2755.0292 | 0.063974 | 5 | Industrial_2040_Economic_million_m3_Before Competition Groups_5 | High Efficiency Burners | 6.397% | 0 | 176.2508 | Industrial_2040_Economic_million_m3_Before Competition Groups_High Efficiency Burners
Industrial | Ind ¦ High Efficiency Burners | 2040 | Technical | million_m3 | Before Competition Groups | 176.2508 | 0 | 0 | 2785.1615 | 0.063282 | 5 | Industrial_2040_Technical_million_m3_Before Competition Groups_5 | High Efficiency Burners | 6.328% | 0 | 176.2508 | Industrial_2040_Technical_million_m3_Before Competition Groups_High Efficiency Burners
Industrial | Ind ¦ High Efficiency Burners | 2040 | Achievable | million_m3 | Before Competition Groups | 136.2609 | 0 | 0 | 2324.7121 | 0.058614 | 6 | Industrial_2040_Achievable_million_m3_Before Competition Groups_6 | High Efficiency Burners | 5.861% | 0 | 136.2609 | Industrial_2040_Achievable_million_m3_Before Competition Groups_High Efficiency Burners
Industrial | Ind ¦ Improved Controls -Process Heating Gas | 2040 | Economic | million_m3 | Before Competition Groups | 159.4785 | 0 | 0 | 2755.0292 | 0.057886 | 6 | Industrial_2040_Economic_million_m3_Before Competition Groups_6 | Improved Controls -Process Heating Gas | 5.789% | 0 | 159.4785 | Industrial_2040_Economic_million_m3_Before Competition Groups_Improved Controls -Process Heating Gas
Industrial | Ind ¦ Improved Controls -Process Heating Gas | 2040 | Technical | million_m3 | Before Competition Groups | 159.4785 | 0 | 0 | 2785.1615 | 0.05726 | 6 | Industrial_2040_Technical_million_m3_Before Competition Groups_6 | Improved Controls -Process Heating Gas | 5.726% | 0 | 159.4785 | Industrial_2040_Technical_million_m3_Before Competition Groups_Improved Controls -Process Heating Gas
Industrial | Ind ¦ Greenhouse Envelope Improvements | 2040 | Achievable | million_m3 | Before Competition Groups | 97.3102 | 0 | 0 | 2324.7121 | 0.041859 | 7 | Industrial_2040_Achievable_million_m3_Before Competition Groups_7 | Greenhouse Envelope Improvements | 4.186% | 0 | 97.3102 | Industrial_2040_Achievable_million_m3_Before Competition Groups_Greenhouse Envelope Improvements
Industrial | Ind ¦ Greenhouse Envelope Improvements | 2040 | Economic | million_m3 | Before Competition Groups | 110.6306 | 0 | 0 | 2755.0292 | 0.040156 | 7 | Industrial_2040_Economic_million_m3_Before Competition Groups_7 | Greenhouse Envelope Improvements | 4.016% | 0 | 110.6306 | Industrial_2040_Economic_million_m3_Before Competition Groups_Greenhouse Envelope Improvements
Industrial | Ind ¦ Greenhouse Envelope Improvements | 2040 | Technical | million_m3 | Before Competition Groups | 110.6306 | 0 | 0 | 2785.1615 | 0.039721 | 7 | Industrial_2040_Technical_million_m3_Before Competition Groups_7 | Greenhouse Envelope Improvements | 3.972% | 0 | 110.6306 | Industrial_2040_Technical_million_m3_Before Competition Groups_Greenhouse Envelope Improvements
Industrial | Ind ¦ Insulation - Steam | 2040 | Achievable | million_m3 | Before Competition Groups | 45.1646 | 0 | 0 | 2324.7121 | 0.019428 | 8 | Industrial_2040_Achievable_million_m3_Before Competition Groups_8 | Insulation - Steam | 1.943% | 0 | 45.1646 | Industrial_2040_Achievable_million_m3_Before Competition Groups_Insulation - Steam
Industrial | Ind ¦ Boiler Tune Up | 2040 | Economic | million_m3 | Before Competition Groups | 49.6965 | 0 | 0 | 2755.0292 | 0.018038 | 8 | Industrial_2040_Economic_million_m3_Before Competition Groups_8 | Boiler Tune Up | 1.804% | 0 | 49.6965 | Industrial_2040_Economic_million_m3_Before Competition Groups_Boiler Tune Up
Industrial | Ind ¦ Boiler Tune Up | 2040 | Technical | million_m3 | Before Competition Groups | 49.6965 | 0 | 0 | 2785.1615 | 0.017843 | 8 | Industrial_2040_Technical_million_m3_Before Competition Groups_8 | Boiler Tune Up | 1.784% | 0 | 49.6965 | Industrial_2040_Technical_million_m3_Before Competition Groups_Boiler Tune Up
Industrial | Ind ¦ High Efficiency HVAC Fans (Gas) | 2040 | Achievable | million_m3 | Before Competition Groups | 40.9463 | 0 | 0 | 2324.7121 | 0.017614 | 9 | Industrial_2040_Achievable_million_m3_Before Competition Groups_9 | High Efficiency HVAC Fans (Gas) | 1.761% | 0 | 40.9463 | Industrial_2040_Achievable_million_m3_Before Competition Groups_High Efficiency HVAC Fans (Gas)
Industrial | Ind ¦ Insulation - Steam | 2040 | Economic | million_m3 | Before Competition Groups | 47.7841 | 0 | 0 | 2755.0292 | 0.017344 | 9 | Industrial_2040_Economic_million_m3_Before Competition Groups_9 | Insulation - Steam | 1.734% | 0 | 47.7841 | Industrial_2040_Economic_million_m3_Before Competition Groups_Insulation - Steam
Industrial | Ind ¦ High Efficiency HVAC Fans (Gas) | 2040 | Economic | million_m3 | Before Competition Groups | 47.2747 | 0 | 0 | 2755.0292 | 0.017159 | 10 | Industrial_2040_Economic_million_m3_Before Competition Groups_10 | High Efficiency HVAC Fans (Gas) | 1.716% | 0 | 47.2747 | Industrial_2040_Economic_million_m3_Before Competition Groups_High Efficiency HVAC Fans (Gas)
Industrial | Ind ¦ Insulation - Steam | 2040 | Technical | million_m3 | Before Competition Groups | 47.7841 | 0 | 0 | 2785.1615 | 0.017157 | 9 | Industrial_2040_Technical_million_m3_Before Competition Groups_9 | Insulation - Steam | 1.716% | 0 | 47.7841 | Industrial_2040_Technical_million_m3_Before Competition Groups_Insulation - Steam
Industrial | Ind ¦ High Efficiency HVAC Fans (Gas) | 2040 | Technical | million_m3 | Before Competition Groups | 47.2747 | 0 | 0 | 2785.1615 | 0.016974 | 10 | Industrial_2040_Technical_million_m3_Before Competition Groups_10 | High Efficiency HVAC Fans (Gas) | 1.697% | 0 | 47.2747 | Industrial_2040_Technical_million_m3_Before Competition Groups_High Efficiency HVAC Fans (Gas)
Industrial | Ind ¦ VAV Conversion Project (Gas) | 2040 | Achievable | million_m3 | Before Competition Groups | 38.8204 | 0 | 0 | 2324.7121 | 0.016699 | 10 | Industrial_2040_Achievable_million_m3_Before Competition Groups_10 | VAV Conversion Project (Gas) | 1.67% | 0 | 38.8204 | Industrial_2040_Achievable_million_m3_Before Competition Groups_VAV Conversion Project (Gas)
Industrial | Ind ¦ VAV Conversion Project (Gas) | 2040 | Economic | million_m3 | Before Competition Groups | 41.5145 | 0 | 0 | 2755.0292 | 0.015069 | 11 | Industrial_2040_Economic_million_m3_Before Competition Groups_11 | VAV Conversion Project (Gas) | 1.507% | 0 | 41.5145 | Industrial_2040_Economic_million_m3_Before Competition Groups_VAV Conversion Project (Gas)
Industrial | Ind ¦ VAV Conversion Project (Gas) | 2040 | Technical | million_m3 | Before Competition Groups | 41.5145 | 0 | 0 | 2785.1615 | 0.014906 | 11 | Industrial_2040_Technical_million_m3_Before Competition Groups_11 | VAV Conversion Project (Gas) | 1.491% | 0 | 41.5145 | Industrial_2040_Technical_million_m3_Before Competition Groups_VAV Conversion Project (Gas)
Industrial | Ind ¦ Direct Contact Water Heaters | 2040 | Economic | million_m3 | Before Competition Groups | 31.4043 | 0 | 0 | 2755.0292 | 0.011399 | 12 | Industrial_2040_Economic_million_m3_Before Competition Groups_12 | Direct Contact Water Heaters | 1.14% | 0 | 31.4043 | Industrial_2040_Economic_million_m3_Before Competition Groups_Direct Contact Water Heaters
Industrial | Ind ¦ Direct Contact Water Heaters | 2040 | Achievable | million_m3 | Before Competition Groups | 26.4221 | 0 | 0 | 2324.7121 | 0.011366 | 11 | Industrial_2040_Achievable_million_m3_Before Competition Groups_11 | Direct Contact Water Heaters | 1.137% | 0 | 26.4221 | Industrial_2040_Achievable_million_m3_Before Competition Groups_Direct Contact Water Heaters
Industrial | Ind ¦ Direct Contact Water Heaters | 2040 | Technical | million_m3 | Before Competition Groups | 31.4043 | 0 | 0 | 2785.1615 | 0.011276 | 12 | Industrial_2040_Technical_million_m3_Before Competition Groups_12 | Direct Contact Water Heaters | 1.128% | 0 | 31.4043 | Industrial_2040_Technical_million_m3_Before Competition Groups_Direct Contact Water Heaters
Industrial | Ind ¦ HE HVAC Controls | 2040 | Achievable | million_m3 | Before Competition Groups | 26.0282 | 0 | 0 | 2324.7121 | 0.011196 | 12 | Industrial_2040_Achievable_million_m3_Before Competition Groups_12 | HE HVAC Controls | 1.12% | 0 | 26.0282 | Industrial_2040_Achievable_million_m3_Before Competition Groups_HE HVAC Controls
Industrial | Ind ¦ Loading Dock Seals | 2040 | Achievable | million_m3 | Before Competition Groups | 25.6446 | 0 | 0 | 2324.7121 | 0.011031 | 13 | Industrial_2040_Achievable_million_m3_Before Competition Groups_13 | Loading Dock Seals | 1.103% | 0 | 25.6446 | Industrial_2040_Achievable_million_m3_Before Competition Groups_Loading Dock Seals
Industrial | Ind ¦ Steam Leak Repairs | 2040 | Technical | million_m3 | Before Competition Groups | 30.1322 | 0 | 0 | 2785.1615 | 0.010819 | 13 | Industrial_2040_Technical_million_m3_Before Competition Groups_13 | Steam Leak Repairs | 1.082% | 0 | 30.1322 | Industrial_2040_Technical_million_m3_Before Competition Groups_Steam Leak Repairs
Industrial | Ind ¦ HE HVAC Controls | 2040 | Economic | million_m3 | Before Competition Groups | 27.1925 | 0 | 0 | 2755.0292 | 0.0098701 | 13 | Industrial_2040_Economic_million_m3_Before Competition Groups_13 | HE HVAC Controls | 0.987% | 0 | 27.1925 | Industrial_2040_Economic_million_m3_Before Competition Groups_HE HVAC Controls
Industrial | Ind ¦ Loading Dock Seals | 2040 | Economic | million_m3 | Before Competition Groups | 27.1925 | 0 | 0 | 2755.0292 | 0.0098701 | 14 | Industrial_2040_Economic_million_m3_Before Competition Groups_14 | Loading Dock Seals | 0.987% | 0 | 27.1925 | Industrial_2040_Economic_million_m3_Before Competition Groups_Loading Dock Seals
Industrial | Ind ¦ HE HVAC Controls | 2040 | Technical | million_m3 | Before Competition Groups | 27.1925 | 0 | 0 | 2785.1615 | 0.0097633 | 14 | Industrial_2040_Technical_million_m3_Before Competition Groups_14 | HE HVAC Controls | 0.9763% | 0 | 27.1925 | Industrial_2040_Technical_million_m3_Before Competition Groups_HE HVAC Controls
Industrial | Ind ¦ Loading Dock Seals | 2040 | Technical | million_m3 | Before Competition Groups | 27.1925 | 0 | 0 | 2785.1615 | 0.0097633 | 15 | Industrial_2040_Technical_million_m3_Before Competition Groups_15 | Loading Dock Seals | 0.9763% | 0 | 27.1925 | Industrial_2040_Technical_million_m3_Before Competition Groups_Loading Dock Seals
Industrial | Ind ¦ Insulation - Steam (AG) | 2040 | Achievable | million_m3 | Before Competition Groups | 22.0444 | 0 | 0 | 2324.7121 | 0.0094826 | 14 | Industrial_2040_Achievable_million_m3_Before Competition Groups_14 | Insulation - Steam (AG) | 0.9483% | 0 | 22.0444 | Industrial_2040_Achievable_million_m3_Before Competition Groups_Insulation - Steam (AG)
Industrial | Ind ¦ Steam Trap Repair | 2040 | Achievable | million_m3 | Before Competition Groups | 21.5885 | 0 | 0 | 2324.7121 | 0.0092865 | 15 | Industrial_2040_Achievable_million_m3_Before Competition Groups_15 | Steam Trap Repair | 0.9287% | 0 | 21.5885 | Industrial_2040_Achievable_million_m3_Before Competition Groups_Steam Trap Repair
Industrial | Ind ¦ Steam Trap Repair | 2040 | Economic | million_m3 | Before Competition Groups | 22.8723 | 0 | 0 | 2755.0292 | 0.008302 | 15 | Industrial_2040_Economic_million_m3_Before Competition Groups_15 | Steam Trap Repair | 0.8302% | 0 | 22.8723 | Industrial_2040_Economic_million_m3_Before Competition Groups_Steam Trap Repair
Industrial | Ind ¦ Steam Trap Repair | 2040 | Technical | million_m3 | Before Competition Groups | 22.8723 | 0 | 0 | 2785.1615 | 0.0082122 | 16 | Industrial_2040_Technical_million_m3_Before Competition Groups_16 | Steam Trap Repair | 0.8212% | 0 | 22.8723 | Industrial_2040_Technical_million_m3_Before Competition Groups_Steam Trap Repair
Industrial | Ind ¦ Insulation - Steam (AG) | 2040 | Economic | million_m3 | Before Competition Groups | 20.4136 | 0 | 0 | 2755.0292 | 0.0074096 | 16 | Industrial_2040_Economic_million_m3_Before Competition Groups_16 | Insulation - Steam (AG) | 0.741% | 0 | 20.4136 | Industrial_2040_Economic_million_m3_Before Competition Groups_Insulation - Steam (AG)
Industrial | Ind ¦ High Efficiency Furnaces | 2040 | Economic | million_m3 | Before Competition Groups | 20.2886 | 0 | 0 | 2755.0292 | 0.0073642 | 17 | Industrial_2040_Economic_million_m3_Before Competition Groups_17 | High Efficiency Furnaces | 0.7364% | 0 | 20.2886 | Industrial_2040_Economic_million_m3_Before Competition Groups_High Efficiency Furnaces
Industrial | Ind ¦ Insulation - Steam (AG) | 2040 | Technical | million_m3 | Before Competition Groups | 20.4136 | 0 | 0 | 2785.1615 | 0.0073294 | 17 | Industrial_2040_Technical_million_m3_Before Competition Groups_17 | Insulation - Steam (AG) | 0.7329% | 0 | 20.4136 | Industrial_2040_Technical_million_m3_Before Competition Groups_Insulation - Steam (AG)
Industrial | Ind ¦ High Efficiency Furnaces | 2040 | Technical | million_m3 | Before Competition Groups | 20.2886 | 0 | 0 | 2785.1615 | 0.0072845 | 18 | Industrial_2040_Technical_million_m3_Before Competition Groups_18 | High Efficiency Furnaces | 0.7285% | 0 | 20.2886 | Industrial_2040_Technical_million_m3_Before Competition Groups_High Efficiency Furnaces
Industrial | Ind ¦ Air Compressor Heat Recovery | 2040 | Achievable | million_m3 | Before Competition Groups | 16.6179 | 0 | 0 | 2324.7121 | 0.0071484 | 16 | Industrial_2040_Achievable_million_m3_Before Competition Groups_16 | Air Compressor Heat Recovery | 0.7148% | 0 | 16.6179 | Industrial_2040_Achievable_million_m3_Before Competition Groups_Air Compressor Heat Recovery
Industrial | Ind ¦ Boiler Tune Up | 2040 | Achievable | million_m3 | Before Competition Groups | 16.4042 | 0 | 0 | 2324.7121 | 0.0070565 | 17 | Industrial_2040_Achievable_million_m3_Before Competition Groups_17 | Boiler Tune Up | 0.7056% | 0 | 16.4042 | Industrial_2040_Achievable_million_m3_Before Competition Groups_Boiler Tune Up
Industrial | Ind ¦ High Efficiency Furnaces | 2040 | Achievable | million_m3 | Before Competition Groups | 15.5672 | 0 | 0 | 2324.7121 | 0.0066964 | 18 | Industrial_2040_Achievable_million_m3_Before Competition Groups_18 | High Efficiency Furnaces | 0.6696% | 0 | 15.5672 | Industrial_2040_Achievable_million_m3_Before Competition Groups_High Efficiency Furnaces
Industrial | Ind ¦ Air Compressor Heat Recovery | 2040 | Economic | million_m3 | Before Competition Groups | 17.5168 | 0 | 0 | 2755.0292 | 0.0063581 | 18 | Industrial_2040_Economic_million_m3_Before Competition Groups_18 | Air Compressor Heat Recovery | 0.6358% | 0 | 17.5168 | Industrial_2040_Economic_million_m3_Before Competition Groups_Air Compressor Heat Recovery
Industrial | Ind ¦ Air Compressor Heat Recovery | 2040 | Technical | million_m3 | Before Competition Groups | 17.5168 | 0 | 0 | 2785.1615 | 0.0062893 | 19 | Industrial_2040_Technical_million_m3_Before Competition Groups_19 | Air Compressor Heat Recovery | 0.6289% | 0 | 17.5168 | Industrial_2040_Technical_million_m3_Before Competition Groups_Air Compressor Heat Recovery
Industrial | Ind ¦ Steam Turbine Optimization | 2040 | Achievable | million_m3 | Before Competition Groups | 10.4521 | 0 | 0 | 2324.7121 | 0.0044961 | 19 | Industrial_2040_Achievable_million_m3_Before Competition Groups_19 | Steam Turbine Optimization | 0.4496% | 0 | 10.4521 | Industrial_2040_Achievable_million_m3_Before Competition Groups_Steam Turbine Optimization
Industrial | Ind ¦ Steam Turbine Optimization | 2040 | Economic | million_m3 | Before Competition Groups | 11.2378 | 0 | 0 | 2755.0292 | 0.004079 | 19 | Industrial_2040_Economic_million_m3_Before Competition Groups_19 | Steam Turbine Optimization | 0.4079% | 0 | 11.2378 | Industrial_2040_Economic_million_m3_Before Competition Groups_Steam Turbine Optimization
Industrial | Ind ¦ Steam Turbine Optimization | 2040 | Technical | million_m3 | Before Competition Groups | 11.2378 | 0 | 0 | 2785.1615 | 0.0040349 | 20 | Industrial_2040_Technical_million_m3_Before Competition Groups_20 | Steam Turbine Optimization | 0.4035% | 0 | 11.2378 | Industrial_2040_Technical_million_m3_Before Competition Groups_Steam Turbine Optimization
Industrial | Ind ¦ Process Optimization (Gas) | 2040 | Economic | million_m3 | Before Competition Groups | 10.2948 | 0 | 0 | 2755.0292 | 0.0037367 | 20 | Industrial_2040_Economic_million_m3_Before Competition Groups_20 | Process Optimization (Gas) | 0.3737% | 0 | 10.2948 | Industrial_2040_Economic_million_m3_Before Competition Groups_Process Optimization (Gas)
Industrial | Ind ¦ Process Optimization (Gas) | 2040 | Technical | million_m3 | Before Competition Groups | 10.2948 | 0 | 0 | 2785.1615 | 0.0036963 | 21 | Industrial_2040_Technical_million_m3_Before Competition Groups_21 | Process Optimization (Gas) | 0.3696% | 0 | 10.2948 | Industrial_2040_Technical_million_m3_Before Competition Groups_Process Optimization (Gas)
Industrial | Ind ¦ HE Stock Tank | 2040 | Economic | million_m3 | Before Competition Groups | 9.7383 | 0 | 0 | 2755.0292 | 0.0035347 | 21 | Industrial_2040_Economic_million_m3_Before Competition Groups_21 | HE Stock Tank | 0.3535% | 0 | 9.7383 | Industrial_2040_Economic_million_m3_Before Competition Groups_HE Stock Tank
Industrial | Ind ¦ HE Stock Tank | 2040 | Technical | million_m3 | Before Competition Groups | 9.7383 | 0 | 0 | 2785.1615 | 0.0034965 | 22 | Industrial_2040_Technical_million_m3_Before Competition Groups_22 | HE Stock Tank | 0.3496% | 0 | 9.7383 | Industrial_2040_Technical_million_m3_Before Competition Groups_HE Stock Tank
Industrial | Ind ¦ Gas Turbine Optimization | 2040 | Achievable | million_m3 | Before Competition Groups | 7.8391 | 0 | 0 | 2324.7121 | 0.0033721 | 20 | Industrial_2040_Achievable_million_m3_Before Competition Groups_20 | Gas Turbine Optimization | 0.3372% | 0 | 7.8391 | Industrial_2040_Achievable_million_m3_Before Competition Groups_Gas Turbine Optimization
Industrial | Ind ¦ HE Stock Tank | 2040 | Achievable | million_m3 | Before Competition Groups | 7.4577 | 0 | 0 | 2324.7121 | 0.003208 | 21 | Industrial_2040_Achievable_million_m3_Before Competition Groups_21 | HE Stock Tank | 0.3208% | 0 | 7.4577 | Industrial_2040_Achievable_million_m3_Before Competition Groups_HE Stock Tank
Industrial | Ind ¦ Gas Turbine Optimization | 2040 | Economic | million_m3 | Before Competition Groups | 8.4283 | 0 | 0 | 2755.0292 | 0.0030592 | 22 | Industrial_2040_Economic_million_m3_Before Competition Groups_22 | Gas Turbine Optimization | 0.3059% | 0 | 8.4283 | Industrial_2040_Economic_million_m3_Before Competition Groups_Gas Turbine Optimization
Industrial | Ind ¦ Gas Turbine Optimization | 2040 | Technical | million_m3 | Before Competition Groups | 8.4283 | 0 | 0 | 2785.1615 | 0.0030262 | 23 | Industrial_2040_Technical_million_m3_Before Competition Groups_23 | Gas Turbine Optimization | 0.3026% | 0 | 8.4283 | Industrial_2040_Technical_million_m3_Before Competition Groups_Gas Turbine Optimization
Industrial | Ind ¦ Solar Walls | 2040 | Achievable | million_m3 | Before Competition Groups | 5.2364 | 0 | 0 | 2324.7121 | 0.0022525 | 22 | Industrial_2040_Achievable_million_m3_Before Competition Groups_22 | Solar Walls | 0.2253% | 0 | 5.2364 | Industrial_2040_Achievable_million_m3_Before Competition Groups_Solar Walls
Industrial | Ind ¦ Ventilation Optimization (Gas) | 2040 | Achievable | million_m3 | Before Competition Groups | 5.2029 | 0 | 0 | 2324.7121 | 0.0022381 | 23 | Industrial_2040_Achievable_million_m3_Before Competition Groups_23 | Ventilation Optimization (Gas) | 0.2238% | 0 | 5.2029 | Industrial_2040_Achievable_million_m3_Before Competition Groups_Ventilation Optimization (Gas)
Industrial | Ind ¦ Solar Walls | 2040 | Economic | million_m3 | Before Competition Groups | 5.5999 | 0 | 0 | 2755.0292 | 0.0020326 | 23 | Industrial_2040_Economic_million_m3_Before Competition Groups_23 | Solar Walls | 0.2033% | 0 | 5.5999 | Industrial_2040_Economic_million_m3_Before Competition Groups_Solar Walls
Industrial | Ind ¦ Solar Walls | 2040 | Technical | million_m3 | Before Competition Groups | 5.5999 | 0 | 0 | 2785.1615 | 0.0020106 | 24 | Industrial_2040_Technical_million_m3_Before Competition Groups_24 | Solar Walls | 0.2011% | 0 | 5.5999 | Industrial_2040_Technical_million_m3_Before Competition Groups_Solar Walls
Industrial | Ind ¦ Ventilation Optimization (Gas) | 2040 | Economic | million_m3 | Before Competition Groups | 5.4508 | 0 | 0 | 2755.0292 | 0.0019785 | 24 | Industrial_2040_Economic_million_m3_Before Competition Groups_24 | Ventilation Optimization (Gas) | 0.1979% | 0 | 5.4508 | Industrial_2040_Economic_million_m3_Before Competition Groups_Ventilation Optimization (Gas)
Industrial | Ind ¦ Ventilation Optimization (Gas) | 2040 | Technical | million_m3 | Before Competition Groups | 5.4508 | 0 | 0 | 2785.1615 | 0.0019571 | 25 | Industrial_2040_Technical_million_m3_Before Competition Groups_25 | Ventilation Optimization (Gas) | 0.1957% | 0 | 5.4508 | Industrial_2040_Technical_million_m3_Before Competition Groups_Ventilation Optimization (Gas)
Industrial | Ind ¦ Process Optimization (Gas) | 2040 | Achievable | million_m3 | Before Competition Groups | 2.9216 | 0 | 0 | 2324.7121 | 0.0012568 | 24 | Industrial_2040_Achievable_million_m3_Before Competition Groups_24 | Process Optimization (Gas) | 0.1257% | 0 | 2.9216 | Industrial_2040_Achievable_million_m3_Before Competition Groups_Process Optimization (Gas)
Industrial | Ind ¦ HE HVAC Units | 2040 | Economic | million_m3 | Before Competition Groups | 2.2203 | 0 | 0 | 2755.0292 | 0.00080592 | 25 | Industrial_2040_Economic_million_m3_Before Competition Groups_25 | HE HVAC Units | 0.08059% | 0 | 2.2203 | Industrial_2040_Economic_million_m3_Before Competition Groups_HE HVAC Units
Industrial | Ind ¦ HE HVAC Units | 2040 | Achievable | million_m3 | Before Competition Groups | 1.856 | 0 | 0 | 2324.7121 | 0.00079839 | 25 | Industrial_2040_Achievable_million_m3_Before Competition Groups_25 | HE HVAC Units | 0.07984% | 0 | 1.856 | Industrial_2040_Achievable_million_m3_Before Competition Groups_HE HVAC Units
Industrial | Ind ¦ HE HVAC Units | 2040 | Technical | million_m3 | Before Competition Groups | 2.2203 | 0 | 0 | 2785.1615 | 0.0007972 | 26 | Industrial_2040_Technical_million_m3_Before Competition Groups_26 | HE HVAC Units | 0.07972% | 0 | 2.2203 | Industrial_2040_Technical_million_m3_Before Competition Groups_HE HVAC Units
Industrial | Ind ¦ Boiler Tune Up - Direct | 2040 | Economic | million_m3 | Before Competition Groups | 1.6921 | 0 | 0 | 2755.0292 | 0.00061418 | 26 | Industrial_2040_Economic_million_m3_Before Competition Groups_26 | Boiler Tune Up - Direct | 0.06142% | 0 | 1.6921 | Industrial_2040_Economic_million_m3_Before Competition Groups_Boiler Tune Up - Direct
Industrial | Ind ¦ Boiler Tune Up - Direct | 2040 | Technical | million_m3 | Before Competition Groups | 1.6921 | 0 | 0 | 2785.1615 | 0.00060753 | 27 | Industrial_2040_Technical_million_m3_Before Competition Groups_27 | Boiler Tune Up - Direct | 0.06075% | 0 | 1.6921 | Industrial_2040_Technical_million_m3_Before Competition Groups_Boiler Tune Up - Direct
Industrial | Ind ¦ Process Heat Recovery (Gas) - HVAC | 2040 | Achievable | million_m3 | Before Competition Groups | 1.1191 | 0 | 0 | 2324.7121 | 0.00048137 | 26 | Industrial_2040_Achievable_million_m3_Before Competition Groups_26 | Process Heat Recovery (Gas) - HVAC | 0.04814% | 0 | 1.1191 | Industrial_2040_Achievable_million_m3_Before Competition Groups_Process Heat Recovery (Gas) - HVAC
Industrial | Ind ¦ Process Heat Recovery (Gas) - HVAC | 2040 | Economic | million_m3 | Before Competition Groups | 1.1616 | 0 | 0 | 2755.0292 | 0.00042162 | 27 | Industrial_2040_Economic_million_m3_Before Competition Groups_27 | Process Heat Recovery (Gas) - HVAC | 0.04216% | 0 | 1.1616 | Industrial_2040_Economic_million_m3_Before Competition Groups_Process Heat Recovery (Gas) - HVAC
Industrial | Ind ¦ Process Heat Recovery (Gas) - HVAC | 2040 | Technical | million_m3 | Before Competition Groups | 1.1616 | 0 | 0 | 2785.1615 | 0.00041705 | 28 | Industrial_2040_Technical_million_m3_Before Competition Groups_28 | Process Heat Recovery (Gas) - HVAC | 0.04171% | 0 | 1.1616 | Industrial_2040_Technical_million_m3_Before Competition Groups_Process Heat Recovery (Gas) - HVAC
Industrial | Ind ¦ Insulation - Steam - Direct | 2040 | Achievable | million_m3 | Before Competition Groups | 0.7208 | 0 | 0 | 2324.7121 | 0.00031006 | 27 | Industrial_2040_Achievable_million_m3_Before Competition Groups_27 | Insulation - Steam - Direct | 0.03101% | 0 | 0.7208 | Industrial_2040_Achievable_million_m3_Before Competition Groups_Insulation - Steam - Direct
Industrial | Ind ¦ Insulation - Steam - Direct | 2040 | Economic | million_m3 | Before Competition Groups | 0.77438 | 0 | 0 | 2755.0292 | 0.00028108 | 28 | Industrial_2040_Economic_million_m3_Before Competition Groups_28 | Insulation - Steam - Direct | 0.02811% | 0 | 0.77438 | Industrial_2040_Economic_million_m3_Before Competition Groups_Insulation - Steam - Direct
Industrial | Ind ¦ Insulation - Steam - Direct | 2040 | Technical | million_m3 | Before Competition Groups | 0.77438 | 0 | 0 | 2785.1615 | 0.00027804 | 29 | Industrial_2040_Technical_million_m3_Before Competition Groups_29 | Insulation - Steam - Direct | 0.0278% | 0 | 0.77438 | Industrial_2040_Technical_million_m3_Before Competition Groups_Insulation - Steam - Direct
Industrial | Ind ¦ Boiler Tune Up - Direct | 2040 | Achievable | million_m3 | Before Competition Groups | 0.53721 | 0 | 0 | 2324.7121 | 0.00023109 | 28 | Industrial_2040_Achievable_million_m3_Before Competition Groups_28 | Boiler Tune Up - Direct | 0.02311% | 0 | 0.53721 | Industrial_2040_Achievable_million_m3_Before Competition Groups_Boiler Tune Up - Direct
Industrial | Ind ¦ Insulation - Steam - HVAC | 2040 | Achievable | million_m3 | Before Competition Groups | 0.15515 | 0 | 0 | 2324.7121 | 6.6739e-05 | 29 | Industrial_2040_Achievable_million_m3_Before Competition Groups_29 | Insulation - Steam - HVAC | 0.006674% | 0 | 0.15515 | Industrial_2040_Achievable_million_m3_Before Competition Groups_Insulation - Steam - HVAC
Industrial | Ind ¦ Insulation - Steam - HVAC | 2040 | Economic | million_m3 | Before Competition Groups | 0.16104 | 0 | 0 | 2755.0292 | 5.8454e-05 | 29 | Industrial_2040_Economic_million_m3_Before Competition Groups_29 | Insulation - Steam - HVAC | 0.005845% | 0 | 0.16104 | Industrial_2040_Economic_million_m3_Before Competition Groups_Insulation - Steam - HVAC
Industrial | Ind ¦ Insulation - Steam - HVAC | 2040 | Technical | million_m3 | Before Competition Groups | 0.16104 | 0 | 0 | 2785.1615 | 5.7822e-05 | 30 | Industrial_2040_Technical_million_m3_Before Competition Groups_30 | Insulation - Steam - HVAC | 0.005782% | 0 | 0.16104 | Industrial_2040_Technical_million_m3_Before Competition Groups_Insulation - Steam - HVAC
Industrial | Ind ¦ Boiler Tune Up - HVAC | 2040 | Economic | million_m3 | Before Competition Groups | 0.14641 | 0 | 0 | 2755.0292 | 5.3144e-05 | 30 | Industrial_2040_Economic_million_m3_Before Competition Groups_30 | Boiler Tune Up - HVAC | 0.005314% | 0 | 0.14641 | Industrial_2040_Economic_million_m3_Before Competition Groups_Boiler Tune Up - HVAC
Industrial | Ind ¦ Boiler Tune Up - HVAC | 2040 | Technical | million_m3 | Before Competition Groups | 0.14641 | 0 | 0 | 2785.1615 | 5.2569e-05 | 31 | Industrial_2040_Technical_million_m3_Before Competition Groups_31 | Boiler Tune Up - HVAC | 0.005257% | 0 | 0.14641 | Industrial_2040_Technical_million_m3_Before Competition Groups_Boiler Tune Up - HVAC
Industrial | Ind ¦ Boiler Tune Up - HVAC | 2040 | Achievable | million_m3 | Before Competition Groups | 0.054275 | 0 | 0 | 2324.7121 | 2.3347e-05 | 30 | Industrial_2040_Achievable_million_m3_Before Competition Groups_30 | Boiler Tune Up - HVAC | 0.002335% | 0 | 0.054275 | Industrial_2040_Achievable_million_m3_Before Competition Groups_Boiler Tune Up - HVAC
Industrial | Ind ¦ Process Heat Improvements | 2041 | Economic | million_m3 | Before Competition Groups | 947.4384 | 0 | 0 | 2780.2674 | 0.34077 | 1 | Industrial_2041_Economic_million_m3_Before Competition Groups_1 | Process Heat Improvements | 34.08% | 0 | 947.4384 | Industrial_2041_Economic_million_m3_Before Competition Groups_Process Heat Improvements
Industrial | Ind ¦ Process Heat Improvements | 2041 | Technical | million_m3 | Before Competition Groups | 947.4384 | 0 | 0 | 2810.3996 | 0.33712 | 1 | Industrial_2041_Technical_million_m3_Before Competition Groups_1 | Process Heat Improvements | 33.71% | 0 | 947.4384 | Industrial_2041_Technical_million_m3_Before Competition Groups_Process Heat Improvements
Industrial | Ind ¦ Process Heat Improvements | 2041 | Achievable | million_m3 | Before Competition Groups | 741.9676 | 0 | 0 | 2381.5278 | 0.31155 | 1 | Industrial_2041_Achievable_million_m3_Before Competition Groups_1 | Process Heat Improvements | 31.16% | 0 | 741.9676 | Industrial_2041_Achievable_million_m3_Before Competition Groups_Process Heat Improvements
Industrial | Ind ¦ Process Heat Recovery (Gas) | 2041 | Achievable | million_m3 | Before Competition Groups | 331.1644 | 0 | 0 | 2381.5278 | 0.13906 | 2 | Industrial_2041_Achievable_million_m3_Before Competition Groups_2 | Process Heat Recovery (Gas) | 13.91% | 0 | 331.1644 | Industrial_2041_Achievable_million_m3_Before Competition Groups_Process Heat Recovery (Gas)
Industrial | Ind ¦ Boiler Upgrade | 2041 | Achievable | million_m3 | Before Competition Groups | 327.2752 | 0 | 0 | 2381.5278 | 0.13742 | 3 | Industrial_2041_Achievable_million_m3_Before Competition Groups_3 | Boiler Upgrade | 13.74% | 0 | 327.2752 | Industrial_2041_Achievable_million_m3_Before Competition Groups_Boiler Upgrade
Industrial | Ind ¦ Boiler Upgrade | 2041 | Economic | million_m3 | Before Competition Groups | 370.8296 | 0 | 0 | 2780.2674 | 0.13338 | 2 | Industrial_2041_Economic_million_m3_Before Competition Groups_2 | Boiler Upgrade | 13.34% | 0 | 370.8296 | Industrial_2041_Economic_million_m3_Before Competition Groups_Boiler Upgrade
Industrial | Ind ¦ Boiler Upgrade | 2041 | Technical | million_m3 | Before Competition Groups | 370.8296 | 0 | 0 | 2810.3996 | 0.13195 | 2 | Industrial_2041_Technical_million_m3_Before Competition Groups_2 | Boiler Upgrade | 13.19% | 0 | 370.8296 | Industrial_2041_Technical_million_m3_Before Competition Groups_Boiler Upgrade
Industrial | Ind ¦ Process Heat Recovery (Gas) | 2041 | Economic | million_m3 | Before Competition Groups | 347.5632 | 0 | 0 | 2780.2674 | 0.12501 | 3 | Industrial_2041_Economic_million_m3_Before Competition Groups_3 | Process Heat Recovery (Gas) | 12.5% | 0 | 347.5632 | Industrial_2041_Economic_million_m3_Before Competition Groups_Process Heat Recovery (Gas)
Industrial | Ind ¦ Process Heat Recovery (Gas) | 2041 | Technical | million_m3 | Before Competition Groups | 347.5632 | 0 | 0 | 2810.3996 | 0.12367 | 3 | Industrial_2041_Technical_million_m3_Before Competition Groups_3 | Process Heat Recovery (Gas) | 12.37% | 0 | 347.5632 | Industrial_2041_Technical_million_m3_Before Competition Groups_Process Heat Recovery (Gas)
Industrial | Ind ¦ Recommissioning | 2041 | Achievable | million_m3 | Before Competition Groups | 241.081 | 0 | 0 | 2381.5278 | 0.10123 | 4 | Industrial_2041_Achievable_million_m3_Before Competition Groups_4 | Recommissioning | 10.12% | 0 | 241.081 | Industrial_2041_Achievable_million_m3_Before Competition Groups_Recommissioning
Industrial | Ind ¦ Recommissioning | 2041 | Economic | million_m3 | Before Competition Groups | 252.3014 | 0 | 0 | 2780.2674 | 0.090747 | 4 | Industrial_2041_Economic_million_m3_Before Competition Groups_4 | Recommissioning | 9.075% | 0 | 252.3014 | Industrial_2041_Economic_million_m3_Before Competition Groups_Recommissioning
Industrial | Ind ¦ Recommissioning | 2041 | Technical | million_m3 | Before Competition Groups | 252.3014 | 0 | 0 | 2810.3996 | 0.089774 | 4 | Industrial_2041_Technical_million_m3_Before Competition Groups_4 | Recommissioning | 8.977% | 0 | 252.3014 | Industrial_2041_Technical_million_m3_Before Competition Groups_Recommissioning
Industrial | Ind ¦ High Efficiency Burners | 2041 | Economic | million_m3 | Before Competition Groups | 178.8079 | 0 | 0 | 2780.2674 | 0.064313 | 5 | Industrial_2041_Economic_million_m3_Before Competition Groups_5 | High Efficiency Burners | 6.431% | 0 | 178.8079 | Industrial_2041_Economic_million_m3_Before Competition Groups_High Efficiency Burners
Industrial | Ind ¦ Improved Controls -Process Heating Gas | 2041 | Achievable | million_m3 | Before Competition Groups | 151.859 | 0 | 0 | 2381.5278 | 0.063765 | 5 | Industrial_2041_Achievable_million_m3_Before Competition Groups_5 | Improved Controls -Process Heating Gas | 6.377% | 0 | 151.859 | Industrial_2041_Achievable_million_m3_Before Competition Groups_Improved Controls -Process Heating Gas
Industrial | Ind ¦ High Efficiency Burners | 2041 | Technical | million_m3 | Before Competition Groups | 178.8079 | 0 | 0 | 2810.3996 | 0.063624 | 5 | Industrial_2041_Technical_million_m3_Before Competition Groups_5 | High Efficiency Burners | 6.362% | 0 | 178.8079 | Industrial_2041_Technical_million_m3_Before Competition Groups_High Efficiency Burners
Industrial | Ind ¦ High Efficiency Burners | 2041 | Achievable | million_m3 | Before Competition Groups | 140.5362 | 0 | 0 | 2381.5278 | 0.059011 | 6 | Industrial_2041_Achievable_million_m3_Before Competition Groups_6 | High Efficiency Burners | 5.901% | 0 | 140.5362 | Industrial_2041_Achievable_million_m3_Before Competition Groups_High Efficiency Burners
Industrial | Ind ¦ Improved Controls -Process Heating Gas | 2041 | Economic | million_m3 | Before Competition Groups | 159.4785 | 0 | 0 | 2780.2674 | 0.057361 | 6 | Industrial_2041_Economic_million_m3_Before Competition Groups_6 | Improved Controls -Process Heating Gas | 5.736% | 0 | 159.4785 | Industrial_2041_Economic_million_m3_Before Competition Groups_Improved Controls -Process Heating Gas
Industrial | Ind ¦ Improved Controls -Process Heating Gas | 2041 | Technical | million_m3 | Before Competition Groups | 159.4785 | 0 | 0 | 2810.3996 | 0.056746 | 6 | Industrial_2041_Technical_million_m3_Before Competition Groups_6 | Improved Controls -Process Heating Gas | 5.675% | 0 | 159.4785 | Industrial_2041_Technical_million_m3_Before Competition Groups_Improved Controls -Process Heating Gas
Industrial | Ind ¦ Greenhouse Envelope Improvements | 2041 | Achievable | million_m3 | Before Competition Groups | 99.4689 | 0 | 0 | 2381.5278 | 0.041767 | 7 | Industrial_2041_Achievable_million_m3_Before Competition Groups_7 | Greenhouse Envelope Improvements | 4.177% | 0 | 99.4689 | Industrial_2041_Achievable_million_m3_Before Competition Groups_Greenhouse Envelope Improvements
Industrial | Ind ¦ Greenhouse Envelope Improvements | 2041 | Economic | million_m3 | Before Competition Groups | 112.4079 | 0 | 0 | 2780.2674 | 0.040431 | 7 | Industrial_2041_Economic_million_m3_Before Competition Groups_7 | Greenhouse Envelope Improvements | 4.043% | 0 | 112.4079 | Industrial_2041_Economic_million_m3_Before Competition Groups_Greenhouse Envelope Improvements
Industrial | Ind ¦ Greenhouse Envelope Improvements | 2041 | Technical | million_m3 | Before Competition Groups | 112.4079 | 0 | 0 | 2810.3996 | 0.039997 | 7 | Industrial_2041_Technical_million_m3_Before Competition Groups_7 | Greenhouse Envelope Improvements | 4% | 0 | 112.4079 | Industrial_2041_Technical_million_m3_Before Competition Groups_Greenhouse Envelope Improvements
Industrial | Ind ¦ Insulation - Steam | 2041 | Achievable | million_m3 | Before Competition Groups | 45.7799 | 0 | 0 | 2381.5278 | 0.019223 | 8 | Industrial_2041_Achievable_million_m3_Before Competition Groups_8 | Insulation - Steam | 1.922% | 0 | 45.7799 | Industrial_2041_Achievable_million_m3_Before Competition Groups_Insulation - Steam
Industrial | Ind ¦ Boiler Tune Up | 2041 | Economic | million_m3 | Before Competition Groups | 49.6965 | 0 | 0 | 2780.2674 | 0.017875 | 8 | Industrial_2041_Economic_million_m3_Before Competition Groups_8 | Boiler Tune Up | 1.787% | 0 | 49.6965 | Industrial_2041_Economic_million_m3_Before Competition Groups_Boiler Tune Up
Industrial | Ind ¦ Boiler Tune Up | 2041 | Technical | million_m3 | Before Competition Groups | 49.6965 | 0 | 0 | 2810.3996 | 0.017683 | 8 | Industrial_2041_Technical_million_m3_Before Competition Groups_8 | Boiler Tune Up | 1.768% | 0 | 49.6965 | Industrial_2041_Technical_million_m3_Before Competition Groups_Boiler Tune Up
Industrial | Ind ¦ High Efficiency HVAC Fans (Gas) | 2041 | Achievable | million_m3 | Before Competition Groups | 41.8558 | 0 | 0 | 2381.5278 | 0.017575 | 9 | Industrial_2041_Achievable_million_m3_Before Competition Groups_9 | High Efficiency HVAC Fans (Gas) | 1.758% | 0 | 41.8558 | Industrial_2041_Achievable_million_m3_Before Competition Groups_High Efficiency HVAC Fans (Gas)
Industrial | Ind ¦ High Efficiency HVAC Fans (Gas) | 2041 | Economic | million_m3 | Before Competition Groups | 47.8118 | 0 | 0 | 2780.2674 | 0.017197 | 9 | Industrial_2041_Economic_million_m3_Before Competition Groups_9 | High Efficiency HVAC Fans (Gas) | 1.72% | 0 | 47.8118 | Industrial_2041_Economic_million_m3_Before Competition Groups_High Efficiency HVAC Fans (Gas)
Industrial | Ind ¦ Insulation - Steam | 2041 | Economic | million_m3 | Before Competition Groups | 47.7841 | 0 | 0 | 2780.2674 | 0.017187 | 10 | Industrial_2041_Economic_million_m3_Before Competition Groups_10 | Insulation - Steam | 1.719% | 0 | 47.7841 | Industrial_2041_Economic_million_m3_Before Competition Groups_Insulation - Steam
Industrial | Ind ¦ High Efficiency HVAC Fans (Gas) | 2041 | Technical | million_m3 | Before Competition Groups | 47.8118 | 0 | 0 | 2810.3996 | 0.017012 | 9 | Industrial_2041_Technical_million_m3_Before Competition Groups_9 | High Efficiency HVAC Fans (Gas) | 1.701% | 0 | 47.8118 | Industrial_2041_Technical_million_m3_Before Competition Groups_High Efficiency HVAC Fans (Gas)
Industrial | Ind ¦ Insulation - Steam | 2041 | Technical | million_m3 | Before Competition Groups | 47.7841 | 0 | 0 | 2810.3996 | 0.017003 | 10 | Industrial_2041_Technical_million_m3_Before Competition Groups_10 | Insulation - Steam | 1.7% | 0 | 47.7841 | Industrial_2041_Technical_million_m3_Before Competition Groups_Insulation - Steam
Industrial | Ind ¦ VAV Conversion Project (Gas) | 2041 | Achievable | million_m3 | Before Competition Groups | 39.2873 | 0 | 0 | 2381.5278 | 0.016497 | 10 | Industrial_2041_Achievable_million_m3_Before Competition Groups_10 | VAV Conversion Project (Gas) | 1.65% | 0 | 39.2873 | Industrial_2041_Achievable_million_m3_Before Competition Groups_VAV Conversion Project (Gas)
Industrial | Ind ¦ VAV Conversion Project (Gas) | 2041 | Economic | million_m3 | Before Competition Groups | 41.5481 | 0 | 0 | 2780.2674 | 0.014944 | 11 | Industrial_2041_Economic_million_m3_Before Competition Groups_11 | VAV Conversion Project (Gas) | 1.494% | 0 | 41.5481 | Industrial_2041_Economic_million_m3_Before Competition Groups_VAV Conversion Project (Gas)
Industrial | Ind ¦ VAV Conversion Project (Gas) | 2041 | Technical | million_m3 | Before Competition Groups | 41.5481 | 0 | 0 | 2810.3996 | 0.014784 | 11 | Industrial_2041_Technical_million_m3_Before Competition Groups_11 | VAV Conversion Project (Gas) | 1.478% | 0 | 41.5481 | Industrial_2041_Technical_million_m3_Before Competition Groups_VAV Conversion Project (Gas)
Industrial | Ind ¦ Direct Contact Water Heaters | 2041 | Economic | million_m3 | Before Competition Groups | 31.8741 | 0 | 0 | 2780.2674 | 0.011464 | 12 | Industrial_2041_Economic_million_m3_Before Competition Groups_12 | Direct Contact Water Heaters | 1.146% | 0 | 31.8741 | Industrial_2041_Economic_million_m3_Before Competition Groups_Direct Contact Water Heaters
Industrial | Ind ¦ Direct Contact Water Heaters | 2041 | Achievable | million_m3 | Before Competition Groups | 27.1317 | 0 | 0 | 2381.5278 | 0.011393 | 11 | Industrial_2041_Achievable_million_m3_Before Competition Groups_11 | Direct Contact Water Heaters | 1.139% | 0 | 27.1317 | Industrial_2041_Achievable_million_m3_Before Competition Groups_Direct Contact Water Heaters
Industrial | Ind ¦ Direct Contact Water Heaters | 2041 | Technical | million_m3 | Before Competition Groups | 31.8741 | 0 | 0 | 2810.3996 | 0.011341 | 12 | Industrial_2041_Technical_million_m3_Before Competition Groups_12 | Direct Contact Water Heaters | 1.134% | 0 | 31.8741 | Industrial_2041_Technical_million_m3_Before Competition Groups_Direct Contact Water Heaters
Industrial | Ind ¦ HE HVAC Controls | 2041 | Achievable | million_m3 | Before Competition Groups | 26.3178 | 0 | 0 | 2381.5278 | 0.011051 | 12 | Industrial_2041_Achievable_million_m3_Before Competition Groups_12 | HE HVAC Controls | 1.105% | 0 | 26.3178 | Industrial_2041_Achievable_million_m3_Before Competition Groups_HE HVAC Controls
Industrial | Ind ¦ Loading Dock Seals | 2041 | Achievable | million_m3 | Before Competition Groups | 26.0238 | 0 | 0 | 2381.5278 | 0.010927 | 13 | Industrial_2041_Achievable_million_m3_Before Competition Groups_13 | Loading Dock Seals | 1.093% | 0 | 26.0238 | Industrial_2041_Achievable_million_m3_Before Competition Groups_Loading Dock Seals
Industrial | Ind ¦ Steam Leak Repairs | 2041 | Technical | million_m3 | Before Competition Groups | 30.1322 | 0 | 0 | 2810.3996 | 0.010722 | 13 | Industrial_2041_Technical_million_m3_Before Competition Groups_13 | Steam Leak Repairs | 1.072% | 0 | 30.1322 | Industrial_2041_Technical_million_m3_Before Competition Groups_Steam Leak Repairs
Industrial | Ind ¦ HE HVAC Controls | 2041 | Economic | million_m3 | Before Competition Groups | 27.1925 | 0 | 0 | 2780.2674 | 0.0097805 | 13 | Industrial_2041_Economic_million_m3_Before Competition Groups_13 | HE HVAC Controls | 0.9781% | 0 | 27.1925 | Industrial_2041_Economic_million_m3_Before Competition Groups_HE HVAC Controls
Industrial | Ind ¦ Loading Dock Seals | 2041 | Economic | million_m3 | Before Competition Groups | 27.1925 | 0 | 0 | 2780.2674 | 0.0097805 | 14 | Industrial_2041_Economic_million_m3_Before Competition Groups_14 | Loading Dock Seals | 0.9781% | 0 | 27.1925 | Industrial_2041_Economic_million_m3_Before Competition Groups_Loading Dock Seals
Industrial | Ind ¦ HE HVAC Controls | 2041 | Technical | million_m3 | Before Competition Groups | 27.1925 | 0 | 0 | 2810.3996 | 0.0096757 | 14 | Industrial_2041_Technical_million_m3_Before Competition Groups_14 | HE HVAC Controls | 0.9676% | 0 | 27.1925 | Industrial_2041_Technical_million_m3_Before Competition Groups_HE HVAC Controls
Industrial | Ind ¦ Loading Dock Seals | 2041 | Technical | million_m3 | Before Competition Groups | 27.1925 | 0 | 0 | 2810.3996 | 0.0096757 | 15 | Industrial_2041_Technical_million_m3_Before Competition Groups_15 | Loading Dock Seals | 0.9676% | 0 | 27.1925 | Industrial_2041_Technical_million_m3_Before Competition Groups_Loading Dock Seals
Industrial | Ind ¦ Insulation - Steam (AG) | 2041 | Achievable | million_m3 | Before Competition Groups | 22.2611 | 0 | 0 | 2381.5278 | 0.0093474 | 14 | Industrial_2041_Achievable_million_m3_Before Competition Groups_14 | Insulation - Steam (AG) | 0.9347% | 0 | 22.2611 | Industrial_2041_Achievable_million_m3_Before Competition Groups_Insulation - Steam (AG)
Industrial | Ind ¦ Steam Trap Repair | 2041 | Achievable | million_m3 | Before Competition Groups | 21.8885 | 0 | 0 | 2381.5278 | 0.009191 | 15 | Industrial_2041_Achievable_million_m3_Before Competition Groups_15 | Steam Trap Repair | 0.9191% | 0 | 21.8885 | Industrial_2041_Achievable_million_m3_Before Competition Groups_Steam Trap Repair
Industrial | Ind ¦ Boiler Tune Up | 2041 | Achievable | million_m3 | Before Competition Groups | 20.0658 | 0 | 0 | 2381.5278 | 0.0084256 | 16 | Industrial_2041_Achievable_million_m3_Before Competition Groups_16 | Boiler Tune Up | 0.8426% | 0 | 20.0658 | Industrial_2041_Achievable_million_m3_Before Competition Groups_Boiler Tune Up
Industrial | Ind ¦ Steam Trap Repair | 2041 | Economic | million_m3 | Before Competition Groups | 22.8723 | 0 | 0 | 2780.2674 | 0.0082266 | 15 | Industrial_2041_Economic_million_m3_Before Competition Groups_15 | Steam Trap Repair | 0.8227% | 0 | 22.8723 | Industrial_2041_Economic_million_m3_Before Competition Groups_Steam Trap Repair
Industrial | Ind ¦ Steam Trap Repair | 2041 | Technical | million_m3 | Before Competition Groups | 22.8723 | 0 | 0 | 2810.3996 | 0.0081384 | 16 | Industrial_2041_Technical_million_m3_Before Competition Groups_16 | Steam Trap Repair | 0.8138% | 0 | 22.8723 | Industrial_2041_Technical_million_m3_Before Competition Groups_Steam Trap Repair
Industrial | Ind ¦ High Efficiency Furnaces | 2041 | Economic | million_m3 | Before Competition Groups | 20.583 | 0 | 0 | 2780.2674 | 0.0074032 | 16 | Industrial_2041_Economic_million_m3_Before Competition Groups_16 | High Efficiency Furnaces | 0.7403% | 0 | 20.583 | Industrial_2041_Economic_million_m3_Before Competition Groups_High Efficiency Furnaces
Industrial | Ind ¦ High Efficiency Furnaces | 2041 | Technical | million_m3 | Before Competition Groups | 20.583 | 0 | 0 | 2810.3996 | 0.0073239 | 17 | Industrial_2041_Technical_million_m3_Before Competition Groups_17 | High Efficiency Furnaces | 0.7324% | 0 | 20.583 | Industrial_2041_Technical_million_m3_Before Competition Groups_High Efficiency Furnaces
Industrial | Ind ¦ Insulation - Steam (AG) | 2041 | Economic | million_m3 | Before Competition Groups | 20.3058 | 0 | 0 | 2780.2674 | 0.0073036 | 17 | Industrial_2041_Economic_million_m3_Before Competition Groups_17 | Insulation - Steam (AG) | 0.7304% | 0 | 20.3058 | Industrial_2041_Economic_million_m3_Before Competition Groups_Insulation - Steam (AG)
Industrial | Ind ¦ Insulation - Steam (AG) | 2041 | Technical | million_m3 | Before Competition Groups | 20.3058 | 0 | 0 | 2810.3996 | 0.0072252 | 18 | Industrial_2041_Technical_million_m3_Before Competition Groups_18 | Insulation - Steam (AG) | 0.7225% | 0 | 20.3058 | Industrial_2041_Technical_million_m3_Before Competition Groups_Insulation - Steam (AG)
Industrial | Ind ¦ Air Compressor Heat Recovery | 2041 | Achievable | million_m3 | Before Competition Groups | 16.8322 | 0 | 0 | 2381.5278 | 0.0070678 | 17 | Industrial_2041_Achievable_million_m3_Before Competition Groups_17 | Air Compressor Heat Recovery | 0.7068% | 0 | 16.8322 | Industrial_2041_Achievable_million_m3_Before Competition Groups_Air Compressor Heat Recovery
Industrial | Ind ¦ High Efficiency Furnaces | 2041 | Achievable | million_m3 | Before Competition Groups | 16.0633 | 0 | 0 | 2381.5278 | 0.006745 | 18 | Industrial_2041_Achievable_million_m3_Before Competition Groups_18 | High Efficiency Furnaces | 0.6745% | 0 | 16.0633 | Industrial_2041_Achievable_million_m3_Before Competition Groups_High Efficiency Furnaces
Industrial | Ind ¦ Air Compressor Heat Recovery | 2041 | Economic | million_m3 | Before Competition Groups | 17.5168 | 0 | 0 | 2780.2674 | 0.0063004 | 18 | Industrial_2041_Economic_million_m3_Before Competition Groups_18 | Air Compressor Heat Recovery | 0.63% | 0 | 17.5168 | Industrial_2041_Economic_million_m3_Before Competition Groups_Air Compressor Heat Recovery
Industrial | Ind ¦ Air Compressor Heat Recovery | 2041 | Technical | million_m3 | Before Competition Groups | 17.5168 | 0 | 0 | 2810.3996 | 0.0062328 | 19 | Industrial_2041_Technical_million_m3_Before Competition Groups_19 | Air Compressor Heat Recovery | 0.6233% | 0 | 17.5168 | Industrial_2041_Technical_million_m3_Before Competition Groups_Air Compressor Heat Recovery
Industrial | Ind ¦ Steam Turbine Optimization | 2041 | Achievable | million_m3 | Before Competition Groups | 10.6163 | 0 | 0 | 2381.5278 | 0.0044578 | 19 | Industrial_2041_Achievable_million_m3_Before Competition Groups_19 | Steam Turbine Optimization | 0.4458% | 0 | 10.6163 | Industrial_2041_Achievable_million_m3_Before Competition Groups_Steam Turbine Optimization
Industrial | Ind ¦ Steam Turbine Optimization | 2041 | Economic | million_m3 | Before Competition Groups | 11.2402 | 0 | 0 | 2780.2674 | 0.0040429 | 19 | Industrial_2041_Economic_million_m3_Before Competition Groups_19 | Steam Turbine Optimization | 0.4043% | 0 | 11.2402 | Industrial_2041_Economic_million_m3_Before Competition Groups_Steam Turbine Optimization
Industrial | Ind ¦ Steam Turbine Optimization | 2041 | Technical | million_m3 | Before Competition Groups | 11.2402 | 0 | 0 | 2810.3996 | 0.0039995 | 20 | Industrial_2041_Technical_million_m3_Before Competition Groups_20 | Steam Turbine Optimization | 0.4% | 0 | 11.2402 | Industrial_2041_Technical_million_m3_Before Competition Groups_Steam Turbine Optimization
Industrial | Ind ¦ Process Optimization (Gas) | 2041 | Economic | million_m3 | Before Competition Groups | 10.2948 | 0 | 0 | 2780.2674 | 0.0037028 | 20 | Industrial_2041_Economic_million_m3_Before Competition Groups_20 | Process Optimization (Gas) | 0.3703% | 0 | 10.2948 | Industrial_2041_Economic_million_m3_Before Competition Groups_Process Optimization (Gas)
Industrial | Ind ¦ Process Optimization (Gas) | 2041 | Technical | million_m3 | Before Competition Groups | 10.2948 | 0 | 0 | 2810.3996 | 0.0036631 | 21 | Industrial_2041_Technical_million_m3_Before Competition Groups_21 | Process Optimization (Gas) | 0.3663% | 0 | 10.2948 | Industrial_2041_Technical_million_m3_Before Competition Groups_Process Optimization (Gas)
Industrial | Ind ¦ HE Stock Tank | 2041 | Economic | million_m3 | Before Competition Groups | 9.8678 | 0 | 0 | 2780.2674 | 0.0035492 | 21 | Industrial_2041_Economic_million_m3_Before Competition Groups_21 | HE Stock Tank | 0.3549% | 0 | 9.8678 | Industrial_2041_Economic_million_m3_Before Competition Groups_HE Stock Tank
Industrial | Ind ¦ HE Stock Tank | 2041 | Technical | million_m3 | Before Competition Groups | 9.8678 | 0 | 0 | 2810.3996 | 0.0035112 | 22 | Industrial_2041_Technical_million_m3_Before Competition Groups_22 | HE Stock Tank | 0.3511% | 0 | 9.8678 | Industrial_2041_Technical_million_m3_Before Competition Groups_HE Stock Tank
Industrial | Ind ¦ Gas Turbine Optimization | 2041 | Achievable | million_m3 | Before Competition Groups | 7.9622 | 0 | 0 | 2381.5278 | 0.0033433 | 20 | Industrial_2041_Achievable_million_m3_Before Competition Groups_20 | Gas Turbine Optimization | 0.3343% | 0 | 7.9622 | Industrial_2041_Achievable_million_m3_Before Competition Groups_Gas Turbine Optimization
Industrial | Ind ¦ HE Stock Tank | 2041 | Achievable | million_m3 | Before Competition Groups | 7.6961 | 0 | 0 | 2381.5278 | 0.0032316 | 21 | Industrial_2041_Achievable_million_m3_Before Competition Groups_21 | HE Stock Tank | 0.3232% | 0 | 7.6961 | Industrial_2041_Achievable_million_m3_Before Competition Groups_HE Stock Tank
Industrial | Ind ¦ Gas Turbine Optimization | 2041 | Economic | million_m3 | Before Competition Groups | 8.4302 | 0 | 0 | 2780.2674 | 0.0030321 | 22 | Industrial_2041_Economic_million_m3_Before Competition Groups_22 | Gas Turbine Optimization | 0.3032% | 0 | 8.4302 | Industrial_2041_Economic_million_m3_Before Competition Groups_Gas Turbine Optimization
Industrial | Ind ¦ Gas Turbine Optimization | 2041 | Technical | million_m3 | Before Competition Groups | 8.4302 | 0 | 0 | 2810.3996 | 0.0029996 | 23 | Industrial_2041_Technical_million_m3_Before Competition Groups_23 | Gas Turbine Optimization | 0.3% | 0 | 8.4302 | Industrial_2041_Technical_million_m3_Before Competition Groups_Gas Turbine Optimization
Industrial | Ind ¦ Solar Walls | 2041 | Achievable | million_m3 | Before Competition Groups | 5.2994 | 0 | 0 | 2381.5278 | 0.0022252 | 22 | Industrial_2041_Achievable_million_m3_Before Competition Groups_22 | Solar Walls | 0.2225% | 0 | 5.2994 | Industrial_2041_Achievable_million_m3_Before Competition Groups_Solar Walls
Industrial | Ind ¦ Ventilation Optimization (Gas) | 2041 | Achievable | million_m3 | Before Competition Groups | 5.2637 | 0 | 0 | 2381.5278 | 0.0022102 | 23 | Industrial_2041_Achievable_million_m3_Before Competition Groups_23 | Ventilation Optimization (Gas) | 0.221% | 0 | 5.2637 | Industrial_2041_Achievable_million_m3_Before Competition Groups_Ventilation Optimization (Gas)
Industrial | Ind ¦ Solar Walls | 2041 | Economic | million_m3 | Before Competition Groups | 5.6044 | 0 | 0 | 2780.2674 | 0.0020158 | 23 | Industrial_2041_Economic_million_m3_Before Competition Groups_23 | Solar Walls | 0.2016% | 0 | 5.6044 | Industrial_2041_Economic_million_m3_Before Competition Groups_Solar Walls
Industrial | Ind ¦ Solar Walls | 2041 | Technical | million_m3 | Before Competition Groups | 5.6044 | 0 | 0 | 2810.3996 | 0.0019942 | 24 | Industrial_2041_Technical_million_m3_Before Competition Groups_24 | Solar Walls | 0.1994% | 0 | 5.6044 | Industrial_2041_Technical_million_m3_Before Competition Groups_Solar Walls
Industrial | Ind ¦ Ventilation Optimization (Gas) | 2041 | Economic | million_m3 | Before Competition Groups | 5.4508 | 0 | 0 | 2780.2674 | 0.0019605 | 24 | Industrial_2041_Economic_million_m3_Before Competition Groups_24 | Ventilation Optimization (Gas) | 0.1961% | 0 | 5.4508 | Industrial_2041_Economic_million_m3_Before Competition Groups_Ventilation Optimization (Gas)
Industrial | Ind ¦ Ventilation Optimization (Gas) | 2041 | Technical | million_m3 | Before Competition Groups | 5.4508 | 0 | 0 | 2810.3996 | 0.0019395 | 25 | Industrial_2041_Technical_million_m3_Before Competition Groups_25 | Ventilation Optimization (Gas) | 0.194% | 0 | 5.4508 | Industrial_2041_Technical_million_m3_Before Competition Groups_Ventilation Optimization (Gas)
Industrial | Ind ¦ Process Optimization (Gas) | 2041 | Achievable | million_m3 | Before Competition Groups | 3.1863 | 0 | 0 | 2381.5278 | 0.0013379 | 24 | Industrial_2041_Achievable_million_m3_Before Competition Groups_24 | Process Optimization (Gas) | 0.1338% | 0 | 3.1863 | Industrial_2041_Achievable_million_m3_Before Competition Groups_Process Optimization (Gas)
Industrial | Ind ¦ HE HVAC Units | 2041 | Economic | million_m3 | Before Competition Groups | 2.2393 | 0 | 0 | 2780.2674 | 0.00080544 | 25 | Industrial_2041_Economic_million_m3_Before Competition Groups_25 | HE HVAC Units | 0.08054% | 0 | 2.2393 | Industrial_2041_Economic_million_m3_Before Competition Groups_HE HVAC Units
Industrial | Ind ¦ HE HVAC Units | 2041 | Achievable | million_m3 | Before Competition Groups | 1.9008 | 0 | 0 | 2381.5278 | 0.00079814 | 25 | Industrial_2041_Achievable_million_m3_Before Competition Groups_25 | HE HVAC Units | 0.07981% | 0 | 1.9008 | Industrial_2041_Achievable_million_m3_Before Competition Groups_HE HVAC Units
Industrial | Ind ¦ HE HVAC Units | 2041 | Technical | million_m3 | Before Competition Groups | 2.2393 | 0 | 0 | 2810.3996 | 0.00079681 | 26 | Industrial_2041_Technical_million_m3_Before Competition Groups_26 | HE HVAC Units | 0.07968% | 0 | 2.2393 | Industrial_2041_Technical_million_m3_Before Competition Groups_HE HVAC Units
Industrial | Ind ¦ Boiler Tune Up - Direct | 2041 | Economic | million_m3 | Before Competition Groups | 1.6921 | 0 | 0 | 2780.2674 | 0.0006086 | 26 | Industrial_2041_Economic_million_m3_Before Competition Groups_26 | Boiler Tune Up - Direct | 0.06086% | 0 | 1.6921 | Industrial_2041_Economic_million_m3_Before Competition Groups_Boiler Tune Up - Direct
Industrial | Ind ¦ Boiler Tune Up - Direct | 2041 | Technical | million_m3 | Before Competition Groups | 1.6921 | 0 | 0 | 2810.3996 | 0.00060208 | 27 | Industrial_2041_Technical_million_m3_Before Competition Groups_27 | Boiler Tune Up - Direct | 0.06021% | 0 | 1.6921 | Industrial_2041_Technical_million_m3_Before Competition Groups_Boiler Tune Up - Direct
Industrial | Ind ¦ Process Heat Recovery (Gas) - HVAC | 2041 | Achievable | million_m3 | Before Competition Groups | 1.1301 | 0 | 0 | 2381.5278 | 0.00047451 | 26 | Industrial_2041_Achievable_million_m3_Before Competition Groups_26 | Process Heat Recovery (Gas) - HVAC | 0.04745% | 0 | 1.1301 | Industrial_2041_Achievable_million_m3_Before Competition Groups_Process Heat Recovery (Gas) - HVAC
Industrial | Ind ¦ Process Heat Recovery (Gas) - HVAC | 2041 | Economic | million_m3 | Before Competition Groups | 1.1616 | 0 | 0 | 2780.2674 | 0.00041779 | 27 | Industrial_2041_Economic_million_m3_Before Competition Groups_27 | Process Heat Recovery (Gas) - HVAC | 0.04178% | 0 | 1.1616 | Industrial_2041_Economic_million_m3_Before Competition Groups_Process Heat Recovery (Gas) - HVAC
Industrial | Ind ¦ Process Heat Recovery (Gas) - HVAC | 2041 | Technical | million_m3 | Before Competition Groups | 1.1616 | 0 | 0 | 2810.3996 | 0.00041331 | 28 | Industrial_2041_Technical_million_m3_Before Competition Groups_28 | Process Heat Recovery (Gas) - HVAC | 0.04133% | 0 | 1.1616 | Industrial_2041_Technical_million_m3_Before Competition Groups_Process Heat Recovery (Gas) - HVAC
Industrial | Ind ¦ Insulation - Steam - Direct | 2041 | Achievable | million_m3 | Before Competition Groups | 0.7327 | 0 | 0 | 2381.5278 | 0.00030766 | 27 | Industrial_2041_Achievable_million_m3_Before Competition Groups_27 | Insulation - Steam - Direct | 0.03077% | 0 | 0.7327 | Industrial_2041_Achievable_million_m3_Before Competition Groups_Insulation - Steam - Direct
Industrial | Ind ¦ Insulation - Steam - Direct | 2041 | Economic | million_m3 | Before Competition Groups | 0.77438 | 0 | 0 | 2780.2674 | 0.00027853 | 28 | Industrial_2041_Economic_million_m3_Before Competition Groups_28 | Insulation - Steam - Direct | 0.02785% | 0 | 0.77438 | Industrial_2041_Economic_million_m3_Before Competition Groups_Insulation - Steam - Direct
Industrial | Ind ¦ Boiler Tune Up - Direct | 2041 | Achievable | million_m3 | Before Competition Groups | 0.65784 | 0 | 0 | 2381.5278 | 0.00027623 | 28 | Industrial_2041_Achievable_million_m3_Before Competition Groups_28 | Boiler Tune Up - Direct | 0.02762% | 0 | 0.65784 | Industrial_2041_Achievable_million_m3_Before Competition Groups_Boiler Tune Up - Direct
Industrial | Ind ¦ Insulation - Steam - Direct | 2041 | Technical | million_m3 | Before Competition Groups | 0.77438 | 0 | 0 | 2810.3996 | 0.00027554 | 29 | Industrial_2041_Technical_million_m3_Before Competition Groups_29 | Insulation - Steam - Direct | 0.02755% | 0 | 0.77438 | Industrial_2041_Technical_million_m3_Before Competition Groups_Insulation - Steam - Direct
Industrial | Ind ¦ Insulation - Steam - HVAC | 2041 | Achievable | million_m3 | Before Competition Groups | 0.15667 | 0 | 0 | 2381.5278 | 6.5787e-05 | 29 | Industrial_2041_Achievable_million_m3_Before Competition Groups_29 | Insulation - Steam - HVAC | 0.006579% | 0 | 0.15667 | Industrial_2041_Achievable_million_m3_Before Competition Groups_Insulation - Steam - HVAC
Industrial | Ind ¦ Insulation - Steam - HVAC | 2041 | Economic | million_m3 | Before Competition Groups | 0.16104 | 0 | 0 | 2780.2674 | 5.7923e-05 | 29 | Industrial_2041_Economic_million_m3_Before Competition Groups_29 | Insulation - Steam - HVAC | 0.005792% | 0 | 0.16104 | Industrial_2041_Economic_million_m3_Before Competition Groups_Insulation - Steam - HVAC
Industrial | Ind ¦ Insulation - Steam - HVAC | 2041 | Technical | million_m3 | Before Competition Groups | 0.16104 | 0 | 0 | 2810.3996 | 5.7302e-05 | 30 | Industrial_2041_Technical_million_m3_Before Competition Groups_30 | Insulation - Steam - HVAC | 0.00573% | 0 | 0.16104 | Industrial_2041_Technical_million_m3_Before Competition Groups_Insulation - Steam - HVAC
Industrial | Ind ¦ Boiler Tune Up - HVAC | 2041 | Economic | million_m3 | Before Competition Groups | 0.14641 | 0 | 0 | 2780.2674 | 5.2661e-05 | 30 | Industrial_2041_Economic_million_m3_Before Competition Groups_30 | Boiler Tune Up - HVAC | 0.005266% | 0 | 0.14641 | Industrial_2041_Economic_million_m3_Before Competition Groups_Boiler Tune Up - HVAC
Industrial | Ind ¦ Boiler Tune Up - HVAC | 2041 | Technical | million_m3 | Before Competition Groups | 0.14641 | 0 | 0 | 2810.3996 | 5.2096e-05 | 31 | Industrial_2041_Technical_million_m3_Before Competition Groups_31 | Boiler Tune Up - HVAC | 0.00521% | 0 | 0.14641 | Industrial_2041_Technical_million_m3_Before Competition Groups_Boiler Tune Up - HVAC
Industrial | Ind ¦ Boiler Tune Up - HVAC | 2041 | Achievable | million_m3 | Before Competition Groups | 0.065856 | 0 | 0 | 2381.5278 | 2.7653e-05 | 30 | Industrial_2041_Achievable_million_m3_Before Competition Groups_30 | Boiler Tune Up - HVAC | 0.002765% | 0 | 0.065856 | Industrial_2041_Achievable_million_m3_Before Competition Groups_Boiler Tune Up - HVAC
Industrial | Ind ¦ Process Heat Improvements | 2042 | Economic | million_m3 | Before Competition Groups | 960.4413 | 0 | 0 | 2804.5713 | 0.34246 | 1 | Industrial_2042_Economic_million_m3_Before Competition Groups_1 | Process Heat Improvements | 34.25% | 0 | 960.4413 | Industrial_2042_Economic_million_m3_Before Competition Groups_Process Heat Improvements
Industrial | Ind ¦ Process Heat Improvements | 2042 | Technical | million_m3 | Before Competition Groups | 960.4413 | 0 | 0 | 2834.7035 | 0.33882 | 1 | Industrial_2042_Technical_million_m3_Before Competition Groups_1 | Process Heat Improvements | 33.88% | 0 | 960.4413 | Industrial_2042_Technical_million_m3_Before Competition Groups_Process Heat Improvements
Industrial | Ind ¦ Process Heat Improvements | 2042 | Achievable | million_m3 | Before Competition Groups | 762.4986 | 0 | 0 | 2431.4914 | 0.31359 | 1 | Industrial_2042_Achievable_million_m3_Before Competition Groups_1 | Process Heat Improvements | 31.36% | 0 | 762.4986 | Industrial_2042_Achievable_million_m3_Before Competition Groups_Process Heat Improvements
Industrial | Ind ¦ Process Heat Recovery (Gas) | 2042 | Achievable | million_m3 | Before Competition Groups | 334.9527 | 0 | 0 | 2431.4914 | 0.13776 | 2 | Industrial_2042_Achievable_million_m3_Before Competition Groups_2 | Process Heat Recovery (Gas) | 13.78% | 0 | 334.9527 | Industrial_2042_Achievable_million_m3_Before Competition Groups_Process Heat Recovery (Gas)
Industrial | Ind ¦ Boiler Upgrade | 2042 | Achievable | million_m3 | Before Competition Groups | 334.3252 | 0 | 0 | 2431.4914 | 0.1375 | 3 | Industrial_2042_Achievable_million_m3_Before Competition Groups_3 | Boiler Upgrade | 13.75% | 0 | 334.3252 | Industrial_2042_Achievable_million_m3_Before Competition Groups_Boiler Upgrade
Industrial | Ind ¦ Boiler Upgrade | 2042 | Economic | million_m3 | Before Competition Groups | 376.596 | 0 | 0 | 2804.5713 | 0.13428 | 2 | Industrial_2042_Economic_million_m3_Before Competition Groups_2 | Boiler Upgrade | 13.43% | 0 | 376.596 | Industrial_2042_Economic_million_m3_Before Competition Groups_Boiler Upgrade
Industrial | Ind ¦ Boiler Upgrade | 2042 | Technical | million_m3 | Before Competition Groups | 376.596 | 0 | 0 | 2834.7035 | 0.13285 | 2 | Industrial_2042_Technical_million_m3_Before Competition Groups_2 | Boiler Upgrade | 13.29% | 0 | 376.596 | Industrial_2042_Technical_million_m3_Before Competition Groups_Boiler Upgrade
Industrial | Ind ¦ Process Heat Recovery (Gas) | 2042 | Economic | million_m3 | Before Competition Groups | 347.5632 | 0 | 0 | 2804.5713 | 0.12393 | 3 | Industrial_2042_Economic_million_m3_Before Competition Groups_3 | Process Heat Recovery (Gas) | 12.39% | 0 | 347.5632 | Industrial_2042_Economic_million_m3_Before Competition Groups_Process Heat Recovery (Gas)
Industrial | Ind ¦ Process Heat Recovery (Gas) | 2042 | Technical | million_m3 | Before Competition Groups | 347.5632 | 0 | 0 | 2834.7035 | 0.12261 | 3 | Industrial_2042_Technical_million_m3_Before Competition Groups_3 | Process Heat Recovery (Gas) | 12.26% | 0 | 347.5632 | Industrial_2042_Technical_million_m3_Before Competition Groups_Process Heat Recovery (Gas)
Industrial | Ind ¦ Recommissioning | 2042 | Achievable | million_m3 | Before Competition Groups | 243.7021 | 0 | 0 | 2431.4914 | 0.10023 | 4 | Industrial_2042_Achievable_million_m3_Before Competition Groups_4 | Recommissioning | 10.02% | 0 | 243.7021 | Industrial_2042_Achievable_million_m3_Before Competition Groups_Recommissioning
Industrial | Ind ¦ Recommissioning | 2042 | Economic | million_m3 | Before Competition Groups | 252.3014 | 0 | 0 | 2804.5713 | 0.089961 | 4 | Industrial_2042_Economic_million_m3_Before Competition Groups_4 | Recommissioning | 8.996% | 0 | 252.3014 | Industrial_2042_Economic_million_m3_Before Competition Groups_Recommissioning
Industrial | Ind ¦ Recommissioning | 2042 | Technical | million_m3 | Before Competition Groups | 252.3014 | 0 | 0 | 2834.7035 | 0.089005 | 4 | Industrial_2042_Technical_million_m3_Before Competition Groups_4 | Recommissioning | 8.9% | 0 | 252.3014 | Industrial_2042_Technical_million_m3_Before Competition Groups_Recommissioning
Industrial | Ind ¦ High Efficiency Burners | 2042 | Economic | million_m3 | Before Competition Groups | 181.2619 | 0 | 0 | 2804.5713 | 0.064631 | 5 | Industrial_2042_Economic_million_m3_Before Competition Groups_5 | High Efficiency Burners | 6.463% | 0 | 181.2619 | Industrial_2042_Economic_million_m3_Before Competition Groups_High Efficiency Burners
Industrial | Ind ¦ High Efficiency Burners | 2042 | Technical | million_m3 | Before Competition Groups | 181.2619 | 0 | 0 | 2834.7035 | 0.063944 | 5 | Industrial_2042_Technical_million_m3_Before Competition Groups_5 | High Efficiency Burners | 6.394% | 0 | 181.2619 | Industrial_2042_Technical_million_m3_Before Competition Groups_High Efficiency Burners
Industrial | Ind ¦ Improved Controls -Process Heating Gas | 2042 | Achievable | million_m3 | Before Competition Groups | 153.6168 | 0 | 0 | 2431.4914 | 0.063178 | 5 | Industrial_2042_Achievable_million_m3_Before Competition Groups_5 | Improved Controls -Process Heating Gas | 6.318% | 0 | 153.6168 | Industrial_2042_Achievable_million_m3_Before Competition Groups_Improved Controls -Process Heating Gas
Industrial | Ind ¦ High Efficiency Burners | 2042 | Achievable | million_m3 | Before Competition Groups | 144.3986 | 0 | 0 | 2431.4914 | 0.059387 | 6 | Industrial_2042_Achievable_million_m3_Before Competition Groups_6 | High Efficiency Burners | 5.939% | 0 | 144.3986 | Industrial_2042_Achievable_million_m3_Before Competition Groups_High Efficiency Burners
Industrial | Ind ¦ Improved Controls -Process Heating Gas | 2042 | Economic | million_m3 | Before Competition Groups | 159.4785 | 0 | 0 | 2804.5713 | 0.056864 | 6 | Industrial_2042_Economic_million_m3_Before Competition Groups_6 | Improved Controls -Process Heating Gas | 5.686% | 0 | 159.4785 | Industrial_2042_Economic_million_m3_Before Competition Groups_Improved Controls -Process Heating Gas
Industrial | Ind ¦ Improved Controls -Process Heating Gas | 2042 | Technical | million_m3 | Before Competition Groups | 159.4785 | 0 | 0 | 2834.7035 | 0.056259 | 6 | Industrial_2042_Technical_million_m3_Before Competition Groups_6 | Improved Controls -Process Heating Gas | 5.626% | 0 | 159.4785 | Industrial_2042_Technical_million_m3_Before Competition Groups_Improved Controls -Process Heating Gas
Industrial | Ind ¦ Greenhouse Envelope Improvements | 2042 | Achievable | million_m3 | Before Competition Groups | 101.478 | 0 | 0 | 2431.4914 | 0.041735 | 7 | Industrial_2042_Achievable_million_m3_Before Competition Groups_7 | Greenhouse Envelope Improvements | 4.173% | 0 | 101.478 | Industrial_2042_Achievable_million_m3_Before Competition Groups_Greenhouse Envelope Improvements
Industrial | Ind ¦ Greenhouse Envelope Improvements | 2042 | Economic | million_m3 | Before Competition Groups | 114.1617 | 0 | 0 | 2804.5713 | 0.040706 | 7 | Industrial_2042_Economic_million_m3_Before Competition Groups_7 | Greenhouse Envelope Improvements | 4.071% | 0 | 114.1617 | Industrial_2042_Economic_million_m3_Before Competition Groups_Greenhouse Envelope Improvements
Industrial | Ind ¦ Greenhouse Envelope Improvements | 2042 | Technical | million_m3 | Before Competition Groups | 114.1617 | 0 | 0 | 2834.7035 | 0.040273 | 7 | Industrial_2042_Technical_million_m3_Before Competition Groups_7 | Greenhouse Envelope Improvements | 4.027% | 0 | 114.1617 | Industrial_2042_Technical_million_m3_Before Competition Groups_Greenhouse Envelope Improvements
Industrial | Ind ¦ Insulation - Steam | 2042 | Achievable | million_m3 | Before Competition Groups | 46.2558 | 0 | 0 | 2431.4914 | 0.019024 | 8 | Industrial_2042_Achievable_million_m3_Before Competition Groups_8 | Insulation - Steam | 1.902% | 0 | 46.2558 | Industrial_2042_Achievable_million_m3_Before Competition Groups_Insulation - Steam
Industrial | Ind ¦ Boiler Tune Up | 2042 | Economic | million_m3 | Before Competition Groups | 49.6965 | 0 | 0 | 2804.5713 | 0.01772 | 8 | Industrial_2042_Economic_million_m3_Before Competition Groups_8 | Boiler Tune Up | 1.772% | 0 | 49.6965 | Industrial_2042_Economic_million_m3_Before Competition Groups_Boiler Tune Up
Industrial | Ind ¦ High Efficiency HVAC Fans (Gas) | 2042 | Achievable | million_m3 | Before Competition Groups | 42.6584 | 0 | 0 | 2431.4914 | 0.017544 | 9 | Industrial_2042_Achievable_million_m3_Before Competition Groups_9 | High Efficiency HVAC Fans (Gas) | 1.754% | 0 | 42.6584 | Industrial_2042_Achievable_million_m3_Before Competition Groups_High Efficiency HVAC Fans (Gas)
Industrial | Ind ¦ Boiler Tune Up | 2042 | Technical | million_m3 | Before Competition Groups | 49.6965 | 0 | 0 | 2834.7035 | 0.017531 | 8 | Industrial_2042_Technical_million_m3_Before Competition Groups_8 | Boiler Tune Up | 1.753% | 0 | 49.6965 | Industrial_2042_Technical_million_m3_Before Competition Groups_Boiler Tune Up
Industrial | Ind ¦ High Efficiency HVAC Fans (Gas) | 2042 | Economic | million_m3 | Before Competition Groups | 48.3292 | 0 | 0 | 2804.5713 | 0.017232 | 9 | Industrial_2042_Economic_million_m3_Before Competition Groups_9 | High Efficiency HVAC Fans (Gas) | 1.723% | 0 | 48.3292 | Industrial_2042_Economic_million_m3_Before Competition Groups_High Efficiency HVAC Fans (Gas)
Industrial | Ind ¦ High Efficiency HVAC Fans (Gas) | 2042 | Technical | million_m3 | Before Competition Groups | 48.3292 | 0 | 0 | 2834.7035 | 0.017049 | 9 | Industrial_2042_Technical_million_m3_Before Competition Groups_9 | High Efficiency HVAC Fans (Gas) | 1.705% | 0 | 48.3292 | Industrial_2042_Technical_million_m3_Before Competition Groups_High Efficiency HVAC Fans (Gas)
Industrial | Ind ¦ Insulation - Steam | 2042 | Economic | million_m3 | Before Competition Groups | 47.7841 | 0 | 0 | 2804.5713 | 0.017038 | 10 | Industrial_2042_Economic_million_m3_Before Competition Groups_10 | Insulation - Steam | 1.704% | 0 | 47.7841 | Industrial_2042_Economic_million_m3_Before Competition Groups_Insulation - Steam
Industrial | Ind ¦ Insulation - Steam | 2042 | Technical | million_m3 | Before Competition Groups | 47.7841 | 0 | 0 | 2834.7035 | 0.016857 | 10 | Industrial_2042_Technical_million_m3_Before Competition Groups_10 | Insulation - Steam | 1.686% | 0 | 47.7841 | Industrial_2042_Technical_million_m3_Before Competition Groups_Insulation - Steam
Industrial | Ind ¦ VAV Conversion Project (Gas) | 2042 | Achievable | million_m3 | Before Competition Groups | 39.6442 | 0 | 0 | 2431.4914 | 0.016304 | 10 | Industrial_2042_Achievable_million_m3_Before Competition Groups_10 | VAV Conversion Project (Gas) | 1.63% | 0 | 39.6442 | Industrial_2042_Achievable_million_m3_Before Competition Groups_VAV Conversion Project (Gas)
Industrial | Ind ¦ VAV Conversion Project (Gas) | 2042 | Economic | million_m3 | Before Competition Groups | 41.5813 | 0 | 0 | 2804.5713 | 0.014826 | 11 | Industrial_2042_Economic_million_m3_Before Competition Groups_11 | VAV Conversion Project (Gas) | 1.483% | 0 | 41.5813 | Industrial_2042_Economic_million_m3_Before Competition Groups_VAV Conversion Project (Gas)
Industrial | Ind ¦ VAV Conversion Project (Gas) | 2042 | Technical | million_m3 | Before Competition Groups | 41.5813 | 0 | 0 | 2834.7035 | 0.014669 | 11 | Industrial_2042_Technical_million_m3_Before Competition Groups_11 | VAV Conversion Project (Gas) | 1.467% | 0 | 41.5813 | Industrial_2042_Technical_million_m3_Before Competition Groups_VAV Conversion Project (Gas)
Industrial | Ind ¦ Direct Contact Water Heaters | 2042 | Economic | million_m3 | Before Competition Groups | 32.325 | 0 | 0 | 2804.5713 | 0.011526 | 12 | Industrial_2042_Economic_million_m3_Before Competition Groups_12 | Direct Contact Water Heaters | 1.153% | 0 | 32.325 | Industrial_2042_Economic_million_m3_Before Competition Groups_Direct Contact Water Heaters
Industrial | Ind ¦ Direct Contact Water Heaters | 2042 | Achievable | million_m3 | Before Competition Groups | 27.7712 | 0 | 0 | 2431.4914 | 0.011421 | 11 | Industrial_2042_Achievable_million_m3_Before Competition Groups_11 | Direct Contact Water Heaters | 1.142% | 0 | 27.7712 | Industrial_2042_Achievable_million_m3_Before Competition Groups_Direct Contact Water Heaters
Industrial | Ind ¦ Direct Contact Water Heaters | 2042 | Technical | million_m3 | Before Competition Groups | 32.325 | 0 | 0 | 2834.7035 | 0.011403 | 12 | Industrial_2042_Technical_million_m3_Before Competition Groups_12 | Direct Contact Water Heaters | 1.14% | 0 | 32.325 | Industrial_2042_Technical_million_m3_Before Competition Groups_Direct Contact Water Heaters
Industrial | Ind ¦ HE HVAC Controls | 2042 | Achievable | million_m3 | Before Competition Groups | 26.5373 | 0 | 0 | 2431.4914 | 0.010914 | 12 | Industrial_2042_Achievable_million_m3_Before Competition Groups_12 | HE HVAC Controls | 1.091% | 0 | 26.5373 | Industrial_2042_Achievable_million_m3_Before Competition Groups_HE HVAC Controls
Industrial | Ind ¦ Loading Dock Seals | 2042 | Achievable | million_m3 | Before Competition Groups | 26.3131 | 0 | 0 | 2431.4914 | 0.010822 | 13 | Industrial_2042_Achievable_million_m3_Before Competition Groups_13 | Loading Dock Seals | 1.082% | 0 | 26.3131 | Industrial_2042_Achievable_million_m3_Before Competition Groups_Loading Dock Seals
Industrial | Ind ¦ Steam Leak Repairs | 2042 | Technical | million_m3 | Before Competition Groups | 30.1322 | 0 | 0 | 2834.7035 | 0.01063 | 13 | Industrial_2042_Technical_million_m3_Before Competition Groups_13 | Steam Leak Repairs | 1.063% | 0 | 30.1322 | Industrial_2042_Technical_million_m3_Before Competition Groups_Steam Leak Repairs
Industrial | Ind ¦ Boiler Tune Up | 2042 | Achievable | million_m3 | Before Competition Groups | 23.6256 | 0 | 0 | 2431.4914 | 0.0097165 | 14 | Industrial_2042_Achievable_million_m3_Before Competition Groups_14 | Boiler Tune Up | 0.9717% | 0 | 23.6256 | Industrial_2042_Achievable_million_m3_Before Competition Groups_Boiler Tune Up
Industrial | Ind ¦ HE HVAC Controls | 2042 | Economic | million_m3 | Before Competition Groups | 27.1925 | 0 | 0 | 2804.5713 | 0.0096958 | 13 | Industrial_2042_Economic_million_m3_Before Competition Groups_13 | HE HVAC Controls | 0.9696% | 0 | 27.1925 | Industrial_2042_Economic_million_m3_Before Competition Groups_HE HVAC Controls
Industrial | Ind ¦ Loading Dock Seals | 2042 | Economic | million_m3 | Before Competition Groups | 27.1925 | 0 | 0 | 2804.5713 | 0.0096958 | 14 | Industrial_2042_Economic_million_m3_Before Competition Groups_14 | Loading Dock Seals | 0.9696% | 0 | 27.1925 | Industrial_2042_Economic_million_m3_Before Competition Groups_Loading Dock Seals
Industrial | Ind ¦ HE HVAC Controls | 2042 | Technical | million_m3 | Before Competition Groups | 27.1925 | 0 | 0 | 2834.7035 | 0.0095927 | 14 | Industrial_2042_Technical_million_m3_Before Competition Groups_14 | HE HVAC Controls | 0.9593% | 0 | 27.1925 | Industrial_2042_Technical_million_m3_Before Competition Groups_HE HVAC Controls
Industrial | Ind ¦ Loading Dock Seals | 2042 | Technical | million_m3 | Before Competition Groups | 27.1925 | 0 | 0 | 2834.7035 | 0.0095927 | 15 | Industrial_2042_Technical_million_m3_Before Competition Groups_15 | Loading Dock Seals | 0.9593% | 0 | 27.1925 | Industrial_2042_Technical_million_m3_Before Competition Groups_Loading Dock Seals
Industrial | Ind ¦ Insulation - Steam (AG) | 2042 | Achievable | million_m3 | Before Competition Groups | 22.4231 | 0 | 0 | 2431.4914 | 0.0092219 | 15 | Industrial_2042_Achievable_million_m3_Before Competition Groups_15 | Insulation - Steam (AG) | 0.9222% | 0 | 22.4231 | Industrial_2042_Achievable_million_m3_Before Competition Groups_Insulation - Steam (AG)
Industrial | Ind ¦ Steam Trap Repair | 2042 | Achievable | million_m3 | Before Competition Groups | 22.121 | 0 | 0 | 2431.4914 | 0.0090977 | 16 | Industrial_2042_Achievable_million_m3_Before Competition Groups_16 | Steam Trap Repair | 0.9098% | 0 | 22.121 | Industrial_2042_Achievable_million_m3_Before Competition Groups_Steam Trap Repair
Industrial | Ind ¦ Steam Trap Repair | 2042 | Economic | million_m3 | Before Competition Groups | 22.8723 | 0 | 0 | 2804.5713 | 0.0081554 | 15 | Industrial_2042_Economic_million_m3_Before Competition Groups_15 | Steam Trap Repair | 0.8155% | 0 | 22.8723 | Industrial_2042_Economic_million_m3_Before Competition Groups_Steam Trap Repair
Industrial | Ind ¦ Steam Trap Repair | 2042 | Technical | million_m3 | Before Competition Groups | 22.8723 | 0 | 0 | 2834.7035 | 0.0080687 | 16 | Industrial_2042_Technical_million_m3_Before Competition Groups_16 | Steam Trap Repair | 0.8069% | 0 | 22.8723 | Industrial_2042_Technical_million_m3_Before Competition Groups_Steam Trap Repair
Industrial | Ind ¦ High Efficiency Furnaces | 2042 | Economic | million_m3 | Before Competition Groups | 20.8655 | 0 | 0 | 2804.5713 | 0.0074398 | 16 | Industrial_2042_Economic_million_m3_Before Competition Groups_16 | High Efficiency Furnaces | 0.744% | 0 | 20.8655 | Industrial_2042_Economic_million_m3_Before Competition Groups_High Efficiency Furnaces
Industrial | Ind ¦ High Efficiency Furnaces | 2042 | Technical | million_m3 | Before Competition Groups | 20.8655 | 0 | 0 | 2834.7035 | 0.0073607 | 17 | Industrial_2042_Technical_million_m3_Before Competition Groups_17 | High Efficiency Furnaces | 0.7361% | 0 | 20.8655 | Industrial_2042_Technical_million_m3_Before Competition Groups_High Efficiency Furnaces
Industrial | Ind ¦ Insulation - Steam (AG) | 2042 | Economic | million_m3 | Before Competition Groups | 20.1992 | 0 | 0 | 2804.5713 | 0.0072022 | 17 | Industrial_2042_Economic_million_m3_Before Competition Groups_17 | Insulation - Steam (AG) | 0.7202% | 0 | 20.1992 | Industrial_2042_Economic_million_m3_Before Competition Groups_Insulation - Steam (AG)
Industrial | Ind ¦ Insulation - Steam (AG) | 2042 | Technical | million_m3 | Before Competition Groups | 20.1992 | 0 | 0 | 2834.7035 | 0.0071257 | 18 | Industrial_2042_Technical_million_m3_Before Competition Groups_18 | Insulation - Steam (AG) | 0.7126% | 0 | 20.1992 | Industrial_2042_Technical_million_m3_Before Competition Groups_Insulation - Steam (AG)
Industrial | Ind ¦ Air Compressor Heat Recovery | 2042 | Achievable | million_m3 | Before Competition Groups | 16.997 | 0 | 0 | 2431.4914 | 0.0069904 | 17 | Industrial_2042_Achievable_million_m3_Before Competition Groups_17 | Air Compressor Heat Recovery | 0.699% | 0 | 16.997 | Industrial_2042_Achievable_million_m3_Before Competition Groups_Air Compressor Heat Recovery
Industrial | Ind ¦ High Efficiency Furnaces | 2042 | Achievable | million_m3 | Before Competition Groups | 16.5109 | 0 | 0 | 2431.4914 | 0.0067904 | 18 | Industrial_2042_Achievable_million_m3_Before Competition Groups_18 | High Efficiency Furnaces | 0.679% | 0 | 16.5109 | Industrial_2042_Achievable_million_m3_Before Competition Groups_High Efficiency Furnaces
Industrial | Ind ¦ Air Compressor Heat Recovery | 2042 | Economic | million_m3 | Before Competition Groups | 17.5168 | 0 | 0 | 2804.5713 | 0.0062458 | 18 | Industrial_2042_Economic_million_m3_Before Competition Groups_18 | Air Compressor Heat Recovery | 0.6246% | 0 | 17.5168 | Industrial_2042_Economic_million_m3_Before Competition Groups_Air Compressor Heat Recovery
Industrial | Ind ¦ Air Compressor Heat Recovery | 2042 | Technical | million_m3 | Before Competition Groups | 17.5168 | 0 | 0 | 2834.7035 | 0.0061794 | 19 | Industrial_2042_Technical_million_m3_Before Competition Groups_19 | Air Compressor Heat Recovery | 0.6179% | 0 | 17.5168 | Industrial_2042_Technical_million_m3_Before Competition Groups_Air Compressor Heat Recovery
Industrial | Ind ¦ Steam Turbine Optimization | 2042 | Achievable | million_m3 | Before Competition Groups | 10.7452 | 0 | 0 | 2431.4914 | 0.0044192 | 19 | Industrial_2042_Achievable_million_m3_Before Competition Groups_19 | Steam Turbine Optimization | 0.4419% | 0 | 10.7452 | Industrial_2042_Achievable_million_m3_Before Competition Groups_Steam Turbine Optimization
Industrial | Ind ¦ Steam Turbine Optimization | 2042 | Economic | million_m3 | Before Competition Groups | 11.2426 | 0 | 0 | 2804.5713 | 0.0040087 | 19 | Industrial_2042_Economic_million_m3_Before Competition Groups_19 | Steam Turbine Optimization | 0.4009% | 0 | 11.2426 | Industrial_2042_Economic_million_m3_Before Competition Groups_Steam Turbine Optimization
Industrial | Ind ¦ Steam Turbine Optimization | 2042 | Technical | million_m3 | Before Competition Groups | 11.2426 | 0 | 0 | 2834.7035 | 0.0039661 | 20 | Industrial_2042_Technical_million_m3_Before Competition Groups_20 | Steam Turbine Optimization | 0.3966% | 0 | 11.2426 | Industrial_2042_Technical_million_m3_Before Competition Groups_Steam Turbine Optimization
Industrial | Ind ¦ Process Optimization (Gas) | 2042 | Economic | million_m3 | Before Competition Groups | 10.2948 | 0 | 0 | 2804.5713 | 0.0036707 | 20 | Industrial_2042_Economic_million_m3_Before Competition Groups_20 | Process Optimization (Gas) | 0.3671% | 0 | 10.2948 | Industrial_2042_Economic_million_m3_Before Competition Groups_Process Optimization (Gas)
Industrial | Ind ¦ Process Optimization (Gas) | 2042 | Technical | million_m3 | Before Competition Groups | 10.2948 | 0 | 0 | 2834.7035 | 0.0036317 | 21 | Industrial_2042_Technical_million_m3_Before Competition Groups_21 | Process Optimization (Gas) | 0.3632% | 0 | 10.2948 | Industrial_2042_Technical_million_m3_Before Competition Groups_Process Optimization (Gas)
Industrial | Ind ¦ HE Stock Tank | 2042 | Economic | million_m3 | Before Competition Groups | 9.9905 | 0 | 0 | 2804.5713 | 0.0035622 | 21 | Industrial_2042_Economic_million_m3_Before Competition Groups_21 | HE Stock Tank | 0.3562% | 0 | 9.9905 | Industrial_2042_Economic_million_m3_Before Competition Groups_HE Stock Tank
Industrial | Ind ¦ HE Stock Tank | 2042 | Technical | million_m3 | Before Competition Groups | 9.9905 | 0 | 0 | 2834.7035 | 0.0035243 | 22 | Industrial_2042_Technical_million_m3_Before Competition Groups_22 | HE Stock Tank | 0.3524% | 0 | 9.9905 | Industrial_2042_Technical_million_m3_Before Competition Groups_HE Stock Tank
Industrial | Ind ¦ Gas Turbine Optimization | 2042 | Achievable | million_m3 | Before Competition Groups | 8.0589 | 0 | 0 | 2431.4914 | 0.0033144 | 20 | Industrial_2042_Achievable_million_m3_Before Competition Groups_20 | Gas Turbine Optimization | 0.3314% | 0 | 8.0589 | Industrial_2042_Achievable_million_m3_Before Competition Groups_Gas Turbine Optimization
Industrial | Ind ¦ HE Stock Tank | 2042 | Achievable | million_m3 | Before Competition Groups | 7.9101 | 0 | 0 | 2431.4914 | 0.0032532 | 21 | Industrial_2042_Achievable_million_m3_Before Competition Groups_21 | HE Stock Tank | 0.3253% | 0 | 7.9101 | Industrial_2042_Achievable_million_m3_Before Competition Groups_HE Stock Tank
Industrial | Ind ¦ Gas Turbine Optimization | 2042 | Economic | million_m3 | Before Competition Groups | 8.432 | 0 | 0 | 2804.5713 | 0.0030065 | 22 | Industrial_2042_Economic_million_m3_Before Competition Groups_22 | Gas Turbine Optimization | 0.3007% | 0 | 8.432 | Industrial_2042_Economic_million_m3_Before Competition Groups_Gas Turbine Optimization
Industrial | Ind ¦ Gas Turbine Optimization | 2042 | Technical | million_m3 | Before Competition Groups | 8.432 | 0 | 0 | 2834.7035 | 0.0029746 | 23 | Industrial_2042_Technical_million_m3_Before Competition Groups_23 | Gas Turbine Optimization | 0.2975% | 0 | 8.432 | Industrial_2042_Technical_million_m3_Before Competition Groups_Gas Turbine Optimization
Industrial | Ind ¦ Solar Walls | 2042 | Achievable | million_m3 | Before Competition Groups | 5.3476 | 0 | 0 | 2431.4914 | 0.0021993 | 22 | Industrial_2042_Achievable_million_m3_Before Competition Groups_22 | Solar Walls | 0.2199% | 0 | 5.3476 | Industrial_2042_Achievable_million_m3_Before Competition Groups_Solar Walls
Industrial | Ind ¦ Ventilation Optimization (Gas) | 2042 | Achievable | million_m3 | Before Competition Groups | 5.31 | 0 | 0 | 2431.4914 | 0.0021838 | 23 | Industrial_2042_Achievable_million_m3_Before Competition Groups_23 | Ventilation Optimization (Gas) | 0.2184% | 0 | 5.31 | Industrial_2042_Achievable_million_m3_Before Competition Groups_Ventilation Optimization (Gas)
Industrial | Ind ¦ Solar Walls | 2042 | Economic | million_m3 | Before Competition Groups | 5.6089 | 0 | 0 | 2804.5713 | 0.0019999 | 23 | Industrial_2042_Economic_million_m3_Before Competition Groups_23 | Solar Walls | 0.2% | 0 | 5.6089 | Industrial_2042_Economic_million_m3_Before Competition Groups_Solar Walls
Industrial | Ind ¦ Solar Walls | 2042 | Technical | million_m3 | Before Competition Groups | 5.6089 | 0 | 0 | 2834.7035 | 0.0019787 | 24 | Industrial_2042_Technical_million_m3_Before Competition Groups_24 | Solar Walls | 0.1979% | 0 | 5.6089 | Industrial_2042_Technical_million_m3_Before Competition Groups_Solar Walls
Industrial | Ind ¦ Ventilation Optimization (Gas) | 2042 | Economic | million_m3 | Before Competition Groups | 5.4508 | 0 | 0 | 2804.5713 | 0.0019436 | 24 | Industrial_2042_Economic_million_m3_Before Competition Groups_24 | Ventilation Optimization (Gas) | 0.1944% | 0 | 5.4508 | Industrial_2042_Economic_million_m3_Before Competition Groups_Ventilation Optimization (Gas)
Industrial | Ind ¦ Ventilation Optimization (Gas) | 2042 | Technical | million_m3 | Before Competition Groups | 5.4508 | 0 | 0 | 2834.7035 | 0.0019229 | 25 | Industrial_2042_Technical_million_m3_Before Competition Groups_25 | Ventilation Optimization (Gas) | 0.1923% | 0 | 5.4508 | Industrial_2042_Technical_million_m3_Before Competition Groups_Ventilation Optimization (Gas)
Industrial | Ind ¦ Process Optimization (Gas) | 2042 | Achievable | million_m3 | Before Competition Groups | 3.4594 | 0 | 0 | 2431.4914 | 0.0014227 | 24 | Industrial_2042_Achievable_million_m3_Before Competition Groups_24 | Process Optimization (Gas) | 0.1423% | 0 | 3.4594 | Industrial_2042_Achievable_million_m3_Before Competition Groups_Process Optimization (Gas)
Industrial | Ind ¦ HE HVAC Units | 2042 | Economic | million_m3 | Before Competition Groups | 2.2573 | 0 | 0 | 2804.5713 | 0.00080488 | 25 | Industrial_2042_Economic_million_m3_Before Competition Groups_25 | HE HVAC Units | 0.08049% | 0 | 2.2573 | Industrial_2042_Economic_million_m3_Before Competition Groups_HE HVAC Units
Industrial | Ind ¦ HE HVAC Units | 2042 | Achievable | million_m3 | Before Competition Groups | 1.9398 | 0 | 0 | 2431.4914 | 0.00079777 | 25 | Industrial_2042_Achievable_million_m3_Before Competition Groups_25 | HE HVAC Units | 0.07978% | 0 | 1.9398 | Industrial_2042_Achievable_million_m3_Before Competition Groups_HE HVAC Units
Industrial | Ind ¦ HE HVAC Units | 2042 | Technical | million_m3 | Before Competition Groups | 2.2573 | 0 | 0 | 2834.7035 | 0.00079632 | 26 | Industrial_2042_Technical_million_m3_Before Competition Groups_26 | HE HVAC Units | 0.07963% | 0 | 2.2573 | Industrial_2042_Technical_million_m3_Before Competition Groups_HE HVAC Units
Industrial | Ind ¦ Boiler Tune Up - Direct | 2042 | Economic | million_m3 | Before Competition Groups | 1.6921 | 0 | 0 | 2804.5713 | 0.00060333 | 26 | Industrial_2042_Economic_million_m3_Before Competition Groups_26 | Boiler Tune Up - Direct | 0.06033% | 0 | 1.6921 | Industrial_2042_Economic_million_m3_Before Competition Groups_Boiler Tune Up - Direct
Industrial | Ind ¦ Boiler Tune Up - Direct | 2042 | Technical | million_m3 | Before Competition Groups | 1.6921 | 0 | 0 | 2834.7035 | 0.00059692 | 27 | Industrial_2042_Technical_million_m3_Before Competition Groups_27 | Boiler Tune Up - Direct | 0.05969% | 0 | 1.6921 | Industrial_2042_Technical_million_m3_Before Competition Groups_Boiler Tune Up - Direct
Industrial | Ind ¦ Process Heat Recovery (Gas) - HVAC | 2042 | Achievable | million_m3 | Before Competition Groups | 1.1383 | 0 | 0 | 2431.4914 | 0.00046814 | 26 | Industrial_2042_Achievable_million_m3_Before Competition Groups_26 | Process Heat Recovery (Gas) - HVAC | 0.04681% | 0 | 1.1383 | Industrial_2042_Achievable_million_m3_Before Competition Groups_Process Heat Recovery (Gas) - HVAC
Industrial | Ind ¦ Process Heat Recovery (Gas) - HVAC | 2042 | Economic | million_m3 | Before Competition Groups | 1.1616 | 0 | 0 | 2804.5713 | 0.00041417 | 27 | Industrial_2042_Economic_million_m3_Before Competition Groups_27 | Process Heat Recovery (Gas) - HVAC | 0.04142% | 0 | 1.1616 | Industrial_2042_Economic_million_m3_Before Competition Groups_Process Heat Recovery (Gas) - HVAC
Industrial | Ind ¦ Process Heat Recovery (Gas) - HVAC | 2042 | Technical | million_m3 | Before Competition Groups | 1.1616 | 0 | 0 | 2834.7035 | 0.00040977 | 28 | Industrial_2042_Technical_million_m3_Before Competition Groups_28 | Process Heat Recovery (Gas) - HVAC | 0.04098% | 0 | 1.1616 | Industrial_2042_Technical_million_m3_Before Competition Groups_Process Heat Recovery (Gas) - HVAC
Industrial | Ind ¦ Boiler Tune Up - Direct | 2042 | Achievable | million_m3 | Before Competition Groups | 0.77596 | 0 | 0 | 2431.4914 | 0.00031913 | 27 | Industrial_2042_Achievable_million_m3_Before Competition Groups_27 | Boiler Tune Up - Direct | 0.03191% | 0 | 0.77596 | Industrial_2042_Achievable_million_m3_Before Competition Groups_Boiler Tune Up - Direct
Industrial | Ind ¦ Insulation - Steam - Direct | 2042 | Achievable | million_m3 | Before Competition Groups | 0.74208 | 0 | 0 | 2431.4914 | 0.0003052 | 28 | Industrial_2042_Achievable_million_m3_Before Competition Groups_28 | Insulation - Steam - Direct | 0.03052% | 0 | 0.74208 | Industrial_2042_Achievable_million_m3_Before Competition Groups_Insulation - Steam - Direct
Industrial | Ind ¦ Insulation - Steam - Direct | 2042 | Economic | million_m3 | Before Competition Groups | 0.77438 | 0 | 0 | 2804.5713 | 0.00027611 | 28 | Industrial_2042_Economic_million_m3_Before Competition Groups_28 | Insulation - Steam - Direct | 0.02761% | 0 | 0.77438 | Industrial_2042_Economic_million_m3_Before Competition Groups_Insulation - Steam - Direct
Industrial | Ind ¦ Insulation - Steam - Direct | 2042 | Technical | million_m3 | Before Competition Groups | 0.77438 | 0 | 0 | 2834.7035 | 0.00027318 | 29 | Industrial_2042_Technical_million_m3_Before Competition Groups_29 | Insulation - Steam - Direct | 0.02732% | 0 | 0.77438 | Industrial_2042_Technical_million_m3_Before Competition Groups_Insulation - Steam - Direct
Industrial | Ind ¦ Insulation - Steam - HVAC | 2042 | Achievable | million_m3 | Before Competition Groups | 0.15781 | 0 | 0 | 2431.4914 | 6.4904e-05 | 29 | Industrial_2042_Achievable_million_m3_Before Competition Groups_29 | Insulation - Steam - HVAC | 0.00649% | 0 | 0.15781 | Industrial_2042_Achievable_million_m3_Before Competition Groups_Insulation - Steam - HVAC
Industrial | Ind ¦ Insulation - Steam - HVAC | 2042 | Economic | million_m3 | Before Competition Groups | 0.16104 | 0 | 0 | 2804.5713 | 5.7421e-05 | 29 | Industrial_2042_Economic_million_m3_Before Competition Groups_29 | Insulation - Steam - HVAC | 0.005742% | 0 | 0.16104 | Industrial_2042_Economic_million_m3_Before Competition Groups_Insulation - Steam - HVAC
Industrial | Ind ¦ Insulation - Steam - HVAC | 2042 | Technical | million_m3 | Before Competition Groups | 0.16104 | 0 | 0 | 2834.7035 | 5.6811e-05 | 30 | Industrial_2042_Technical_million_m3_Before Competition Groups_30 | Insulation - Steam - HVAC | 0.005681% | 0 | 0.16104 | Industrial_2042_Technical_million_m3_Before Competition Groups_Insulation - Steam - HVAC
Industrial | Ind ¦ Boiler Tune Up - HVAC | 2042 | Economic | million_m3 | Before Competition Groups | 0.14641 | 0 | 0 | 2804.5713 | 5.2205e-05 | 30 | Industrial_2042_Economic_million_m3_Before Competition Groups_30 | Boiler Tune Up - HVAC | 0.00522% | 0 | 0.14641 | Industrial_2042_Economic_million_m3_Before Competition Groups_Boiler Tune Up - HVAC
Industrial | Ind ¦ Boiler Tune Up - HVAC | 2042 | Technical | million_m3 | Before Competition Groups | 0.14641 | 0 | 0 | 2834.7035 | 5.165e-05 | 31 | Industrial_2042_Technical_million_m3_Before Competition Groups_31 | Boiler Tune Up - HVAC | 0.005165% | 0 | 0.14641 | Industrial_2042_Technical_million_m3_Before Competition Groups_Boiler Tune Up - HVAC
Industrial | Ind ¦ Boiler Tune Up - HVAC | 2042 | Achievable | million_m3 | Before Competition Groups | 0.076778 | 0 | 0 | 2431.4914 | 3.1577e-05 | 30 | Industrial_2042_Achievable_million_m3_Before Competition Groups_30 | Boiler Tune Up - HVAC | 0.003158% | 0 | 0.076778 | Industrial_2042_Achievable_million_m3_Before Competition Groups_Boiler Tune Up - HVAC
Industrial | Ind ¦ Air Leak Survey and Repair | 2023 | Economic | MW | Before Competition Groups | 71.4065 | 0 | 0 | 369.3637 | 0.19332 | 1 | Industrial_2023_Economic_MW_Before Competition Groups_1 | Air Leak Survey and Repair | 19.33% | 0 | 71.4065 | Industrial_2023_Economic_MW_Before Competition Groups_Air Leak Survey and Repair
Industrial | Ind ¦ Pump System Optimization | 2023 | Achievable | MW | Before Competition Groups | 3.5492 | 0 | 0 | 22.8993 | 0.15499 | 1 | Industrial_2023_Achievable_MW_Before Competition Groups_1 | Pump System Optimization | 15.5% | 0 | 3.5492 | Industrial_2023_Achievable_MW_Before Competition Groups_Pump System Optimization
Industrial | Ind ¦ Recommissioning | 2023 | Economic | MW | Before Competition Groups | 55.6979 | 0 | 0 | 369.3637 | 0.15079 | 2 | Industrial_2023_Economic_MW_Before Competition Groups_2 | Recommissioning | 15.08% | 0 | 55.6979 | Industrial_2023_Economic_MW_Before Competition Groups_Recommissioning
Industrial | Ind ¦ SEM | 2023 | Economic | MW | Before Competition Groups | 55.6979 | 0 | 0 | 369.3637 | 0.15079 | 3 | Industrial_2023_Economic_MW_Before Competition Groups_3 | SEM | 15.08% | 0 | 55.6979 | Industrial_2023_Economic_MW_Before Competition Groups_SEM
Industrial | Ind ¦ Air Leak Survey and Repair | 2023 | Achievable | MW | Before Competition Groups | 3.0943 | 0 | 0 | 22.8993 | 0.13513 | 2 | Industrial_2023_Achievable_MW_Before Competition Groups_2 | Air Leak Survey and Repair | 13.51% | 0 | 3.0943 | Industrial_2023_Achievable_MW_Before Competition Groups_Air Leak Survey and Repair
Industrial | Ind ¦ Air Compressor Optimization | 2023 | Achievable | MW | Before Competition Groups | 2.7339 | 0 | 0 | 22.8993 | 0.11939 | 3 | Industrial_2023_Achievable_MW_Before Competition Groups_3 | Air Compressor Optimization | 11.94% | 0 | 2.7339 | Industrial_2023_Achievable_MW_Before Competition Groups_Air Compressor Optimization
Industrial | Ind ¦ Air Leak Survey and Repair | 2023 | Technical | MW | Before Competition Groups | 71.4065 | 0 | 0 | 605.9672 | 0.11784 | 1 | Industrial_2023_Technical_MW_Before Competition Groups_1 | Air Leak Survey and Repair | 11.78% | 0 | 71.4065 | Industrial_2023_Technical_MW_Before Competition Groups_Air Leak Survey and Repair
Industrial | Ind ¦ Recommissioning | 2023 | Achievable | MW | Before Competition Groups | 2.4251 | 0 | 0 | 22.8993 | 0.1059 | 4 | Industrial_2023_Achievable_MW_Before Competition Groups_4 | Recommissioning | 10.59% | 0 | 2.4251 | Industrial_2023_Achievable_MW_Before Competition Groups_Recommissioning
Industrial | Ind ¦ SEM | 2023 | Achievable | MW | Before Competition Groups | 2.4251 | 0 | 0 | 22.8993 | 0.1059 | 5 | Industrial_2023_Achievable_MW_Before Competition Groups_5 | SEM | 10.59% | 0 | 2.4251 | Industrial_2023_Achievable_MW_Before Competition Groups_SEM
Industrial | Ind ¦ Pump System Optimization | 2023 | Technical | MW | Before Competition Groups | 61.6357 | 0 | 0 | 605.9672 | 0.10171 | 2 | Industrial_2023_Technical_MW_Before Competition Groups_2 | Pump System Optimization | 10.17% | 0 | 61.6357 | Industrial_2023_Technical_MW_Before Competition Groups_Pump System Optimization
Industrial | Ind ¦ Air Compressor Optimization | 2023 | Economic | MW | Before Competition Groups | 36.6106 | 0 | 0 | 369.3637 | 0.099118 | 4 | Industrial_2023_Economic_MW_Before Competition Groups_4 | Air Compressor Optimization | 9.912% | 0 | 36.6106 | Industrial_2023_Economic_MW_Before Competition Groups_Air Compressor Optimization
Industrial | Ind ¦ HE Lighting | 2023 | Technical | MW | Before Competition Groups | 57.9038 | 0 | 0 | 605.9672 | 0.095556 | 3 | Industrial_2023_Technical_MW_Before Competition Groups_3 | HE Lighting | 9.556% | 0 | 57.9038 | Industrial_2023_Technical_MW_Before Competition Groups_HE Lighting
Industrial | Ind ¦ Recommissioning | 2023 | Technical | MW | Before Competition Groups | 55.6979 | 0 | 0 | 605.9672 | 0.091916 | 4 | Industrial_2023_Technical_MW_Before Competition Groups_4 | Recommissioning | 9.192% | 0 | 55.6979 | Industrial_2023_Technical_MW_Before Competition Groups_Recommissioning
Industrial | Ind ¦ SEM | 2023 | Technical | MW | Before Competition Groups | 55.6979 | 0 | 0 | 605.9672 | 0.091916 | 5 | Industrial_2023_Technical_MW_Before Competition Groups_5 | SEM | 9.192% | 0 | 55.6979 | Industrial_2023_Technical_MW_Before Competition Groups_SEM
Industrial | Ind ¦ Efficient Compressed Air Nozzles | 2023 | Economic | MW | Before Competition Groups | 30.9474 | 0 | 0 | 369.3637 | 0.083786 | 5 | Industrial_2023_Economic_MW_Before Competition Groups_5 | Efficient Compressed Air Nozzles | 8.379% | 0 | 30.9474 | Industrial_2023_Economic_MW_Before Competition Groups_Efficient Compressed Air Nozzles
Industrial | Ind ¦ Pump Equipment Upgrade | 2023 | Achievable | MW | Before Competition Groups | 1.6669 | 0 | 0 | 22.8993 | 0.072792 | 6 | Industrial_2023_Achievable_MW_Before Competition Groups_6 | Pump Equipment Upgrade | 7.279% | 0 | 1.6669 | Industrial_2023_Achievable_MW_Before Competition Groups_Pump Equipment Upgrade
Industrial | Ind ¦ Air Compressor Optimization | 2023 | Technical | MW | Before Competition Groups | 36.6106 | 0 | 0 | 605.9672 | 0.060417 | 6 | Industrial_2023_Technical_MW_Before Competition Groups_6 | Air Compressor Optimization | 6.042% | 0 | 36.6106 | Industrial_2023_Technical_MW_Before Competition Groups_Air Compressor Optimization
Industrial | Ind ¦ High Efficiency HVAC Fans | 2023 | Achievable | MW | Before Competition Groups | 1.3703 | 0 | 0 | 22.8993 | 0.059839 | 7 | Industrial_2023_Achievable_MW_Before Competition Groups_7 | High Efficiency HVAC Fans | 5.984% | 0 | 1.3703 | Industrial_2023_Achievable_MW_Before Competition Groups_High Efficiency HVAC Fans
Industrial | Ind ¦ High Efficiency HVAC Fans | 2023 | Economic | MW | Before Competition Groups | 20.9286 | 0 | 0 | 369.3637 | 0.056661 | 6 | Industrial_2023_Economic_MW_Before Competition Groups_6 | High Efficiency HVAC Fans | 5.666% | 0 | 20.9286 | Industrial_2023_Economic_MW_Before Competition Groups_High Efficiency HVAC Fans
Industrial | Ind ¦ Process Optimization (Elec) | 2023 | Economic | MW | Before Competition Groups | 20.5956 | 0 | 0 | 369.3637 | 0.05576 | 7 | Industrial_2023_Economic_MW_Before Competition Groups_7 | Process Optimization (Elec) | 5.576% | 0 | 20.5956 | Industrial_2023_Economic_MW_Before Competition Groups_Process Optimization (Elec)
Industrial | Ind ¦ Greenhouse Grow Lights | 2023 | Technical | MW | Before Competition Groups | 32.0201 | 0 | 0 | 605.9672 | 0.052841 | 7 | Industrial_2023_Technical_MW_Before Competition Groups_7 | Greenhouse Grow Lights | 5.284% | 0 | 32.0201 | Industrial_2023_Technical_MW_Before Competition Groups_Greenhouse Grow Lights
Industrial | Ind ¦ Efficient Compressed Air Nozzles | 2023 | Achievable | MW | Before Competition Groups | 1.1981 | 0 | 0 | 22.8993 | 0.052319 | 8 | Industrial_2023_Achievable_MW_Before Competition Groups_8 | Efficient Compressed Air Nozzles | 5.232% | 0 | 1.1981 | Industrial_2023_Achievable_MW_Before Competition Groups_Efficient Compressed Air Nozzles
Industrial | Ind ¦ Pump Equipment Upgrade | 2023 | Technical | MW | Before Competition Groups | 31.3996 | 0 | 0 | 605.9672 | 0.051817 | 8 | Industrial_2023_Technical_MW_Before Competition Groups_8 | Pump Equipment Upgrade | 5.182% | 0 | 31.3996 | Industrial_2023_Technical_MW_Before Competition Groups_Pump Equipment Upgrade
Industrial | Ind ¦ Efficient Compressed Air Nozzles | 2023 | Technical | MW | Before Competition Groups | 30.9474 | 0 | 0 | 605.9672 | 0.051071 | 9 | Industrial_2023_Technical_MW_Before Competition Groups_9 | Efficient Compressed Air Nozzles | 5.107% | 0 | 30.9474 | Industrial_2023_Technical_MW_Before Competition Groups_Efficient Compressed Air Nozzles
Industrial | Ind ¦ Improved Controls - Process Cooling | 2023 | Economic | MW | Before Competition Groups | 15.8778 | 0 | 0 | 369.3637 | 0.042987 | 8 | Industrial_2023_Economic_MW_Before Competition Groups_8 | Improved Controls - Process Cooling | 4.299% | 0 | 15.8778 | Industrial_2023_Economic_MW_Before Competition Groups_Improved Controls - Process Cooling
Industrial | Ind ¦ Greenhouse Grow Lights | 2023 | Achievable | MW | Before Competition Groups | 0.92862 | 0 | 0 | 22.8993 | 0.040552 | 9 | Industrial_2023_Achievable_MW_Before Competition Groups_9 | Greenhouse Grow Lights | 4.055% | 0 | 0.92862 | Industrial_2023_Achievable_MW_Before Competition Groups_Greenhouse Grow Lights
Industrial | Ind ¦ Fan System Optimization | 2023 | Achievable | MW | Before Competition Groups | 0.92792 | 0 | 0 | 22.8993 | 0.040522 | 10 | Industrial_2023_Achievable_MW_Before Competition Groups_10 | Fan System Optimization | 4.052% | 0 | 0.92792 | Industrial_2023_Achievable_MW_Before Competition Groups_Fan System Optimization
Industrial | Ind ¦ Fan System Optimization | 2023 | Economic | MW | Before Competition Groups | 14.7364 | 0 | 0 | 369.3637 | 0.039897 | 9 | Industrial_2023_Economic_MW_Before Competition Groups_9 | Fan System Optimization | 3.99% | 0 | 14.7364 | Industrial_2023_Economic_MW_Before Competition Groups_Fan System Optimization
Industrial | Ind ¦ High Efficiency HVAC Fans | 2023 | Technical | MW | Before Competition Groups | 20.9286 | 0 | 0 | 605.9672 | 0.034537 | 10 | Industrial_2023_Technical_MW_Before Competition Groups_10 | High Efficiency HVAC Fans | 3.454% | 0 | 20.9286 | Industrial_2023_Technical_MW_Before Competition Groups_High Efficiency HVAC Fans
Industrial | Ind ¦ Process Optimization (Elec) | 2023 | Technical | MW | Before Competition Groups | 20.5956 | 0 | 0 | 605.9672 | 0.033988 | 11 | Industrial_2023_Technical_MW_Before Competition Groups_11 | Process Optimization (Elec) | 3.399% | 0 | 20.5956 | Industrial_2023_Technical_MW_Before Competition Groups_Process Optimization (Elec)
Industrial | Ind ¦ Improved Controls - Process Cooling | 2023 | Achievable | MW | Before Competition Groups | 0.69228 | 0 | 0 | 22.8993 | 0.030232 | 11 | Industrial_2023_Achievable_MW_Before Competition Groups_11 | Improved Controls - Process Cooling | 3.023% | 0 | 0.69228 | Industrial_2023_Achievable_MW_Before Competition Groups_Improved Controls - Process Cooling
Industrial | Ind ¦ Improved Controls - Process Cooling | 2023 | Technical | MW | Before Competition Groups | 15.8778 | 0 | 0 | 605.9672 | 0.026202 | 12 | Industrial_2023_Technical_MW_Before Competition Groups_12 | Improved Controls - Process Cooling | 2.62% | 0 | 15.8778 | Industrial_2023_Technical_MW_Before Competition Groups_Improved Controls - Process Cooling
Industrial | Ind ¦ Pump System Optimization | 2023 | Economic | MW | Before Competition Groups | 9.6312 | 0 | 0 | 369.3637 | 0.026075 | 10 | Industrial_2023_Economic_MW_Before Competition Groups_10 | Pump System Optimization | 2.608% | 0 | 9.6312 | Industrial_2023_Economic_MW_Before Competition Groups_Pump System Optimization
Industrial | Ind ¦ Premium Efficient Motors | 2023 | Technical | MW | Before Competition Groups | 15.1354 | 0 | 0 | 605.9672 | 0.024977 | 13 | Industrial_2023_Technical_MW_Before Competition Groups_13 | Premium Efficient Motors | 2.498% | 0 | 15.1354 | Industrial_2023_Technical_MW_Before Competition Groups_Premium Efficient Motors
Industrial | Ind ¦ Fan System Optimization | 2023 | Technical | MW | Before Competition Groups | 14.7364 | 0 | 0 | 605.9672 | 0.024319 | 14 | Industrial_2023_Technical_MW_Before Competition Groups_14 | Fan System Optimization | 2.432% | 0 | 14.7364 | Industrial_2023_Technical_MW_Before Competition Groups_Fan System Optimization
Industrial | Ind ¦ Pulp and Paper Process Improvements | 2023 | Economic | MW | Before Competition Groups | 7.5583 | 0 | 0 | 369.3637 | 0.020463 | 11 | Industrial_2023_Economic_MW_Before Competition Groups_11 | Pulp and Paper Process Improvements | 2.046% | 0 | 7.5583 | Industrial_2023_Economic_MW_Before Competition Groups_Pulp and Paper Process Improvements
Industrial | Ind ¦ Material Handling Improvements | 2023 | Achievable | MW | Before Competition Groups | 0.38433 | 0 | 0 | 22.8993 | 0.016784 | 12 | Industrial_2023_Achievable_MW_Before Competition Groups_12 | Material Handling Improvements | 1.678% | 0 | 0.38433 | Industrial_2023_Achievable_MW_Before Competition Groups_Material Handling Improvements
Industrial | Ind ¦ HE HVAC Controls | 2023 | Technical | MW | Before Competition Groups | 8.3313 | 0 | 0 | 605.9672 | 0.013749 | 15 | Industrial_2023_Technical_MW_Before Competition Groups_15 | HE HVAC Controls | 1.375% | 0 | 8.3313 | Industrial_2023_Technical_MW_Before Competition Groups_HE HVAC Controls
Industrial | Ind ¦ Pulp and Paper Process Improvements | 2023 | Achievable | MW | Before Competition Groups | 0.31177 | 0 | 0 | 22.8993 | 0.013615 | 13 | Industrial_2023_Achievable_MW_Before Competition Groups_13 | Pulp and Paper Process Improvements | 1.361% | 0 | 0.31177 | Industrial_2023_Achievable_MW_Before Competition Groups_Pulp and Paper Process Improvements
Industrial | Ind ¦ Pulp and Paper Process Improvements | 2023 | Technical | MW | Before Competition Groups | 7.5583 | 0 | 0 | 605.9672 | 0.012473 | 16 | Industrial_2023_Technical_MW_Before Competition Groups_16 | Pulp and Paper Process Improvements | 1.247% | 0 | 7.5583 | Industrial_2023_Technical_MW_Before Competition Groups_Pulp and Paper Process Improvements
Industrial | Ind ¦ Material Handling Improvements | 2023 | Economic | MW | Before Competition Groups | 4.3566 | 0 | 0 | 369.3637 | 0.011795 | 12 | Industrial_2023_Economic_MW_Before Competition Groups_12 | Material Handling Improvements | 1.179% | 0 | 4.3566 | Industrial_2023_Economic_MW_Before Competition Groups_Material Handling Improvements
Industrial | Ind ¦ Free Cooling | 2023 | Technical | MW | Before Competition Groups | 6.8384 | 0 | 0 | 605.9672 | 0.011285 | 17 | Industrial_2023_Technical_MW_Before Competition Groups_17 | Free Cooling | 1.129% | 0 | 6.8384 | Industrial_2023_Technical_MW_Before Competition Groups_Free Cooling
Industrial | Ind ¦ Greenhouse Grow Lights | 2023 | Economic | MW | Before Competition Groups | 4.0865 | 0 | 0 | 369.3637 | 0.011064 | 13 | Industrial_2023_Economic_MW_Before Competition Groups_13 | Greenhouse Grow Lights | 1.106% | 0 | 4.0865 | Industrial_2023_Economic_MW_Before Competition Groups_Greenhouse Grow Lights
Industrial | Ind ¦ VAV Conversion Project | 2023 | Economic | MW | Before Competition Groups | 4.0002 | 0 | 0 | 369.3637 | 0.01083 | 14 | Industrial_2023_Economic_MW_Before Competition Groups_14 | VAV Conversion Project | 1.083% | 0 | 4.0002 | Industrial_2023_Economic_MW_Before Competition Groups_VAV Conversion Project
Industrial | Ind ¦ Refiner Plate Improvements | 2023 | Economic | MW | Before Competition Groups | 3.8976 | 0 | 0 | 369.3637 | 0.010552 | 15 | Industrial_2023_Economic_MW_Before Competition Groups_15 | Refiner Plate Improvements | 1.055% | 0 | 3.8976 | Industrial_2023_Economic_MW_Before Competition Groups_Refiner Plate Improvements
Industrial | Ind ¦ Ventilation Optimization | 2023 | Technical | MW | Before Competition Groups | 6.1716 | 0 | 0 | 605.9672 | 0.010185 | 18 | Industrial_2023_Technical_MW_Before Competition Groups_18 | Ventilation Optimization | 1.018% | 0 | 6.1716 | Industrial_2023_Technical_MW_Before Competition Groups_Ventilation Optimization
Industrial | Ind ¦ Chiller Optimization | 2023 | Technical | MW | Before Competition Groups | 5.3564 | 0 | 0 | 605.9672 | 0.0088394 | 19 | Industrial_2023_Technical_MW_Before Competition Groups_19 | Chiller Optimization | 0.8839% | 0 | 5.3564 | Industrial_2023_Technical_MW_Before Competition Groups_Chiller Optimization
Industrial | Ind ¦ HE HVAC Units | 2023 | Technical | MW | Before Competition Groups | 5.2721 | 0 | 0 | 605.9672 | 0.0087002 | 20 | Industrial_2023_Technical_MW_Before Competition Groups_20 | HE HVAC Units | 0.87% | 0 | 5.2721 | Industrial_2023_Technical_MW_Before Competition Groups_HE HVAC Units
Industrial | Ind ¦ Pump Equipment Upgrade | 2023 | Economic | MW | Before Competition Groups | 3.0999 | 0 | 0 | 369.3637 | 0.0083925 | 16 | Industrial_2023_Economic_MW_Before Competition Groups_16 | Pump Equipment Upgrade | 0.8392% | 0 | 3.0999 | Industrial_2023_Economic_MW_Before Competition Groups_Pump Equipment Upgrade
Industrial | Ind ¦ HVLS Fans | 2023 | Technical | MW | Before Competition Groups | 4.8836 | 0 | 0 | 605.9672 | 0.0080592 | 21 | Industrial_2023_Technical_MW_Before Competition Groups_21 | HVLS Fans | 0.8059% | 0 | 4.8836 | Industrial_2023_Technical_MW_Before Competition Groups_HVLS Fans
Industrial | Ind ¦ Cold Storage Retrofit | 2023 | Technical | MW | Before Competition Groups | 4.8668 | 0 | 0 | 605.9672 | 0.0080315 | 22 | Industrial_2023_Technical_MW_Before Competition Groups_22 | Cold Storage Retrofit | 0.8032% | 0 | 4.8668 | Industrial_2023_Technical_MW_Before Competition Groups_Cold Storage Retrofit
Industrial | Ind ¦ VAV Conversion Project | 2023 | Achievable | MW | Before Competition Groups | 0.17589 | 0 | 0 | 22.8993 | 0.0076811 | 14 | Industrial_2023_Achievable_MW_Before Competition Groups_14 | VAV Conversion Project | 0.7681% | 0 | 0.17589 | Industrial_2023_Achievable_MW_Before Competition Groups_VAV Conversion Project
Industrial | Ind ¦ Ventilation Optimization | 2023 | Achievable | MW | Before Competition Groups | 0.16767 | 0 | 0 | 22.8993 | 0.0073219 | 15 | Industrial_2023_Achievable_MW_Before Competition Groups_15 | Ventilation Optimization | 0.7322% | 0 | 0.16767 | Industrial_2023_Achievable_MW_Before Competition Groups_Ventilation Optimization
Industrial | Ind ¦ Material Handling Improvements | 2023 | Technical | MW | Before Competition Groups | 4.3566 | 0 | 0 | 605.9672 | 0.0071896 | 23 | Industrial_2023_Technical_MW_Before Competition Groups_23 | Material Handling Improvements | 0.719% | 0 | 4.3566 | Industrial_2023_Technical_MW_Before Competition Groups_Material Handling Improvements
Industrial | Ind ¦ Process Optimization (Elec) | 2023 | Achievable | MW | Before Competition Groups | 0.16386 | 0 | 0 | 22.8993 | 0.0071558 | 16 | Industrial_2023_Achievable_MW_Before Competition Groups_16 | Process Optimization (Elec) | 0.7156% | 0 | 0.16386 | Industrial_2023_Achievable_MW_Before Competition Groups_Process Optimization (Elec)
Industrial | Ind ¦ Process Heat Recovery | 2023 | Economic | MW | Before Competition Groups | 2.5691 | 0 | 0 | 369.3637 | 0.0069556 | 17 | Industrial_2023_Economic_MW_Before Competition Groups_17 | Process Heat Recovery | 0.6956% | 0 | 2.5691 | Industrial_2023_Economic_MW_Before Competition Groups_Process Heat Recovery
Industrial | Ind ¦ Cooling Tower Optimization | 2023 | Technical | MW | Before Competition Groups | 4.061 | 0 | 0 | 605.9672 | 0.0067017 | 24 | Industrial_2023_Technical_MW_Before Competition Groups_24 | Cooling Tower Optimization | 0.6702% | 0 | 4.061 | Industrial_2023_Technical_MW_Before Competition Groups_Cooling Tower Optimization
Industrial | Ind ¦ VAV Conversion Project | 2023 | Technical | MW | Before Competition Groups | 4.0002 | 0 | 0 | 605.9672 | 0.0066013 | 25 | Industrial_2023_Technical_MW_Before Competition Groups_25 | VAV Conversion Project | 0.6601% | 0 | 4.0002 | Industrial_2023_Technical_MW_Before Competition Groups_VAV Conversion Project
Industrial | Ind ¦ Refiner Plate Improvements | 2023 | Achievable | MW | Before Competition Groups | 0.14847 | 0 | 0 | 22.8993 | 0.0064834 | 17 | Industrial_2023_Achievable_MW_Before Competition Groups_17 | Refiner Plate Improvements | 0.6483% | 0 | 0.14847 | Industrial_2023_Achievable_MW_Before Competition Groups_Refiner Plate Improvements
Industrial | Ind ¦ Refiner Plate Improvements | 2023 | Technical | MW | Before Competition Groups | 3.8976 | 0 | 0 | 605.9672 | 0.006432 | 26 | Industrial_2023_Technical_MW_Before Competition Groups_26 | Refiner Plate Improvements | 0.6432% | 0 | 3.8976 | Industrial_2023_Technical_MW_Before Competition Groups_Refiner Plate Improvements
Industrial | Ind ¦ Efficient Irrigation | 2023 | Technical | MW | Before Competition Groups | 3.6968 | 0 | 0 | 605.9672 | 0.0061007 | 27 | Industrial_2023_Technical_MW_Before Competition Groups_27 | Efficient Irrigation | 0.6101% | 0 | 3.6968 | Industrial_2023_Technical_MW_Before Competition Groups_Efficient Irrigation
Industrial | Ind ¦ Process Improvements | 2023 | Economic | MW | Before Competition Groups | 2.0911 | 0 | 0 | 369.3637 | 0.0056614 | 18 | Industrial_2023_Economic_MW_Before Competition Groups_18 | Process Improvements | 0.5661% | 0 | 2.0911 | Industrial_2023_Economic_MW_Before Competition Groups_Process Improvements
Industrial | Ind ¦ High Efficiency Battery Charger | 2023 | Economic | MW | Before Competition Groups | 1.8278 | 0 | 0 | 369.3637 | 0.0049484 | 19 | Industrial_2023_Economic_MW_Before Competition Groups_19 | High Efficiency Battery Charger | 0.4948% | 0 | 1.8278 | Industrial_2023_Economic_MW_Before Competition Groups_High Efficiency Battery Charger
Industrial | Ind ¦ High Efficiency Battery Charger | 2023 | Achievable | MW | Before Competition Groups | 0.10843 | 0 | 0 | 22.8993 | 0.004735 | 18 | Industrial_2023_Achievable_MW_Before Competition Groups_18 | High Efficiency Battery Charger | 0.4735% | 0 | 0.10843 | Industrial_2023_Achievable_MW_Before Competition Groups_High Efficiency Battery Charger
Industrial | Ind ¦ Process Heat Recovery | 2023 | Achievable | MW | Before Competition Groups | 0.10838 | 0 | 0 | 22.8993 | 0.0047331 | 19 | Industrial_2023_Achievable_MW_Before Competition Groups_19 | Process Heat Recovery | 0.4733% | 0 | 0.10838 | Industrial_2023_Achievable_MW_Before Competition Groups_Process Heat Recovery
Industrial | Ind ¦ Process Heat Recovery | 2023 | Technical | MW | Before Competition Groups | 2.5691 | 0 | 0 | 605.9672 | 0.0042397 | 28 | Industrial_2023_Technical_MW_Before Competition Groups_28 | Process Heat Recovery | 0.424% | 0 | 2.5691 | Industrial_2023_Technical_MW_Before Competition Groups_Process Heat Recovery
Industrial | Ind ¦ Synchronous Belts | 2023 | Technical | MW | Before Competition Groups | 2.5323 | 0 | 0 | 605.9672 | 0.004179 | 29 | Industrial_2023_Technical_MW_Before Competition Groups_29 | Synchronous Belts | 0.4179% | 0 | 2.5323 | Industrial_2023_Technical_MW_Before Competition Groups_Synchronous Belts
Industrial | Ind ¦ Process Improvements | 2023 | Achievable | MW | Before Competition Groups | 0.090164 | 0 | 0 | 22.8993 | 0.0039374 | 20 | Industrial_2023_Achievable_MW_Before Competition Groups_20 | Process Improvements | 0.3937% | 0 | 0.090164 | Industrial_2023_Achievable_MW_Before Competition Groups_Process Improvements
Industrial | Ind ¦ Process Improvements | 2023 | Technical | MW | Before Competition Groups | 2.0911 | 0 | 0 | 605.9672 | 0.0034509 | 30 | Industrial_2023_Technical_MW_Before Competition Groups_30 | Process Improvements | 0.3451% | 0 | 2.0911 | Industrial_2023_Technical_MW_Before Competition Groups_Process Improvements
Industrial | Ind ¦ Improved Controls - Process Heating | 2023 | Economic | MW | Before Competition Groups | 1.2573 | 0 | 0 | 369.3637 | 0.003404 | 20 | Industrial_2023_Economic_MW_Before Competition Groups_20 | Improved Controls - Process Heating | 0.3404% | 0 | 1.2573 | Industrial_2023_Economic_MW_Before Competition Groups_Improved Controls - Process Heating
Industrial | Ind ¦ High Efficiency Battery Charger | 2023 | Technical | MW | Before Competition Groups | 1.8278 | 0 | 0 | 605.9672 | 0.0030163 | 31 | Industrial_2023_Technical_MW_Before Competition Groups_31 | High Efficiency Battery Charger | 0.3016% | 0 | 1.8278 | Industrial_2023_Technical_MW_Before Competition Groups_High Efficiency Battery Charger
Industrial | Ind ¦ Refrigeration Compressor VFD | 2023 | Achievable | MW | Before Competition Groups | 0.067479 | 0 | 0 | 22.8993 | 0.0029468 | 21 | Industrial_2023_Achievable_MW_Before Competition Groups_21 | Refrigeration Compressor VFD | 0.2947% | 0 | 0.067479 | Industrial_2023_Achievable_MW_Before Competition Groups_Refrigeration Compressor VFD
Industrial | Ind ¦ Improved Controls - Process Heating | 2023 | Achievable | MW | Before Competition Groups | 0.055662 | 0 | 0 | 22.8993 | 0.0024307 | 22 | Industrial_2023_Achievable_MW_Before Competition Groups_22 | Improved Controls - Process Heating | 0.2431% | 0 | 0.055662 | Industrial_2023_Achievable_MW_Before Competition Groups_Improved Controls - Process Heating
Industrial | Ind ¦ Engine Block Heater Timer | 2023 | Economic | MW | Before Competition Groups | 0.8233 | 0 | 0 | 369.3637 | 0.002229 | 21 | Industrial_2023_Economic_MW_Before Competition Groups_21 | Engine Block Heater Timer | 0.2229% | 0 | 0.8233 | Industrial_2023_Economic_MW_Before Competition Groups_Engine Block Heater Timer
Industrial | Ind ¦ Improved Controls - Process Heating | 2023 | Technical | MW | Before Competition Groups | 1.2573 | 0 | 0 | 605.9672 | 0.0020749 | 32 | Industrial_2023_Technical_MW_Before Competition Groups_32 | Improved Controls - Process Heating | 0.2075% | 0 | 1.2573 | Industrial_2023_Technical_MW_Before Competition Groups_Improved Controls - Process Heating
Industrial | Ind ¦ Refrigeration Compressor VFD | 2023 | Technical | MW | Before Competition Groups | 1.0809 | 0 | 0 | 605.9672 | 0.0017838 | 33 | Industrial_2023_Technical_MW_Before Competition Groups_33 | Refrigeration Compressor VFD | 0.1784% | 0 | 1.0809 | Industrial_2023_Technical_MW_Before Competition Groups_Refrigeration Compressor VFD
Industrial | Ind ¦ Dairy Pre-Cooler | 2023 | Technical | MW | Before Competition Groups | 0.95683 | 0 | 0 | 605.9672 | 0.001579 | 34 | Industrial_2023_Technical_MW_Before Competition Groups_34 | Dairy Pre-Cooler | 0.1579% | 0 | 0.95683 | Industrial_2023_Technical_MW_Before Competition Groups_Dairy Pre-Cooler
Industrial | Ind ¦ Engine Block Heater Timer | 2023 | Achievable | MW | Before Competition Groups | 0.03526 | 0 | 0 | 22.8993 | 0.0015398 | 23 | Industrial_2023_Achievable_MW_Before Competition Groups_23 | Engine Block Heater Timer | 0.154% | 0 | 0.03526 | Industrial_2023_Achievable_MW_Before Competition Groups_Engine Block Heater Timer
Industrial | Ind ¦ Efficient Transformer | 2023 | Technical | MW | Before Competition Groups | 0.91696 | 0 | 0 | 605.9672 | 0.0015132 | 35 | Industrial_2023_Technical_MW_Before Competition Groups_35 | Efficient Transformer | 0.1513% | 0 | 0.91696 | Industrial_2023_Technical_MW_Before Competition Groups_Efficient Transformer
Industrial | Ind ¦ Dairy Pre-Cooler | 2023 | Achievable | MW | Before Competition Groups | 0.031798 | 0 | 0 | 22.8993 | 0.0013886 | 24 | Industrial_2023_Achievable_MW_Before Competition Groups_24 | Dairy Pre-Cooler | 0.1389% | 0 | 0.031798 | Industrial_2023_Achievable_MW_Before Competition Groups_Dairy Pre-Cooler
Industrial | Ind ¦ Engine Block Heater Timer | 2023 | Technical | MW | Before Competition Groups | 0.8233 | 0 | 0 | 605.9672 | 0.0013587 | 36 | Industrial_2023_Technical_MW_Before Competition Groups_36 | Engine Block Heater Timer | 0.1359% | 0 | 0.8233 | Industrial_2023_Technical_MW_Before Competition Groups_Engine Block Heater Timer
Industrial | Ind ¦ High Efficiency Welders | 2023 | Technical | MW | Before Competition Groups | 0.79437 | 0 | 0 | 605.9672 | 0.0013109 | 37 | Industrial_2023_Technical_MW_Before Competition Groups_37 | High Efficiency Welders | 0.1311% | 0 | 0.79437 | Industrial_2023_Technical_MW_Before Competition Groups_High Efficiency Welders
Industrial | Ind ¦ Ventilation Optimization | 2023 | Economic | MW | Before Competition Groups | 0.4471 | 0 | 0 | 369.3637 | 0.0012105 | 22 | Industrial_2023_Economic_MW_Before Competition Groups_22 | Ventilation Optimization | 0.121% | 0 | 0.4471 | Industrial_2023_Economic_MW_Before Competition Groups_Ventilation Optimization
Industrial | Ind ¦ Efficient Irrigation | 2023 | Economic | MW | Before Competition Groups | 0.446 | 0 | 0 | 369.3637 | 0.0012075 | 23 | Industrial_2023_Economic_MW_Before Competition Groups_23 | Efficient Irrigation | 0.1207% | 0 | 0.446 | Industrial_2023_Economic_MW_Before Competition Groups_Efficient Irrigation
Industrial | Ind ¦ Efficient Refrigeration Compressor | 2023 | Achievable | MW | Before Competition Groups | 0.024108 | 0 | 0 | 22.8993 | 0.0010528 | 25 | Industrial_2023_Achievable_MW_Before Competition Groups_25 | Efficient Refrigeration Compressor | 0.1053% | 0 | 0.024108 | Industrial_2023_Achievable_MW_Before Competition Groups_Efficient Refrigeration Compressor
Industrial | Ind ¦ Air Compressor Heat Recovery | 2023 | Economic | MW | Before Competition Groups | 0.33166 | 0 | 0 | 369.3637 | 0.00089792 | 24 | Industrial_2023_Economic_MW_Before Competition Groups_24 | Air Compressor Heat Recovery | 0.08979% | 0 | 0.33166 | Industrial_2023_Economic_MW_Before Competition Groups_Air Compressor Heat Recovery
Industrial | Ind ¦ Air Compressor Heat Recovery | 2023 | Achievable | MW | Before Competition Groups | 0.014429 | 0 | 0 | 22.8993 | 0.00063009 | 26 | Industrial_2023_Achievable_MW_Before Competition Groups_26 | Air Compressor Heat Recovery | 0.06301% | 0 | 0.014429 | Industrial_2023_Achievable_MW_Before Competition Groups_Air Compressor Heat Recovery
Industrial | Ind ¦ Air Compressor Heat Recovery | 2023 | Technical | MW | Before Competition Groups | 0.33166 | 0 | 0 | 605.9672 | 0.00054732 | 38 | Industrial_2023_Technical_MW_Before Competition Groups_38 | Air Compressor Heat Recovery | 0.05473% | 0 | 0.33166 | Industrial_2023_Technical_MW_Before Competition Groups_Air Compressor Heat Recovery
Industrial | Ind ¦ Efficient Refrigeration Compressor | 2023 | Economic | MW | Before Competition Groups | 0.19395 | 0 | 0 | 369.3637 | 0.00052509 | 25 | Industrial_2023_Economic_MW_Before Competition Groups_25 | Efficient Refrigeration Compressor | 0.05251% | 0 | 0.19395 | Industrial_2023_Economic_MW_Before Competition Groups_Efficient Refrigeration Compressor
Industrial | Ind ¦ Creep Heat Controller | 2023 | Technical | MW | Before Competition Groups | 0.29175 | 0 | 0 | 605.9672 | 0.00048147 | 39 | Industrial_2023_Technical_MW_Before Competition Groups_39 | Creep Heat Controller | 0.04815% | 0 | 0.29175 | Industrial_2023_Technical_MW_Before Competition Groups_Creep Heat Controller
Industrial | Ind ¦ Optimize Compressed Air Dryer | 2023 | Technical | MW | Before Competition Groups | 0.23985 | 0 | 0 | 605.9672 | 0.00039582 | 40 | Industrial_2023_Technical_MW_Before Competition Groups_40 | Optimize Compressed Air Dryer | 0.03958% | 0 | 0.23985 | Industrial_2023_Technical_MW_Before Competition Groups_Optimize Compressed Air Dryer
Industrial | Ind ¦ Dairy Pre-Cooler | 2023 | Economic | MW | Before Competition Groups | 0.1394 | 0 | 0 | 369.3637 | 0.0003774 | 26 | Industrial_2023_Economic_MW_Before Competition Groups_26 | Dairy Pre-Cooler | 0.03774% | 0 | 0.1394 | Industrial_2023_Economic_MW_Before Competition Groups_Dairy Pre-Cooler
Industrial | Ind ¦ Efficient Refrigeration Compressor | 2023 | Technical | MW | Before Competition Groups | 0.19395 | 0 | 0 | 605.9672 | 0.00032007 | 41 | Industrial_2023_Technical_MW_Before Competition Groups_41 | Efficient Refrigeration Compressor | 0.03201% | 0 | 0.19395 | Industrial_2023_Technical_MW_Before Competition Groups_Efficient Refrigeration Compressor
Industrial | Ind ¦ Refrigeration Compressor VFD | 2023 | Economic | MW | Before Competition Groups | 0.10811 | 0 | 0 | 369.3637 | 0.00029269 | 27 | Industrial_2023_Economic_MW_Before Competition Groups_27 | Refrigeration Compressor VFD | 0.02927% | 0 | 0.10811 | Industrial_2023_Economic_MW_Before Competition Groups_Refrigeration Compressor VFD
Industrial | Ind ¦ Heat Lamps/Heat Pad | 2023 | Technical | MW | Before Competition Groups | 0.17602 | 0 | 0 | 605.9672 | 0.00029048 | 42 | Industrial_2023_Technical_MW_Before Competition Groups_42 | Heat Lamps/Heat Pad | 0.02905% | 0 | 0.17602 | Industrial_2023_Technical_MW_Before Competition Groups_Heat Lamps/Heat Pad
Industrial | Ind ¦ Cooling Tower Optimization | 2023 | Achievable | MW | Before Competition Groups | 0 | 0 | 0 | 22.8993 | 0 | 27 | Industrial_2023_Achievable_MW_Before Competition Groups_27 | Cooling Tower Optimization | 0% | 0 | 0 | Industrial_2023_Achievable_MW_Before Competition Groups_Cooling Tower Optimization
Industrial | Ind ¦ Cooling Tower Optimization | 2023 | Economic | MW | Before Competition Groups | 0 | 0 | 0 | 369.3637 | 0 | 28 | Industrial_2023_Economic_MW_Before Competition Groups_28 | Cooling Tower Optimization | 0% | 0 | 0 | Industrial_2023_Economic_MW_Before Competition Groups_Cooling Tower Optimization
Industrial | Ind ¦ Creep Heat Controller | 2023 | Achievable | MW | Before Competition Groups | 0 | 0 | 0 | 22.8993 | 0 | 28 | Industrial_2023_Achievable_MW_Before Competition Groups_28 | Creep Heat Controller | 0% | 0 | 0 | Industrial_2023_Achievable_MW_Before Competition Groups_Creep Heat Controller
Industrial | Ind ¦ Creep Heat Controller | 2023 | Economic | MW | Before Competition Groups | 0 | 0 | 0 | 369.3637 | 0 | 29 | Industrial_2023_Economic_MW_Before Competition Groups_29 | Creep Heat Controller | 0% | 0 | 0 | Industrial_2023_Economic_MW_Before Competition Groups_Creep Heat Controller
Industrial | Ind ¦ Efficient Irrigation | 2023 | Achievable | MW | Before Competition Groups | 0 | 0 | 0 | 22.8993 | 0 | 29 | Industrial_2023_Achievable_MW_Before Competition Groups_29 | Efficient Irrigation | 0% | 0 | 0 | Industrial_2023_Achievable_MW_Before Competition Groups_Efficient Irrigation
Industrial | Ind ¦ Efficient Transformer | 2023 | Achievable | MW | Before Competition Groups | 0 | 0 | 0 | 22.8993 | 0 | 30 | Industrial_2023_Achievable_MW_Before Competition Groups_30 | Efficient Transformer | 0% | 0 | 0 | Industrial_2023_Achievable_MW_Before Competition Groups_Efficient Transformer
Industrial | Ind ¦ Efficient Transformer | 2023 | Economic | MW | Before Competition Groups | 0 | 0 | 0 | 369.3637 | 0 | 30 | Industrial_2023_Economic_MW_Before Competition Groups_30 | Efficient Transformer | 0% | 0 | 0 | Industrial_2023_Economic_MW_Before Competition Groups_Efficient Transformer
Industrial | Ind ¦ Free Cooling | 2023 | Achievable | MW | Before Competition Groups | 0 | 0 | 0 | 22.8993 | 0 | 31 | Industrial_2023_Achievable_MW_Before Competition Groups_31 | Free Cooling | 0% | 0 | 0 | Industrial_2023_Achievable_MW_Before Competition Groups_Free Cooling
Industrial | Ind ¦ Free Cooling | 2023 | Economic | MW | Before Competition Groups | 0 | 0 | 0 | 369.3637 | 0 | 31 | Industrial_2023_Economic_MW_Before Competition Groups_31 | Free Cooling | 0% | 0 | 0 | Industrial_2023_Economic_MW_Before Competition Groups_Free Cooling
Industrial | Ind ¦ HE Lighting | 2023 | Achievable | MW | Before Competition Groups | 0 | 0 | 0 | 22.8993 | 0 | 32 | Industrial_2023_Achievable_MW_Before Competition Groups_32 | HE Lighting | 0% | 0 | 0 | Industrial_2023_Achievable_MW_Before Competition Groups_HE Lighting
Industrial | Ind ¦ HE Lighting | 2023 | Economic | MW | Before Competition Groups | 0 | 0 | 0 | 369.3637 | 0 | 32 | Industrial_2023_Economic_MW_Before Competition Groups_32 | HE Lighting | 0% | 0 | 0 | Industrial_2023_Economic_MW_Before Competition Groups_HE Lighting
Industrial | Ind ¦ Heat Lamps/Heat Pad | 2023 | Achievable | MW | Before Competition Groups | 0 | 0 | 0 | 22.8993 | 0 | 33 | Industrial_2023_Achievable_MW_Before Competition Groups_33 | Heat Lamps/Heat Pad | 0% | 0 | 0 | Industrial_2023_Achievable_MW_Before Competition Groups_Heat Lamps/Heat Pad
Industrial | Ind ¦ Heat Lamps/Heat Pad | 2023 | Economic | MW | Before Competition Groups | 0 | 0 | 0 | 369.3637 | 0 | 33 | Industrial_2023_Economic_MW_Before Competition Groups_33 | Heat Lamps/Heat Pad | 0% | 0 | 0 | Industrial_2023_Economic_MW_Before Competition Groups_Heat Lamps/Heat Pad
Industrial | Ind ¦ High Efficiency Welders | 2023 | Achievable | MW | Before Competition Groups | 0 | 0 | 0 | 22.8993 | 0 | 34 | Industrial_2023_Achievable_MW_Before Competition Groups_34 | High Efficiency Welders | 0% | 0 | 0 | Industrial_2023_Achievable_MW_Before Competition Groups_High Efficiency Welders
Industrial | Ind ¦ High Efficiency Welders | 2023 | Economic | MW | Before Competition Groups | 0 | 0 | 0 | 369.3637 | 0 | 34 | Industrial_2023_Economic_MW_Before Competition Groups_34 | High Efficiency Welders | 0% | 0 | 0 | Industrial_2023_Economic_MW_Before Competition Groups_High Efficiency Welders
Industrial | Ind ¦ HVLS Fans | 2023 | Achievable | MW | Before Competition Groups | 0 | 0 | 0 | 22.8993 | 0 | 35 | Industrial_2023_Achievable_MW_Before Competition Groups_35 | HVLS Fans | 0% | 0 | 0 | Industrial_2023_Achievable_MW_Before Competition Groups_HVLS Fans
Industrial | Ind ¦ HVLS Fans | 2023 | Economic | MW | Before Competition Groups | 0 | 0 | 0 | 369.3637 | 0 | 35 | Industrial_2023_Economic_MW_Before Competition Groups_35 | HVLS Fans | 0% | 0 | 0 | Industrial_2023_Economic_MW_Before Competition Groups_HVLS Fans
Industrial | Ind ¦ Optimize Compressed Air Dryer | 2023 | Achievable | MW | Before Competition Groups | 0 | 0 | 0 | 22.8993 | 0 | 36 | Industrial_2023_Achievable_MW_Before Competition Groups_36 | Optimize Compressed Air Dryer | 0% | 0 | 0 | Industrial_2023_Achievable_MW_Before Competition Groups_Optimize Compressed Air Dryer
Industrial | Ind ¦ Optimize Compressed Air Dryer | 2023 | Economic | MW | Before Competition Groups | 0 | 0 | 0 | 369.3637 | 0 | 36 | Industrial_2023_Economic_MW_Before Competition Groups_36 | Optimize Compressed Air Dryer | 0% | 0 | 0 | Industrial_2023_Economic_MW_Before Competition Groups_Optimize Compressed Air Dryer
Industrial | Ind ¦ Premium Efficient Motors | 2023 | Achievable | MW | Before Competition Groups | 0 | 0 | 0 | 22.8993 | 0 | 37 | Industrial_2023_Achievable_MW_Before Competition Groups_37 | Premium Efficient Motors | 0% | 0 | 0 | Industrial_2023_Achievable_MW_Before Competition Groups_Premium Efficient Motors
Industrial | Ind ¦ Premium Efficient Motors | 2023 | Economic | MW | Before Competition Groups | 0 | 0 | 0 | 369.3637 | 0 | 37 | Industrial_2023_Economic_MW_Before Competition Groups_37 | Premium Efficient Motors | 0% | 0 | 0 | Industrial_2023_Economic_MW_Before Competition Groups_Premium Efficient Motors
Industrial | Ind ¦ Synchronous Belts | 2023 | Achievable | MW | Before Competition Groups | 0 | 0 | 0 | 22.8993 | 0 | 38 | Industrial_2023_Achievable_MW_Before Competition Groups_38 | Synchronous Belts | 0% | 0 | 0 | Industrial_2023_Achievable_MW_Before Competition Groups_Synchronous Belts
Industrial | Ind ¦ Synchronous Belts | 2023 | Economic | MW | Before Competition Groups | 0 | 0 | 0 | 369.3637 | 0 | 38 | Industrial_2023_Economic_MW_Before Competition Groups_38 | Synchronous Belts | 0% | 0 | 0 | Industrial_2023_Economic_MW_Before Competition Groups_Synchronous Belts
Industrial | Ind ¦ Air Leak Survey and Repair | 2024 | Economic | MW | Before Competition Groups | 71.4034 | 0 | 0 | 405.6239 | 0.17603 | 1 | Industrial_2024_Economic_MW_Before Competition Groups_1 | Air Leak Survey and Repair | 17.6% | 0 | 71.4034 | Industrial_2024_Economic_MW_Before Competition Groups_Air Leak Survey and Repair
Industrial | Ind ¦ Pump System Optimization | 2024 | Achievable | MW | Before Competition Groups | 7.692 | 0 | 0 | 49.5953 | 0.1551 | 1 | Industrial_2024_Achievable_MW_Before Competition Groups_1 | Pump System Optimization | 15.51% | 0 | 7.692 | Industrial_2024_Achievable_MW_Before Competition Groups_Pump System Optimization
Industrial | Ind ¦ Recommissioning | 2024 | Economic | MW | Before Competition Groups | 55.6921 | 0 | 0 | 405.6239 | 0.1373 | 2 | Industrial_2024_Economic_MW_Before Competition Groups_2 | Recommissioning | 13.73% | 0 | 55.6921 | Industrial_2024_Economic_MW_Before Competition Groups_Recommissioning
Industrial | Ind ¦ SEM | 2024 | Economic | MW | Before Competition Groups | 55.6921 | 0 | 0 | 405.6239 | 0.1373 | 3 | Industrial_2024_Economic_MW_Before Competition Groups_3 | SEM | 13.73% | 0 | 55.6921 | Industrial_2024_Economic_MW_Before Competition Groups_SEM
Industrial | Ind ¦ Air Leak Survey and Repair | 2024 | Achievable | MW | Before Competition Groups | 6.6594 | 0 | 0 | 49.5953 | 0.13427 | 2 | Industrial_2024_Achievable_MW_Before Competition Groups_2 | Air Leak Survey and Repair | 13.43% | 0 | 6.6594 | Industrial_2024_Achievable_MW_Before Competition Groups_Air Leak Survey and Repair
Industrial | Ind ¦ Air Compressor Optimization | 2024 | Achievable | MW | Before Competition Groups | 5.8753 | 0 | 0 | 49.5953 | 0.11847 | 3 | Industrial_2024_Achievable_MW_Before Competition Groups_3 | Air Compressor Optimization | 11.85% | 0 | 5.8753 | Industrial_2024_Achievable_MW_Before Competition Groups_Air Compressor Optimization
Industrial | Ind ¦ Pump System Optimization | 2024 | Technical | MW | Before Competition Groups | 72.2099 | 0 | 0 | 644.8437 | 0.11198 | 1 | Industrial_2024_Technical_MW_Before Competition Groups_1 | Pump System Optimization | 11.2% | 0 | 72.2099 | Industrial_2024_Technical_MW_Before Competition Groups_Pump System Optimization
Industrial | Ind ¦ Air Leak Survey and Repair | 2024 | Technical | MW | Before Competition Groups | 71.4034 | 0 | 0 | 644.8437 | 0.11073 | 2 | Industrial_2024_Technical_MW_Before Competition Groups_2 | Air Leak Survey and Repair | 11.07% | 0 | 71.4034 | Industrial_2024_Technical_MW_Before Competition Groups_Air Leak Survey and Repair
Industrial | Ind ¦ Recommissioning | 2024 | Achievable | MW | Before Competition Groups | 5.2205 | 0 | 0 | 49.5953 | 0.10526 | 4 | Industrial_2024_Achievable_MW_Before Competition Groups_4 | Recommissioning | 10.53% | 0 | 5.2205 | Industrial_2024_Achievable_MW_Before Competition Groups_Recommissioning
Industrial | Ind ¦ SEM | 2024 | Achievable | MW | Before Competition Groups | 5.2205 | 0 | 0 | 49.5953 | 0.10526 | 5 | Industrial_2024_Achievable_MW_Before Competition Groups_5 | SEM | 10.53% | 0 | 5.2205 | Industrial_2024_Achievable_MW_Before Competition Groups_SEM
Industrial | Ind ¦ HE Lighting | 2024 | Technical | MW | Before Competition Groups | 64.6255 | 0 | 0 | 644.8437 | 0.10022 | 3 | Industrial_2024_Technical_MW_Before Competition Groups_3 | HE Lighting | 10.02% | 0 | 64.6255 | Industrial_2024_Technical_MW_Before Competition Groups_HE Lighting
Industrial | Ind ¦ Air Compressor Optimization | 2024 | Economic | MW | Before Competition Groups | 40.0211 | 0 | 0 | 405.6239 | 0.098666 | 4 | Industrial_2024_Economic_MW_Before Competition Groups_4 | Air Compressor Optimization | 9.867% | 0 | 40.0211 | Industrial_2024_Economic_MW_Before Competition Groups_Air Compressor Optimization
Industrial | Ind ¦ Recommissioning | 2024 | Technical | MW | Before Competition Groups | 55.6921 | 0 | 0 | 644.8437 | 0.086365 | 4 | Industrial_2024_Technical_MW_Before Competition Groups_4 | Recommissioning | 8.637% | 0 | 55.6921 | Industrial_2024_Technical_MW_Before Competition Groups_Recommissioning
Industrial | Ind ¦ SEM | 2024 | Technical | MW | Before Competition Groups | 55.6921 | 0 | 0 | 644.8437 | 0.086365 | 5 | Industrial_2024_Technical_MW_Before Competition Groups_5 | SEM | 8.637% | 0 | 55.6921 | Industrial_2024_Technical_MW_Before Competition Groups_SEM
Industrial | Ind ¦ Efficient Compressed Air Nozzles | 2024 | Economic | MW | Before Competition Groups | 34.0722 | 0 | 0 | 405.6239 | 0.084 | 5 | Industrial_2024_Economic_MW_Before Competition Groups_5 | Efficient Compressed Air Nozzles | 8.4% | 0 | 34.0722 | Industrial_2024_Economic_MW_Before Competition Groups_Efficient Compressed Air Nozzles
Industrial | Ind ¦ Pump Equipment Upgrade | 2024 | Achievable | MW | Before Competition Groups | 3.4652 | 0 | 0 | 49.5953 | 0.069869 | 6 | Industrial_2024_Achievable_MW_Before Competition Groups_6 | Pump Equipment Upgrade | 6.987% | 0 | 3.4652 | Industrial_2024_Achievable_MW_Before Competition Groups_Pump Equipment Upgrade
Industrial | Ind ¦ Air Compressor Optimization | 2024 | Technical | MW | Before Competition Groups | 40.0211 | 0 | 0 | 644.8437 | 0.062063 | 6 | Industrial_2024_Technical_MW_Before Competition Groups_6 | Air Compressor Optimization | 6.206% | 0 | 40.0211 | Industrial_2024_Technical_MW_Before Competition Groups_Air Compressor Optimization
Industrial | Ind ¦ High Efficiency HVAC Fans | 2024 | Achievable | MW | Before Competition Groups | 2.999 | 0 | 0 | 49.5953 | 0.06047 | 7 | Industrial_2024_Achievable_MW_Before Competition Groups_7 | High Efficiency HVAC Fans | 6.047% | 0 | 2.999 | Industrial_2024_Achievable_MW_Before Competition Groups_High Efficiency HVAC Fans
Industrial | Ind ¦ High Efficiency HVAC Fans | 2024 | Economic | MW | Before Competition Groups | 23.6836 | 0 | 0 | 405.6239 | 0.058388 | 6 | Industrial_2024_Economic_MW_Before Competition Groups_6 | High Efficiency HVAC Fans | 5.839% | 0 | 23.6836 | Industrial_2024_Economic_MW_Before Competition Groups_High Efficiency HVAC Fans
Industrial | Ind ¦ Greenhouse Grow Lights | 2024 | Technical | MW | Before Competition Groups | 36.1836 | 0 | 0 | 644.8437 | 0.056112 | 7 | Industrial_2024_Technical_MW_Before Competition Groups_7 | Greenhouse Grow Lights | 5.611% | 0 | 36.1836 | Industrial_2024_Technical_MW_Before Competition Groups_Greenhouse Grow Lights
Industrial | Ind ¦ Efficient Compressed Air Nozzles | 2024 | Achievable | MW | Before Competition Groups | 2.7033 | 0 | 0 | 49.5953 | 0.054507 | 8 | Industrial_2024_Achievable_MW_Before Competition Groups_8 | Efficient Compressed Air Nozzles | 5.451% | 0 | 2.7033 | Industrial_2024_Achievable_MW_Before Competition Groups_Efficient Compressed Air Nozzles
Industrial | Ind ¦ Pump Equipment Upgrade | 2024 | Technical | MW | Before Competition Groups | 34.4689 | 0 | 0 | 644.8437 | 0.053453 | 8 | Industrial_2024_Technical_MW_Before Competition Groups_8 | Pump Equipment Upgrade | 5.345% | 0 | 34.4689 | Industrial_2024_Technical_MW_Before Competition Groups_Pump Equipment Upgrade
Industrial | Ind ¦ Efficient Compressed Air Nozzles | 2024 | Technical | MW | Before Competition Groups | 34.0722 | 0 | 0 | 644.8437 | 0.052838 | 9 | Industrial_2024_Technical_MW_Before Competition Groups_9 | Efficient Compressed Air Nozzles | 5.284% | 0 | 34.0722 | Industrial_2024_Technical_MW_Before Competition Groups_Efficient Compressed Air Nozzles
Industrial | Ind ¦ Process Optimization (Elec) | 2024 | Economic | MW | Before Competition Groups | 20.593 | 0 | 0 | 405.6239 | 0.050769 | 7 | Industrial_2024_Economic_MW_Before Competition Groups_7 | Process Optimization (Elec) | 5.077% | 0 | 20.593 | Industrial_2024_Economic_MW_Before Competition Groups_Process Optimization (Elec)
Industrial | Ind ¦ Pump System Optimization | 2024 | Economic | MW | Before Competition Groups | 19.733 | 0 | 0 | 405.6239 | 0.048648 | 8 | Industrial_2024_Economic_MW_Before Competition Groups_8 | Pump System Optimization | 4.865% | 0 | 19.733 | Industrial_2024_Economic_MW_Before Competition Groups_Pump System Optimization
Industrial | Ind ¦ Greenhouse Grow Lights | 2024 | Achievable | MW | Before Competition Groups | 2.0622 | 0 | 0 | 49.5953 | 0.04158 | 9 | Industrial_2024_Achievable_MW_Before Competition Groups_9 | Greenhouse Grow Lights | 4.158% | 0 | 2.0622 | Industrial_2024_Achievable_MW_Before Competition Groups_Greenhouse Grow Lights
Industrial | Ind ¦ Fan System Optimization | 2024 | Achievable | MW | Before Competition Groups | 1.9853 | 0 | 0 | 49.5953 | 0.040029 | 10 | Industrial_2024_Achievable_MW_Before Competition Groups_10 | Fan System Optimization | 4.003% | 0 | 1.9853 | Industrial_2024_Achievable_MW_Before Competition Groups_Fan System Optimization
Industrial | Ind ¦ Improved Controls - Process Cooling | 2024 | Economic | MW | Before Competition Groups | 15.8765 | 0 | 0 | 405.6239 | 0.039141 | 9 | Industrial_2024_Economic_MW_Before Competition Groups_9 | Improved Controls - Process Cooling | 3.914% | 0 | 15.8765 | Industrial_2024_Economic_MW_Before Competition Groups_Improved Controls - Process Cooling
Industrial | Ind ¦ Fan System Optimization | 2024 | Economic | MW | Before Competition Groups | 15.5113 | 0 | 0 | 405.6239 | 0.038241 | 10 | Industrial_2024_Economic_MW_Before Competition Groups_10 | Fan System Optimization | 3.824% | 0 | 15.5113 | Industrial_2024_Economic_MW_Before Competition Groups_Fan System Optimization
Industrial | Ind ¦ High Efficiency HVAC Fans | 2024 | Technical | MW | Before Competition Groups | 23.6836 | 0 | 0 | 644.8437 | 0.036728 | 10 | Industrial_2024_Technical_MW_Before Competition Groups_10 | High Efficiency HVAC Fans | 3.673% | 0 | 23.6836 | Industrial_2024_Technical_MW_Before Competition Groups_High Efficiency HVAC Fans
Industrial | Ind ¦ Process Optimization (Elec) | 2024 | Technical | MW | Before Competition Groups | 20.593 | 0 | 0 | 644.8437 | 0.031935 | 11 | Industrial_2024_Technical_MW_Before Competition Groups_11 | Process Optimization (Elec) | 3.193% | 0 | 20.593 | Industrial_2024_Technical_MW_Before Competition Groups_Process Optimization (Elec)
Industrial | Ind ¦ Improved Controls - Process Cooling | 2024 | Achievable | MW | Before Competition Groups | 1.4903 | 0 | 0 | 49.5953 | 0.030049 | 11 | Industrial_2024_Achievable_MW_Before Competition Groups_11 | Improved Controls - Process Cooling | 3.005% | 0 | 1.4903 | Industrial_2024_Achievable_MW_Before Competition Groups_Improved Controls - Process Cooling
Industrial | Ind ¦ Premium Efficient Motors | 2024 | Technical | MW | Before Competition Groups | 16.2633 | 0 | 0 | 644.8437 | 0.025221 | 12 | Industrial_2024_Technical_MW_Before Competition Groups_12 | Premium Efficient Motors | 2.522% | 0 | 16.2633 | Industrial_2024_Technical_MW_Before Competition Groups_Premium Efficient Motors
Industrial | Ind ¦ Improved Controls - Process Cooling | 2024 | Technical | MW | Before Competition Groups | 15.8765 | 0 | 0 | 644.8437 | 0.024621 | 13 | Industrial_2024_Technical_MW_Before Competition Groups_13 | Improved Controls - Process Cooling | 2.462% | 0 | 15.8765 | Industrial_2024_Technical_MW_Before Competition Groups_Improved Controls - Process Cooling
Industrial | Ind ¦ Fan System Optimization | 2024 | Technical | MW | Before Competition Groups | 15.5113 | 0 | 0 | 644.8437 | 0.024054 | 14 | Industrial_2024_Technical_MW_Before Competition Groups_14 | Fan System Optimization | 2.405% | 0 | 15.5113 | Industrial_2024_Technical_MW_Before Competition Groups_Fan System Optimization
Industrial | Ind ¦ Greenhouse Grow Lights | 2024 | Economic | MW | Before Competition Groups | 8.25 | 0 | 0 | 405.6239 | 0.020339 | 11 | Industrial_2024_Economic_MW_Before Competition Groups_11 | Greenhouse Grow Lights | 2.034% | 0 | 8.25 | Industrial_2024_Economic_MW_Before Competition Groups_Greenhouse Grow Lights
Industrial | Ind ¦ Pulp and Paper Process Improvements | 2024 | Economic | MW | Before Competition Groups | 7.5583 | 0 | 0 | 405.6239 | 0.018634 | 12 | Industrial_2024_Economic_MW_Before Competition Groups_12 | Pulp and Paper Process Improvements | 1.863% | 0 | 7.5583 | Industrial_2024_Economic_MW_Before Competition Groups_Pulp and Paper Process Improvements
Industrial | Ind ¦ HE Lighting | 2024 | Economic | MW | Before Competition Groups | 6.7302 | 0 | 0 | 405.6239 | 0.016592 | 13 | Industrial_2024_Economic_MW_Before Competition Groups_13 | HE Lighting | 1.659% | 0 | 6.7302 | Industrial_2024_Economic_MW_Before Competition Groups_HE Lighting
Industrial | Ind ¦ Material Handling Improvements | 2024 | Achievable | MW | Before Competition Groups | 0.81777 | 0 | 0 | 49.5953 | 0.016489 | 12 | Industrial_2024_Achievable_MW_Before Competition Groups_12 | Material Handling Improvements | 1.649% | 0 | 0.81777 | Industrial_2024_Achievable_MW_Before Competition Groups_Material Handling Improvements
Industrial | Ind ¦ Pump Equipment Upgrade | 2024 | Economic | MW | Before Competition Groups | 6.1698 | 0 | 0 | 405.6239 | 0.015211 | 14 | Industrial_2024_Economic_MW_Before Competition Groups_14 | Pump Equipment Upgrade | 1.521% | 0 | 6.1698 | Industrial_2024_Economic_MW_Before Competition Groups_Pump Equipment Upgrade
Industrial | Ind ¦ Pulp and Paper Process Improvements | 2024 | Achievable | MW | Before Competition Groups | 0.66874 | 0 | 0 | 49.5953 | 0.013484 | 13 | Industrial_2024_Achievable_MW_Before Competition Groups_13 | Pulp and Paper Process Improvements | 1.348% | 0 | 0.66874 | Industrial_2024_Achievable_MW_Before Competition Groups_Pulp and Paper Process Improvements
Industrial | Ind ¦ HE HVAC Controls | 2024 | Technical | MW | Before Competition Groups | 8.3309 | 0 | 0 | 644.8437 | 0.012919 | 15 | Industrial_2024_Technical_MW_Before Competition Groups_15 | HE HVAC Controls | 1.292% | 0 | 8.3309 | Industrial_2024_Technical_MW_Before Competition Groups_HE HVAC Controls
Industrial | Ind ¦ Material Handling Improvements | 2024 | Economic | MW | Before Competition Groups | 4.8832 | 0 | 0 | 405.6239 | 0.012039 | 15 | Industrial_2024_Economic_MW_Before Competition Groups_15 | Material Handling Improvements | 1.204% | 0 | 4.8832 | Industrial_2024_Economic_MW_Before Competition Groups_Material Handling Improvements
Industrial | Ind ¦ Pulp and Paper Process Improvements | 2024 | Technical | MW | Before Competition Groups | 7.5583 | 0 | 0 | 644.8437 | 0.011721 | 16 | Industrial_2024_Technical_MW_Before Competition Groups_16 | Pulp and Paper Process Improvements | 1.172% | 0 | 7.5583 | Industrial_2024_Technical_MW_Before Competition Groups_Pulp and Paper Process Improvements
Industrial | Ind ¦ Free Cooling | 2024 | Technical | MW | Before Competition Groups | 6.8384 | 0 | 0 | 644.8437 | 0.010605 | 17 | Industrial_2024_Technical_MW_Before Competition Groups_17 | Free Cooling | 1.06% | 0 | 6.8384 | Industrial_2024_Technical_MW_Before Competition Groups_Free Cooling
Industrial | Ind ¦ Refiner Plate Improvements | 2024 | Economic | MW | Before Competition Groups | 4.181 | 0 | 0 | 405.6239 | 0.010308 | 16 | Industrial_2024_Economic_MW_Before Competition Groups_16 | Refiner Plate Improvements | 1.031% | 0 | 4.181 | Industrial_2024_Economic_MW_Before Competition Groups_Refiner Plate Improvements
Industrial | Ind ¦ Ventilation Optimization | 2024 | Technical | MW | Before Competition Groups | 6.594 | 0 | 0 | 644.8437 | 0.010226 | 18 | Industrial_2024_Technical_MW_Before Competition Groups_18 | Ventilation Optimization | 1.023% | 0 | 6.594 | Industrial_2024_Technical_MW_Before Competition Groups_Ventilation Optimization
Industrial | Ind ¦ VAV Conversion Project | 2024 | Economic | MW | Before Competition Groups | 3.9997 | 0 | 0 | 405.6239 | 0.0098606 | 17 | Industrial_2024_Economic_MW_Before Competition Groups_17 | VAV Conversion Project | 0.9861% | 0 | 3.9997 | Industrial_2024_Economic_MW_Before Competition Groups_VAV Conversion Project
Industrial | Ind ¦ HE HVAC Units | 2024 | Technical | MW | Before Competition Groups | 5.5195 | 0 | 0 | 644.8437 | 0.0085594 | 19 | Industrial_2024_Technical_MW_Before Competition Groups_19 | HE HVAC Units | 0.8559% | 0 | 5.5195 | Industrial_2024_Technical_MW_Before Competition Groups_HE HVAC Units
Industrial | Ind ¦ HVLS Fans | 2024 | Technical | MW | Before Competition Groups | 5.4518 | 0 | 0 | 644.8437 | 0.0084545 | 20 | Industrial_2024_Technical_MW_Before Competition Groups_20 | HVLS Fans | 0.8454% | 0 | 5.4518 | Industrial_2024_Technical_MW_Before Competition Groups_HVLS Fans
Industrial | Ind ¦ Chiller Optimization | 2024 | Technical | MW | Before Competition Groups | 5.3562 | 0 | 0 | 644.8437 | 0.0083063 | 21 | Industrial_2024_Technical_MW_Before Competition Groups_21 | Chiller Optimization | 0.8306% | 0 | 5.3562 | Industrial_2024_Technical_MW_Before Competition Groups_Chiller Optimization
Industrial | Ind ¦ VAV Conversion Project | 2024 | Achievable | MW | Before Competition Groups | 0.37889 | 0 | 0 | 49.5953 | 0.0076396 | 14 | Industrial_2024_Achievable_MW_Before Competition Groups_14 | VAV Conversion Project | 0.764% | 0 | 0.37889 | Industrial_2024_Achievable_MW_Before Competition Groups_VAV Conversion Project
Industrial | Ind ¦ Material Handling Improvements | 2024 | Technical | MW | Before Competition Groups | 4.8832 | 0 | 0 | 644.8437 | 0.0075727 | 22 | Industrial_2024_Technical_MW_Before Competition Groups_22 | Material Handling Improvements | 0.7573% | 0 | 4.8832 | Industrial_2024_Technical_MW_Before Competition Groups_Material Handling Improvements
Industrial | Ind ¦ Cold Storage Retrofit | 2024 | Technical | MW | Before Competition Groups | 4.8668 | 0 | 0 | 644.8437 | 0.0075473 | 23 | Industrial_2024_Technical_MW_Before Competition Groups_23 | Cold Storage Retrofit | 0.7547% | 0 | 4.8668 | Industrial_2024_Technical_MW_Before Competition Groups_Cold Storage Retrofit
Industrial | Ind ¦ Ventilation Optimization | 2024 | Achievable | MW | Before Competition Groups | 0.35667 | 0 | 0 | 49.5953 | 0.0071915 | 15 | Industrial_2024_Achievable_MW_Before Competition Groups_15 | Ventilation Optimization | 0.7192% | 0 | 0.35667 | Industrial_2024_Achievable_MW_Before Competition Groups_Ventilation Optimization
Industrial | Ind ¦ Process Optimization (Elec) | 2024 | Achievable | MW | Before Competition Groups | 0.34285 | 0 | 0 | 49.5953 | 0.006913 | 16 | Industrial_2024_Achievable_MW_Before Competition Groups_16 | Process Optimization (Elec) | 0.6913% | 0 | 0.34285 | Industrial_2024_Achievable_MW_Before Competition Groups_Process Optimization (Elec)
Industrial | Ind ¦ Refiner Plate Improvements | 2024 | Achievable | MW | Before Competition Groups | 0.32868 | 0 | 0 | 49.5953 | 0.0066272 | 17 | Industrial_2024_Achievable_MW_Before Competition Groups_17 | Refiner Plate Improvements | 0.6627% | 0 | 0.32868 | Industrial_2024_Achievable_MW_Before Competition Groups_Refiner Plate Improvements
Industrial | Ind ¦ Refiner Plate Improvements | 2024 | Technical | MW | Before Competition Groups | 4.181 | 0 | 0 | 644.8437 | 0.0064837 | 24 | Industrial_2024_Technical_MW_Before Competition Groups_24 | Refiner Plate Improvements | 0.6484% | 0 | 4.181 | Industrial_2024_Technical_MW_Before Competition Groups_Refiner Plate Improvements
Industrial | Ind ¦ Efficient Irrigation | 2024 | Technical | MW | Before Competition Groups | 4.1487 | 0 | 0 | 644.8437 | 0.0064337 | 25 | Industrial_2024_Technical_MW_Before Competition Groups_25 | Efficient Irrigation | 0.6434% | 0 | 4.1487 | Industrial_2024_Technical_MW_Before Competition Groups_Efficient Irrigation
Industrial | Ind ¦ Process Heat Recovery | 2024 | Economic | MW | Before Competition Groups | 2.5686 | 0 | 0 | 405.6239 | 0.0063326 | 18 | Industrial_2024_Economic_MW_Before Competition Groups_18 | Process Heat Recovery | 0.6333% | 0 | 2.5686 | Industrial_2024_Economic_MW_Before Competition Groups_Process Heat Recovery
Industrial | Ind ¦ Cooling Tower Optimization | 2024 | Technical | MW | Before Competition Groups | 4.061 | 0 | 0 | 644.8437 | 0.0062976 | 26 | Industrial_2024_Technical_MW_Before Competition Groups_26 | Cooling Tower Optimization | 0.6298% | 0 | 4.061 | Industrial_2024_Technical_MW_Before Competition Groups_Cooling Tower Optimization
Industrial | Ind ¦ VAV Conversion Project | 2024 | Technical | MW | Before Competition Groups | 3.9997 | 0 | 0 | 644.8437 | 0.0062026 | 27 | Industrial_2024_Technical_MW_Before Competition Groups_27 | VAV Conversion Project | 0.6203% | 0 | 3.9997 | Industrial_2024_Technical_MW_Before Competition Groups_VAV Conversion Project
Industrial | Ind ¦ Process Improvements | 2024 | Economic | MW | Before Competition Groups | 2.0906 | 0 | 0 | 405.6239 | 0.0051541 | 19 | Industrial_2024_Economic_MW_Before Competition Groups_19 | Process Improvements | 0.5154% | 0 | 2.0906 | Industrial_2024_Economic_MW_Before Competition Groups_Process Improvements
Industrial | Ind ¦ High Efficiency Battery Charger | 2024 | Economic | MW | Before Competition Groups | 2.0242 | 0 | 0 | 405.6239 | 0.0049903 | 20 | Industrial_2024_Economic_MW_Before Competition Groups_20 | High Efficiency Battery Charger | 0.499% | 0 | 2.0242 | Industrial_2024_Economic_MW_Before Competition Groups_High Efficiency Battery Charger
Industrial | Ind ¦ High Efficiency Battery Charger | 2024 | Achievable | MW | Before Competition Groups | 0.23666 | 0 | 0 | 49.5953 | 0.0047718 | 18 | Industrial_2024_Achievable_MW_Before Competition Groups_18 | High Efficiency Battery Charger | 0.4772% | 0 | 0.23666 | Industrial_2024_Achievable_MW_Before Competition Groups_High Efficiency Battery Charger
Industrial | Ind ¦ Process Heat Recovery | 2024 | Achievable | MW | Before Competition Groups | 0.2328 | 0 | 0 | 49.5953 | 0.004694 | 19 | Industrial_2024_Achievable_MW_Before Competition Groups_19 | Process Heat Recovery | 0.4694% | 0 | 0.2328 | Industrial_2024_Achievable_MW_Before Competition Groups_Process Heat Recovery
Industrial | Ind ¦ Process Heat Recovery | 2024 | Technical | MW | Before Competition Groups | 2.5686 | 0 | 0 | 644.8437 | 0.0039834 | 28 | Industrial_2024_Technical_MW_Before Competition Groups_28 | Process Heat Recovery | 0.3983% | 0 | 2.5686 | Industrial_2024_Technical_MW_Before Competition Groups_Process Heat Recovery
Industrial | Ind ¦ Synchronous Belts | 2024 | Technical | MW | Before Competition Groups | 2.5322 | 0 | 0 | 644.8437 | 0.0039268 | 29 | Industrial_2024_Technical_MW_Before Competition Groups_29 | Synchronous Belts | 0.3927% | 0 | 2.5322 | Industrial_2024_Technical_MW_Before Competition Groups_Synchronous Belts
Industrial | Ind ¦ Process Improvements | 2024 | Achievable | MW | Before Competition Groups | 0.19395 | 0 | 0 | 49.5953 | 0.0039107 | 20 | Industrial_2024_Achievable_MW_Before Competition Groups_20 | Process Improvements | 0.3911% | 0 | 0.19395 | Industrial_2024_Achievable_MW_Before Competition Groups_Process Improvements
Industrial | Ind ¦ HE Lighting | 2024 | Achievable | MW | Before Competition Groups | 0.16677 | 0 | 0 | 49.5953 | 0.0033627 | 21 | Industrial_2024_Achievable_MW_Before Competition Groups_21 | HE Lighting | 0.3363% | 0 | 0.16677 | Industrial_2024_Achievable_MW_Before Competition Groups_HE Lighting
Industrial | Ind ¦ Process Improvements | 2024 | Technical | MW | Before Competition Groups | 2.0906 | 0 | 0 | 644.8437 | 0.0032421 | 30 | Industrial_2024_Technical_MW_Before Competition Groups_30 | Process Improvements | 0.3242% | 0 | 2.0906 | Industrial_2024_Technical_MW_Before Competition Groups_Process Improvements
Industrial | Ind ¦ High Efficiency Battery Charger | 2024 | Technical | MW | Before Competition Groups | 2.0242 | 0 | 0 | 644.8437 | 0.003139 | 31 | Industrial_2024_Technical_MW_Before Competition Groups_31 | High Efficiency Battery Charger | 0.3139% | 0 | 2.0242 | Industrial_2024_Technical_MW_Before Competition Groups_High Efficiency Battery Charger
Industrial | Ind ¦ Improved Controls - Process Heating | 2024 | Economic | MW | Before Competition Groups | 1.2571 | 0 | 0 | 405.6239 | 0.0030991 | 21 | Industrial_2024_Economic_MW_Before Competition Groups_21 | Improved Controls - Process Heating | 0.3099% | 0 | 1.2571 | Industrial_2024_Economic_MW_Before Competition Groups_Improved Controls - Process Heating
Industrial | Ind ¦ Refrigeration Compressor VFD | 2024 | Achievable | MW | Before Competition Groups | 0.1388 | 0 | 0 | 49.5953 | 0.0027986 | 22 | Industrial_2024_Achievable_MW_Before Competition Groups_22 | Refrigeration Compressor VFD | 0.2799% | 0 | 0.1388 | Industrial_2024_Achievable_MW_Before Competition Groups_Refrigeration Compressor VFD
Industrial | Ind ¦ Improved Controls - Process Heating | 2024 | Achievable | MW | Before Competition Groups | 0.11997 | 0 | 0 | 49.5953 | 0.002419 | 23 | Industrial_2024_Achievable_MW_Before Competition Groups_23 | Improved Controls - Process Heating | 0.2419% | 0 | 0.11997 | Industrial_2024_Achievable_MW_Before Competition Groups_Improved Controls - Process Heating
Industrial | Ind ¦ Efficient Irrigation | 2024 | Economic | MW | Before Competition Groups | 0.89787 | 0 | 0 | 405.6239 | 0.0022135 | 22 | Industrial_2024_Economic_MW_Before Competition Groups_22 | Efficient Irrigation | 0.2214% | 0 | 0.89787 | Industrial_2024_Economic_MW_Before Competition Groups_Efficient Irrigation
Industrial | Ind ¦ Ventilation Optimization | 2024 | Economic | MW | Before Competition Groups | 0.86972 | 0 | 0 | 405.6239 | 0.0021442 | 23 | Industrial_2024_Economic_MW_Before Competition Groups_23 | Ventilation Optimization | 0.2144% | 0 | 0.86972 | Industrial_2024_Economic_MW_Before Competition Groups_Ventilation Optimization
Industrial | Ind ¦ Engine Block Heater Timer | 2024 | Economic | MW | Before Competition Groups | 0.82312 | 0 | 0 | 405.6239 | 0.0020293 | 24 | Industrial_2024_Economic_MW_Before Competition Groups_24 | Engine Block Heater Timer | 0.2029% | 0 | 0.82312 | Industrial_2024_Economic_MW_Before Competition Groups_Engine Block Heater Timer
Industrial | Ind ¦ Improved Controls - Process Heating | 2024 | Technical | MW | Before Competition Groups | 1.2571 | 0 | 0 | 644.8437 | 0.0019494 | 32 | Industrial_2024_Technical_MW_Before Competition Groups_32 | Improved Controls - Process Heating | 0.1949% | 0 | 1.2571 | Industrial_2024_Technical_MW_Before Competition Groups_Improved Controls - Process Heating
Industrial | Ind ¦ Refrigeration Compressor VFD | 2024 | Technical | MW | Before Competition Groups | 1.1892 | 0 | 0 | 644.8437 | 0.0018442 | 33 | Industrial_2024_Technical_MW_Before Competition Groups_33 | Refrigeration Compressor VFD | 0.1844% | 0 | 1.1892 | Industrial_2024_Technical_MW_Before Competition Groups_Refrigeration Compressor VFD
Industrial | Ind ¦ Dairy Pre-Cooler | 2024 | Technical | MW | Before Competition Groups | 1.0932 | 0 | 0 | 644.8437 | 0.0016952 | 34 | Industrial_2024_Technical_MW_Before Competition Groups_34 | Dairy Pre-Cooler | 0.1695% | 0 | 1.0932 | Industrial_2024_Technical_MW_Before Competition Groups_Dairy Pre-Cooler
Industrial | Ind ¦ Efficient Transformer | 2024 | Technical | MW | Before Competition Groups | 1.0155 | 0 | 0 | 644.8437 | 0.0015748 | 35 | Industrial_2024_Technical_MW_Before Competition Groups_35 | Efficient Transformer | 0.1575% | 0 | 1.0155 | Industrial_2024_Technical_MW_Before Competition Groups_Efficient Transformer
Industrial | Ind ¦ Engine Block Heater Timer | 2024 | Achievable | MW | Before Competition Groups | 0.075812 | 0 | 0 | 49.5953 | 0.0015286 | 24 | Industrial_2024_Achievable_MW_Before Competition Groups_24 | Engine Block Heater Timer | 0.1529% | 0 | 0.075812 | Industrial_2024_Achievable_MW_Before Competition Groups_Engine Block Heater Timer
Industrial | Ind ¦ Dairy Pre-Cooler | 2024 | Achievable | MW | Before Competition Groups | 0.0709 | 0 | 0 | 49.5953 | 0.0014296 | 25 | Industrial_2024_Achievable_MW_Before Competition Groups_25 | Dairy Pre-Cooler | 0.143% | 0 | 0.0709 | Industrial_2024_Achievable_MW_Before Competition Groups_Dairy Pre-Cooler
Industrial | Ind ¦ High Efficiency Welders | 2024 | Technical | MW | Before Competition Groups | 0.87072 | 0 | 0 | 644.8437 | 0.0013503 | 36 | Industrial_2024_Technical_MW_Before Competition Groups_36 | High Efficiency Welders | 0.135% | 0 | 0.87072 | Industrial_2024_Technical_MW_Before Competition Groups_High Efficiency Welders
Industrial | Ind ¦ Engine Block Heater Timer | 2024 | Technical | MW | Before Competition Groups | 0.82312 | 0 | 0 | 644.8437 | 0.0012765 | 37 | Industrial_2024_Technical_MW_Before Competition Groups_37 | Engine Block Heater Timer | 0.1276% | 0 | 0.82312 | Industrial_2024_Technical_MW_Before Competition Groups_Engine Block Heater Timer
Industrial | Ind ¦ Efficient Refrigeration Compressor | 2024 | Achievable | MW | Before Competition Groups | 0.050526 | 0 | 0 | 49.5953 | 0.0010188 | 26 | Industrial_2024_Achievable_MW_Before Competition Groups_26 | Efficient Refrigeration Compressor | 0.1019% | 0 | 0.050526 | Industrial_2024_Achievable_MW_Before Competition Groups_Efficient Refrigeration Compressor
Industrial | Ind ¦ Air Compressor Heat Recovery | 2024 | Economic | MW | Before Competition Groups | 0.33164 | 0 | 0 | 405.6239 | 0.0008176 | 25 | Industrial_2024_Economic_MW_Before Competition Groups_25 | Air Compressor Heat Recovery | 0.08176% | 0 | 0.33164 | Industrial_2024_Economic_MW_Before Competition Groups_Air Compressor Heat Recovery
Industrial | Ind ¦ Dairy Pre-Cooler | 2024 | Economic | MW | Before Competition Groups | 0.27573 | 0 | 0 | 405.6239 | 0.00067976 | 26 | Industrial_2024_Economic_MW_Before Competition Groups_26 | Dairy Pre-Cooler | 0.06798% | 0 | 0.27573 | Industrial_2024_Economic_MW_Before Competition Groups_Dairy Pre-Cooler
Industrial | Ind ¦ Air Compressor Heat Recovery | 2024 | Achievable | MW | Before Competition Groups | 0.031061 | 0 | 0 | 49.5953 | 0.00062628 | 27 | Industrial_2024_Achievable_MW_Before Competition Groups_27 | Air Compressor Heat Recovery | 0.06263% | 0 | 0.031061 | Industrial_2024_Achievable_MW_Before Competition Groups_Air Compressor Heat Recovery
Industrial | Ind ¦ Efficient Refrigeration Compressor | 2024 | Economic | MW | Before Competition Groups | 0.21844 | 0 | 0 | 405.6239 | 0.00053852 | 27 | Industrial_2024_Economic_MW_Before Competition Groups_27 | Efficient Refrigeration Compressor | 0.05385% | 0 | 0.21844 | Industrial_2024_Economic_MW_Before Competition Groups_Efficient Refrigeration Compressor
Industrial | Ind ¦ Refrigeration Compressor VFD | 2024 | Economic | MW | Before Competition Groups | 0.21651 | 0 | 0 | 405.6239 | 0.00053376 | 28 | Industrial_2024_Economic_MW_Before Competition Groups_28 | Refrigeration Compressor VFD | 0.05338% | 0 | 0.21651 | Industrial_2024_Economic_MW_Before Competition Groups_Refrigeration Compressor VFD
Industrial | Ind ¦ Air Compressor Heat Recovery | 2024 | Technical | MW | Before Competition Groups | 0.33164 | 0 | 0 | 644.8437 | 0.00051429 | 38 | Industrial_2024_Technical_MW_Before Competition Groups_38 | Air Compressor Heat Recovery | 0.05143% | 0 | 0.33164 | Industrial_2024_Technical_MW_Before Competition Groups_Air Compressor Heat Recovery
Industrial | Ind ¦ Creep Heat Controller | 2024 | Technical | MW | Before Competition Groups | 0.29175 | 0 | 0 | 644.8437 | 0.00045244 | 39 | Industrial_2024_Technical_MW_Before Competition Groups_39 | Creep Heat Controller | 0.04524% | 0 | 0.29175 | Industrial_2024_Technical_MW_Before Competition Groups_Creep Heat Controller
Industrial | Ind ¦ Optimize Compressed Air Dryer | 2024 | Technical | MW | Before Competition Groups | 0.23984 | 0 | 0 | 644.8437 | 0.00037193 | 40 | Industrial_2024_Technical_MW_Before Competition Groups_40 | Optimize Compressed Air Dryer | 0.03719% | 0 | 0.23984 | Industrial_2024_Technical_MW_Before Competition Groups_Optimize Compressed Air Dryer
Industrial | Ind ¦ Efficient Refrigeration Compressor | 2024 | Technical | MW | Before Competition Groups | 0.21844 | 0 | 0 | 644.8437 | 0.00033875 | 41 | Industrial_2024_Technical_MW_Before Competition Groups_41 | Efficient Refrigeration Compressor | 0.03387% | 0 | 0.21844 | Industrial_2024_Technical_MW_Before Competition Groups_Efficient Refrigeration Compressor
Industrial | Ind ¦ Heat Lamps/Heat Pad | 2024 | Technical | MW | Before Competition Groups | 0.21157 | 0 | 0 | 644.8437 | 0.0003281 | 42 | Industrial_2024_Technical_MW_Before Competition Groups_42 | Heat Lamps/Heat Pad | 0.03281% | 0 | 0.21157 | Industrial_2024_Technical_MW_Before Competition Groups_Heat Lamps/Heat Pad
Industrial | Ind ¦ Efficient Irrigation | 2024 | Achievable | MW | Before Competition Groups | 0.011616 | 0 | 0 | 49.5953 | 0.00023421 | 28 | Industrial_2024_Achievable_MW_Before Competition Groups_28 | Efficient Irrigation | 0.02342% | 0 | 0.011616 | Industrial_2024_Achievable_MW_Before Competition Groups_Efficient Irrigation
Industrial | Ind ¦ Cooling Tower Optimization | 2024 | Achievable | MW | Before Competition Groups | 0 | 0 | 0 | 49.5953 | 0 | 29 | Industrial_2024_Achievable_MW_Before Competition Groups_29 | Cooling Tower Optimization | 0% | 0 | 0 | Industrial_2024_Achievable_MW_Before Competition Groups_Cooling Tower Optimization
Industrial | Ind ¦ Cooling Tower Optimization | 2024 | Economic | MW | Before Competition Groups | 0 | 0 | 0 | 405.6239 | 0 | 29 | Industrial_2024_Economic_MW_Before Competition Groups_29 | Cooling Tower Optimization | 0% | 0 | 0 | Industrial_2024_Economic_MW_Before Competition Groups_Cooling Tower Optimization
Industrial | Ind ¦ Creep Heat Controller | 2024 | Achievable | MW | Before Competition Groups | 0 | 0 | 0 | 49.5953 | 0 | 30 | Industrial_2024_Achievable_MW_Before Competition Groups_30 | Creep Heat Controller | 0% | 0 | 0 | Industrial_2024_Achievable_MW_Before Competition Groups_Creep Heat Controller
Industrial | Ind ¦ Creep Heat Controller | 2024 | Economic | MW | Before Competition Groups | 0 | 0 | 0 | 405.6239 | 0 | 30 | Industrial_2024_Economic_MW_Before Competition Groups_30 | Creep Heat Controller | 0% | 0 | 0 | Industrial_2024_Economic_MW_Before Competition Groups_Creep Heat Controller
Industrial | Ind ¦ Efficient Transformer | 2024 | Achievable | MW | Before Competition Groups | 0 | 0 | 0 | 49.5953 | 0 | 31 | Industrial_2024_Achievable_MW_Before Competition Groups_31 | Efficient Transformer | 0% | 0 | 0 | Industrial_2024_Achievable_MW_Before Competition Groups_Efficient Transformer
Industrial | Ind ¦ Efficient Transformer | 2024 | Economic | MW | Before Competition Groups | 0 | 0 | 0 | 405.6239 | 0 | 31 | Industrial_2024_Economic_MW_Before Competition Groups_31 | Efficient Transformer | 0% | 0 | 0 | Industrial_2024_Economic_MW_Before Competition Groups_Efficient Transformer
Industrial | Ind ¦ Free Cooling | 2024 | Achievable | MW | Before Competition Groups | 0 | 0 | 0 | 49.5953 | 0 | 32 | Industrial_2024_Achievable_MW_Before Competition Groups_32 | Free Cooling | 0% | 0 | 0 | Industrial_2024_Achievable_MW_Before Competition Groups_Free Cooling
Industrial | Ind ¦ Free Cooling | 2024 | Economic | MW | Before Competition Groups | 0 | 0 | 0 | 405.6239 | 0 | 32 | Industrial_2024_Economic_MW_Before Competition Groups_32 | Free Cooling | 0% | 0 | 0 | Industrial_2024_Economic_MW_Before Competition Groups_Free Cooling
Industrial | Ind ¦ Heat Lamps/Heat Pad | 2024 | Achievable | MW | Before Competition Groups | 0 | 0 | 0 | 49.5953 | 0 | 33 | Industrial_2024_Achievable_MW_Before Competition Groups_33 | Heat Lamps/Heat Pad | 0% | 0 | 0 | Industrial_2024_Achievable_MW_Before Competition Groups_Heat Lamps/Heat Pad
Industrial | Ind ¦ Heat Lamps/Heat Pad | 2024 | Economic | MW | Before Competition Groups | 0 | 0 | 0 | 405.6239 | 0 | 33 | Industrial_2024_Economic_MW_Before Competition Groups_33 | Heat Lamps/Heat Pad | 0% | 0 | 0 | Industrial_2024_Economic_MW_Before Competition Groups_Heat Lamps/Heat Pad
Industrial | Ind ¦ High Efficiency Welders | 2024 | Achievable | MW | Before Competition Groups | 0 | 0 | 0 | 49.5953 | 0 | 34 | Industrial_2024_Achievable_MW_Before Competition Groups_34 | High Efficiency Welders | 0% | 0 | 0 | Industrial_2024_Achievable_MW_Before Competition Groups_High Efficiency Welders
Industrial | Ind ¦ High Efficiency Welders | 2024 | Economic | MW | Before Competition Groups | 0 | 0 | 0 | 405.6239 | 0 | 34 | Industrial_2024_Economic_MW_Before Competition Groups_34 | High Efficiency Welders | 0% | 0 | 0 | Industrial_2024_Economic_MW_Before Competition Groups_High Efficiency Welders
Industrial | Ind ¦ HVLS Fans | 2024 | Achievable | MW | Before Competition Groups | 0 | 0 | 0 | 49.5953 | 0 | 35 | Industrial_2024_Achievable_MW_Before Competition Groups_35 | HVLS Fans | 0% | 0 | 0 | Industrial_2024_Achievable_MW_Before Competition Groups_HVLS Fans
Industrial | Ind ¦ HVLS Fans | 2024 | Economic | MW | Before Competition Groups | 0 | 0 | 0 | 405.6239 | 0 | 35 | Industrial_2024_Economic_MW_Before Competition Groups_35 | HVLS Fans | 0% | 0 | 0 | Industrial_2024_Economic_MW_Before Competition Groups_HVLS Fans
Industrial | Ind ¦ Optimize Compressed Air Dryer | 2024 | Achievable | MW | Before Competition Groups | 0 | 0 | 0 | 49.5953 | 0 | 36 | Industrial_2024_Achievable_MW_Before Competition Groups_36 | Optimize Compressed Air Dryer | 0% | 0 | 0 | Industrial_2024_Achievable_MW_Before Competition Groups_Optimize Compressed Air Dryer
Industrial | Ind ¦ Optimize Compressed Air Dryer | 2024 | Economic | MW | Before Competition Groups | 0 | 0 | 0 | 405.6239 | 0 | 36 | Industrial_2024_Economic_MW_Before Competition Groups_36 | Optimize Compressed Air Dryer | 0% | 0 | 0 | Industrial_2024_Economic_MW_Before Competition Groups_Optimize Compressed Air Dryer
Industrial | Ind ¦ Premium Efficient Motors | 2024 | Achievable | MW | Before Competition Groups | 0 | 0 | 0 | 49.5953 | 0 | 37 | Industrial_2024_Achievable_MW_Before Competition Groups_37 | Premium Efficient Motors | 0% | 0 | 0 | Industrial_2024_Achievable_MW_Before Competition Groups_Premium Efficient Motors
Industrial | Ind ¦ Premium Efficient Motors | 2024 | Economic | MW | Before Competition Groups | 0 | 0 | 0 | 405.6239 | 0 | 37 | Industrial_2024_Economic_MW_Before Competition Groups_37 | Premium Efficient Motors | 0% | 0 | 0 | Industrial_2024_Economic_MW_Before Competition Groups_Premium Efficient Motors
Industrial | Ind ¦ Synchronous Belts | 2024 | Achievable | MW | Before Competition Groups | 0 | 0 | 0 | 49.5953 | 0 | 38 | Industrial_2024_Achievable_MW_Before Competition Groups_38 | Synchronous Belts | 0% | 0 | 0 | Industrial_2024_Achievable_MW_Before Competition Groups_Synchronous Belts
Industrial | Ind ¦ Synchronous Belts | 2024 | Economic | MW | Before Competition Groups | 0 | 0 | 0 | 405.6239 | 0 | 38 | Industrial_2024_Economic_MW_Before Competition Groups_38 | Synchronous Belts | 0% | 0 | 0 | Industrial_2024_Economic_MW_Before Competition Groups_Synchronous Belts
Industrial | Ind ¦ Air Leak Survey and Repair | 2025 | Economic | MW | Before Competition Groups | 71.3954 | 0 | 0 | 460.7457 | 0.15496 | 1 | Industrial_2025_Economic_MW_Before Competition Groups_1 | Air Leak Survey and Repair | 15.5% | 0 | 71.3954 | Industrial_2025_Economic_MW_Before Competition Groups_Air Leak Survey and Repair
Industrial | Ind ¦ Pump System Optimization | 2025 | Achievable | MW | Before Competition Groups | 11.4948 | 0 | 0 | 79.4314 | 0.14471 | 1 | Industrial_2025_Achievable_MW_Before Competition Groups_1 | Pump System Optimization | 14.47% | 0 | 11.4948 | Industrial_2025_Achievable_MW_Before Competition Groups_Pump System Optimization
Industrial | Ind ¦ Air Leak Survey and Repair | 2025 | Achievable | MW | Before Competition Groups | 10.6976 | 0 | 0 | 79.4314 | 0.13468 | 2 | Industrial_2025_Achievable_MW_Before Competition Groups_2 | Air Leak Survey and Repair | 13.47% | 0 | 10.6976 | Industrial_2025_Achievable_MW_Before Competition Groups_Air Leak Survey and Repair
Industrial | Ind ¦ Recommissioning | 2025 | Economic | MW | Before Competition Groups | 55.6776 | 0 | 0 | 460.7457 | 0.12084 | 2 | Industrial_2025_Economic_MW_Before Competition Groups_2 | Recommissioning | 12.08% | 0 | 55.6776 | Industrial_2025_Economic_MW_Before Competition Groups_Recommissioning
Industrial | Ind ¦ SEM | 2025 | Economic | MW | Before Competition Groups | 55.6776 | 0 | 0 | 460.7457 | 0.12084 | 3 | Industrial_2025_Economic_MW_Before Competition Groups_3 | SEM | 12.08% | 0 | 55.6776 | Industrial_2025_Economic_MW_Before Competition Groups_SEM
Industrial | Ind ¦ Pump System Optimization | 2025 | Technical | MW | Before Competition Groups | 80.1052 | 0 | 0 | 674.096 | 0.11883 | 1 | Industrial_2025_Technical_MW_Before Competition Groups_1 | Pump System Optimization | 11.88% | 0 | 80.1052 | Industrial_2025_Technical_MW_Before Competition Groups_Pump System Optimization
Industrial | Ind ¦ Air Compressor Optimization | 2025 | Achievable | MW | Before Competition Groups | 9.2537 | 0 | 0 | 79.4314 | 0.1165 | 3 | Industrial_2025_Achievable_MW_Before Competition Groups_3 | Air Compressor Optimization | 11.65% | 0 | 9.2537 | Industrial_2025_Achievable_MW_Before Competition Groups_Air Compressor Optimization
Industrial | Ind ¦ Air Leak Survey and Repair | 2025 | Technical | MW | Before Competition Groups | 71.3954 | 0 | 0 | 674.096 | 0.10591 | 2 | Industrial_2025_Technical_MW_Before Competition Groups_2 | Air Leak Survey and Repair | 10.59% | 0 | 71.3954 | Industrial_2025_Technical_MW_Before Competition Groups_Air Leak Survey and Repair
Industrial | Ind ¦ Recommissioning | 2025 | Achievable | MW | Before Competition Groups | 8.3842 | 0 | 0 | 79.4314 | 0.10555 | 4 | Industrial_2025_Achievable_MW_Before Competition Groups_4 | Recommissioning | 10.56% | 0 | 8.3842 | Industrial_2025_Achievable_MW_Before Competition Groups_Recommissioning
Industrial | Ind ¦ SEM | 2025 | Achievable | MW | Before Competition Groups | 8.3842 | 0 | 0 | 79.4314 | 0.10555 | 5 | Industrial_2025_Achievable_MW_Before Competition Groups_5 | SEM | 10.56% | 0 | 8.3842 | Industrial_2025_Achievable_MW_Before Competition Groups_SEM
Industrial | Ind ¦ HE Lighting | 2025 | Technical | MW | Before Competition Groups | 69.9473 | 0 | 0 | 674.096 | 0.10376 | 3 | Industrial_2025_Technical_MW_Before Competition Groups_3 | HE Lighting | 10.38% | 0 | 69.9473 | Industrial_2025_Technical_MW_Before Competition Groups_HE Lighting
Industrial | Ind ¦ Air Compressor Optimization | 2025 | Economic | MW | Before Competition Groups | 42.8488 | 0 | 0 | 460.7457 | 0.092999 | 4 | Industrial_2025_Economic_MW_Before Competition Groups_4 | Air Compressor Optimization | 9.3% | 0 | 42.8488 | Industrial_2025_Economic_MW_Before Competition Groups_Air Compressor Optimization
Industrial | Ind ¦ Greenhouse Grow Lights | 2025 | Economic | MW | Before Competition Groups | 38.3565 | 0 | 0 | 460.7457 | 0.083249 | 5 | Industrial_2025_Economic_MW_Before Competition Groups_5 | Greenhouse Grow Lights | 8.325% | 0 | 38.3565 | Industrial_2025_Economic_MW_Before Competition Groups_Greenhouse Grow Lights
Industrial | Ind ¦ Recommissioning | 2025 | Technical | MW | Before Competition Groups | 55.6776 | 0 | 0 | 674.096 | 0.082596 | 4 | Industrial_2025_Technical_MW_Before Competition Groups_4 | Recommissioning | 8.26% | 0 | 55.6776 | Industrial_2025_Technical_MW_Before Competition Groups_Recommissioning
Industrial | Ind ¦ SEM | 2025 | Technical | MW | Before Competition Groups | 55.6776 | 0 | 0 | 674.096 | 0.082596 | 5 | Industrial_2025_Technical_MW_Before Competition Groups_5 | SEM | 8.26% | 0 | 55.6776 | Industrial_2025_Technical_MW_Before Competition Groups_SEM
Industrial | Ind ¦ Efficient Compressed Air Nozzles | 2025 | Economic | MW | Before Competition Groups | 36.8715 | 0 | 0 | 460.7457 | 0.080026 | 6 | Industrial_2025_Economic_MW_Before Competition Groups_6 | Efficient Compressed Air Nozzles | 8.003% | 0 | 36.8715 | Industrial_2025_Economic_MW_Before Competition Groups_Efficient Compressed Air Nozzles
Industrial | Ind ¦ Air Compressor Optimization | 2025 | Technical | MW | Before Competition Groups | 42.8488 | 0 | 0 | 674.096 | 0.063565 | 6 | Industrial_2025_Technical_MW_Before Competition Groups_6 | Air Compressor Optimization | 6.356% | 0 | 42.8488 | Industrial_2025_Technical_MW_Before Competition Groups_Air Compressor Optimization
Industrial | Ind ¦ Pump Equipment Upgrade | 2025 | Achievable | MW | Before Competition Groups | 4.979 | 0 | 0 | 79.4314 | 0.062683 | 6 | Industrial_2025_Achievable_MW_Before Competition Groups_6 | Pump Equipment Upgrade | 6.268% | 0 | 4.979 | Industrial_2025_Achievable_MW_Before Competition Groups_Pump Equipment Upgrade
Industrial | Ind ¦ High Efficiency HVAC Fans | 2025 | Achievable | MW | Before Competition Groups | 4.7508 | 0 | 0 | 79.4314 | 0.05981 | 7 | Industrial_2025_Achievable_MW_Before Competition Groups_7 | High Efficiency HVAC Fans | 5.981% | 0 | 4.7508 | Industrial_2025_Achievable_MW_Before Competition Groups_High Efficiency HVAC Fans
Industrial | Ind ¦ Pump System Optimization | 2025 | Economic | MW | Before Competition Groups | 27.1906 | 0 | 0 | 460.7457 | 0.059014 | 7 | Industrial_2025_Economic_MW_Before Competition Groups_7 | Pump System Optimization | 5.901% | 0 | 27.1906 | Industrial_2025_Economic_MW_Before Competition Groups_Pump System Optimization
Industrial | Ind ¦ Efficient Compressed Air Nozzles | 2025 | Achievable | MW | Before Competition Groups | 4.5571 | 0 | 0 | 79.4314 | 0.057372 | 8 | Industrial_2025_Achievable_MW_Before Competition Groups_8 | Efficient Compressed Air Nozzles | 5.737% | 0 | 4.5571 | Industrial_2025_Achievable_MW_Before Competition Groups_Efficient Compressed Air Nozzles
Industrial | Ind ¦ Greenhouse Grow Lights | 2025 | Technical | MW | Before Competition Groups | 38.3565 | 0 | 0 | 674.096 | 0.056901 | 7 | Industrial_2025_Technical_MW_Before Competition Groups_7 | Greenhouse Grow Lights | 5.69% | 0 | 38.3565 | Industrial_2025_Technical_MW_Before Competition Groups_Greenhouse Grow Lights
Industrial | Ind ¦ High Efficiency HVAC Fans | 2025 | Economic | MW | Before Competition Groups | 25.634 | 0 | 0 | 460.7457 | 0.055636 | 8 | Industrial_2025_Economic_MW_Before Competition Groups_8 | High Efficiency HVAC Fans | 5.564% | 0 | 25.634 | Industrial_2025_Economic_MW_Before Competition Groups_High Efficiency HVAC Fans
Industrial | Ind ¦ Efficient Compressed Air Nozzles | 2025 | Technical | MW | Before Competition Groups | 36.8715 | 0 | 0 | 674.096 | 0.054698 | 8 | Industrial_2025_Technical_MW_Before Competition Groups_8 | Efficient Compressed Air Nozzles | 5.47% | 0 | 36.8715 | Industrial_2025_Technical_MW_Before Competition Groups_Efficient Compressed Air Nozzles
Industrial | Ind ¦ Pump Equipment Upgrade | 2025 | Technical | MW | Before Competition Groups | 36.748 | 0 | 0 | 674.096 | 0.054514 | 9 | Industrial_2025_Technical_MW_Before Competition Groups_9 | Pump Equipment Upgrade | 5.451% | 0 | 36.748 | Industrial_2025_Technical_MW_Before Competition Groups_Pump Equipment Upgrade
Industrial | Ind ¦ Greenhouse Grow Lights | 2025 | Achievable | MW | Before Competition Groups | 4.2822 | 0 | 0 | 79.4314 | 0.05391 | 9 | Industrial_2025_Achievable_MW_Before Competition Groups_9 | Greenhouse Grow Lights | 5.391% | 0 | 4.2822 | Industrial_2025_Achievable_MW_Before Competition Groups_Greenhouse Grow Lights
Industrial | Ind ¦ Process Optimization (Elec) | 2025 | Economic | MW | Before Competition Groups | 20.588 | 0 | 0 | 460.7457 | 0.044684 | 9 | Industrial_2025_Economic_MW_Before Competition Groups_9 | Process Optimization (Elec) | 4.468% | 0 | 20.588 | Industrial_2025_Economic_MW_Before Competition Groups_Process Optimization (Elec)
Industrial | Ind ¦ Fan System Optimization | 2025 | Achievable | MW | Before Competition Groups | 3.1538 | 0 | 0 | 79.4314 | 0.039704 | 10 | Industrial_2025_Achievable_MW_Before Competition Groups_10 | Fan System Optimization | 3.97% | 0 | 3.1538 | Industrial_2025_Achievable_MW_Before Competition Groups_Fan System Optimization
Industrial | Ind ¦ High Efficiency HVAC Fans | 2025 | Technical | MW | Before Competition Groups | 25.634 | 0 | 0 | 674.096 | 0.038027 | 10 | Industrial_2025_Technical_MW_Before Competition Groups_10 | High Efficiency HVAC Fans | 3.803% | 0 | 25.634 | Industrial_2025_Technical_MW_Before Competition Groups_High Efficiency HVAC Fans
Industrial | Ind ¦ Fan System Optimization | 2025 | Economic | MW | Before Competition Groups | 16.1803 | 0 | 0 | 460.7457 | 0.035118 | 10 | Industrial_2025_Economic_MW_Before Competition Groups_10 | Fan System Optimization | 3.512% | 0 | 16.1803 | Industrial_2025_Economic_MW_Before Competition Groups_Fan System Optimization
Industrial | Ind ¦ Improved Controls - Process Cooling | 2025 | Economic | MW | Before Competition Groups | 15.8713 | 0 | 0 | 460.7457 | 0.034447 | 11 | Industrial_2025_Economic_MW_Before Competition Groups_11 | Improved Controls - Process Cooling | 3.445% | 0 | 15.8713 | Industrial_2025_Economic_MW_Before Competition Groups_Improved Controls - Process Cooling
Industrial | Ind ¦ Process Optimization (Elec) | 2025 | Technical | MW | Before Competition Groups | 20.588 | 0 | 0 | 674.096 | 0.030542 | 11 | Industrial_2025_Technical_MW_Before Competition Groups_11 | Process Optimization (Elec) | 3.054% | 0 | 20.588 | Industrial_2025_Technical_MW_Before Competition Groups_Process Optimization (Elec)
Industrial | Ind ¦ Improved Controls - Process Cooling | 2025 | Achievable | MW | Before Competition Groups | 2.3934 | 0 | 0 | 79.4314 | 0.030132 | 11 | Industrial_2025_Achievable_MW_Before Competition Groups_11 | Improved Controls - Process Cooling | 3.013% | 0 | 2.3934 | Industrial_2025_Achievable_MW_Before Competition Groups_Improved Controls - Process Cooling
Industrial | Ind ¦ HE Lighting | 2025 | Economic | MW | Before Competition Groups | 12.0721 | 0 | 0 | 460.7457 | 0.026201 | 12 | Industrial_2025_Economic_MW_Before Competition Groups_12 | HE Lighting | 2.62% | 0 | 12.0721 | Industrial_2025_Economic_MW_Before Competition Groups_HE Lighting
Industrial | Ind ¦ Premium Efficient Motors | 2025 | Technical | MW | Before Competition Groups | 17.1741 | 0 | 0 | 674.096 | 0.025477 | 12 | Industrial_2025_Technical_MW_Before Competition Groups_12 | Premium Efficient Motors | 2.548% | 0 | 17.1741 | Industrial_2025_Technical_MW_Before Competition Groups_Premium Efficient Motors
Industrial | Ind ¦ Fan System Optimization | 2025 | Technical | MW | Before Competition Groups | 16.1803 | 0 | 0 | 674.096 | 0.024003 | 13 | Industrial_2025_Technical_MW_Before Competition Groups_13 | Fan System Optimization | 2.4% | 0 | 16.1803 | Industrial_2025_Technical_MW_Before Competition Groups_Fan System Optimization
Industrial | Ind ¦ Improved Controls - Process Cooling | 2025 | Technical | MW | Before Competition Groups | 15.8713 | 0 | 0 | 674.096 | 0.023545 | 14 | Industrial_2025_Technical_MW_Before Competition Groups_14 | Improved Controls - Process Cooling | 2.354% | 0 | 15.8713 | Industrial_2025_Technical_MW_Before Competition Groups_Improved Controls - Process Cooling
Industrial | Ind ¦ Pump Equipment Upgrade | 2025 | Economic | MW | Before Competition Groups | 8.4568 | 0 | 0 | 460.7457 | 0.018355 | 13 | Industrial_2025_Economic_MW_Before Competition Groups_13 | Pump Equipment Upgrade | 1.835% | 0 | 8.4568 | Industrial_2025_Economic_MW_Before Competition Groups_Pump Equipment Upgrade
Industrial | Ind ¦ Pulp and Paper Process Improvements | 2025 | Economic | MW | Before Competition Groups | 7.5583 | 0 | 0 | 460.7457 | 0.016405 | 14 | Industrial_2025_Economic_MW_Before Competition Groups_14 | Pulp and Paper Process Improvements | 1.64% | 0 | 7.5583 | Industrial_2025_Economic_MW_Before Competition Groups_Pulp and Paper Process Improvements
Industrial | Ind ¦ Material Handling Improvements | 2025 | Achievable | MW | Before Competition Groups | 1.2862 | 0 | 0 | 79.4314 | 0.016192 | 12 | Industrial_2025_Achievable_MW_Before Competition Groups_12 | Material Handling Improvements | 1.619% | 0 | 1.2862 | Industrial_2025_Achievable_MW_Before Competition Groups_Material Handling Improvements
Industrial | Ind ¦ Pulp and Paper Process Improvements | 2025 | Achievable | MW | Before Competition Groups | 1.0713 | 0 | 0 | 79.4314 | 0.013487 | 13 | Industrial_2025_Achievable_MW_Before Competition Groups_13 | Pulp and Paper Process Improvements | 1.349% | 0 | 1.0713 | Industrial_2025_Achievable_MW_Before Competition Groups_Pulp and Paper Process Improvements
Industrial | Ind ¦ HE HVAC Controls | 2025 | Technical | MW | Before Competition Groups | 8.3298 | 0 | 0 | 674.096 | 0.012357 | 15 | Industrial_2025_Technical_MW_Before Competition Groups_15 | HE HVAC Controls | 1.236% | 0 | 8.3298 | Industrial_2025_Technical_MW_Before Competition Groups_HE HVAC Controls
Industrial | Ind ¦ Material Handling Improvements | 2025 | Economic | MW | Before Competition Groups | 5.3447 | 0 | 0 | 460.7457 | 0.0116 | 15 | Industrial_2025_Economic_MW_Before Competition Groups_15 | Material Handling Improvements | 1.16% | 0 | 5.3447 | Industrial_2025_Economic_MW_Before Competition Groups_Material Handling Improvements
Industrial | Ind ¦ Pulp and Paper Process Improvements | 2025 | Technical | MW | Before Competition Groups | 7.5583 | 0 | 0 | 674.096 | 0.011213 | 16 | Industrial_2025_Technical_MW_Before Competition Groups_16 | Pulp and Paper Process Improvements | 1.121% | 0 | 7.5583 | Industrial_2025_Technical_MW_Before Competition Groups_Pulp and Paper Process Improvements
Industrial | Ind ¦ Ventilation Optimization | 2025 | Technical | MW | Before Competition Groups | 6.9954 | 0 | 0 | 674.096 | 0.010377 | 17 | Industrial_2025_Technical_MW_Before Competition Groups_17 | Ventilation Optimization | 1.038% | 0 | 6.9954 | Industrial_2025_Technical_MW_Before Competition Groups_Ventilation Optimization
Industrial | Ind ¦ Free Cooling | 2025 | Technical | MW | Before Competition Groups | 6.8342 | 0 | 0 | 674.096 | 0.010138 | 18 | Industrial_2025_Technical_MW_Before Competition Groups_18 | Free Cooling | 1.014% | 0 | 6.8342 | Industrial_2025_Technical_MW_Before Competition Groups_Free Cooling
Industrial | Ind ¦ Refiner Plate Improvements | 2025 | Economic | MW | Before Competition Groups | 4.4594 | 0 | 0 | 460.7457 | 0.0096786 | 16 | Industrial_2025_Economic_MW_Before Competition Groups_16 | Refiner Plate Improvements | 0.9679% | 0 | 4.4594 | Industrial_2025_Economic_MW_Before Competition Groups_Refiner Plate Improvements
Industrial | Ind ¦ HVLS Fans | 2025 | Technical | MW | Before Competition Groups | 5.8656 | 0 | 0 | 674.096 | 0.0087015 | 19 | Industrial_2025_Technical_MW_Before Competition Groups_19 | HVLS Fans | 0.8701% | 0 | 5.8656 | Industrial_2025_Technical_MW_Before Competition Groups_HVLS Fans
Industrial | Ind ¦ VAV Conversion Project | 2025 | Economic | MW | Before Competition Groups | 3.9985 | 0 | 0 | 460.7457 | 0.0086783 | 17 | Industrial_2025_Economic_MW_Before Competition Groups_17 | VAV Conversion Project | 0.8678% | 0 | 3.9985 | Industrial_2025_Economic_MW_Before Competition Groups_VAV Conversion Project
Industrial | Ind ¦ HE HVAC Units | 2025 | Technical | MW | Before Competition Groups | 5.7013 | 0 | 0 | 674.096 | 0.0084577 | 20 | Industrial_2025_Technical_MW_Before Competition Groups_20 | HE HVAC Units | 0.8458% | 0 | 5.7013 | Industrial_2025_Technical_MW_Before Competition Groups_HE HVAC Units
Industrial | Ind ¦ HE Lighting | 2025 | Achievable | MW | Before Competition Groups | 0.6327 | 0 | 0 | 79.4314 | 0.0079654 | 14 | Industrial_2025_Achievable_MW_Before Competition Groups_14 | HE Lighting | 0.7965% | 0 | 0.6327 | Industrial_2025_Achievable_MW_Before Competition Groups_HE Lighting
Industrial | Ind ¦ Chiller Optimization | 2025 | Technical | MW | Before Competition Groups | 5.3561 | 0 | 0 | 674.096 | 0.0079455 | 21 | Industrial_2025_Technical_MW_Before Competition Groups_21 | Chiller Optimization | 0.7946% | 0 | 5.3561 | Industrial_2025_Technical_MW_Before Competition Groups_Chiller Optimization
Industrial | Ind ¦ Material Handling Improvements | 2025 | Technical | MW | Before Competition Groups | 5.3447 | 0 | 0 | 674.096 | 0.0079287 | 22 | Industrial_2025_Technical_MW_Before Competition Groups_22 | Material Handling Improvements | 0.7929% | 0 | 5.3447 | Industrial_2025_Technical_MW_Before Competition Groups_Material Handling Improvements
Industrial | Ind ¦ VAV Conversion Project | 2025 | Achievable | MW | Before Competition Groups | 0.60846 | 0 | 0 | 79.4314 | 0.0076602 | 15 | Industrial_2025_Achievable_MW_Before Competition Groups_15 | VAV Conversion Project | 0.766% | 0 | 0.60846 | Industrial_2025_Achievable_MW_Before Competition Groups_VAV Conversion Project
Industrial | Ind ¦ Cold Storage Retrofit | 2025 | Technical | MW | Before Competition Groups | 4.8651 | 0 | 0 | 674.096 | 0.0072172 | 23 | Industrial_2025_Technical_MW_Before Competition Groups_23 | Cold Storage Retrofit | 0.7217% | 0 | 4.8651 | Industrial_2025_Technical_MW_Before Competition Groups_Cold Storage Retrofit
Industrial | Ind ¦ Ventilation Optimization | 2025 | Achievable | MW | Before Competition Groups | 0.56993 | 0 | 0 | 79.4314 | 0.0071752 | 16 | Industrial_2025_Achievable_MW_Before Competition Groups_16 | Ventilation Optimization | 0.7175% | 0 | 0.56993 | Industrial_2025_Achievable_MW_Before Competition Groups_Ventilation Optimization
Industrial | Ind ¦ Refiner Plate Improvements | 2025 | Achievable | MW | Before Competition Groups | 0.54536 | 0 | 0 | 79.4314 | 0.0068658 | 17 | Industrial_2025_Achievable_MW_Before Competition Groups_17 | Refiner Plate Improvements | 0.6866% | 0 | 0.54536 | Industrial_2025_Achievable_MW_Before Competition Groups_Refiner Plate Improvements
Industrial | Ind ¦ Process Optimization (Elec) | 2025 | Achievable | MW | Before Competition Groups | 0.53773 | 0 | 0 | 79.4314 | 0.0067698 | 18 | Industrial_2025_Achievable_MW_Before Competition Groups_18 | Process Optimization (Elec) | 0.677% | 0 | 0.53773 | Industrial_2025_Achievable_MW_Before Competition Groups_Process Optimization (Elec)
Industrial | Ind ¦ Refiner Plate Improvements | 2025 | Technical | MW | Before Competition Groups | 4.4594 | 0 | 0 | 674.096 | 0.0066153 | 24 | Industrial_2025_Technical_MW_Before Competition Groups_24 | Refiner Plate Improvements | 0.6615% | 0 | 4.4594 | Industrial_2025_Technical_MW_Before Competition Groups_Refiner Plate Improvements
Industrial | Ind ¦ Efficient Irrigation | 2025 | Technical | MW | Before Competition Groups | 4.3923 | 0 | 0 | 674.096 | 0.0065158 | 25 | Industrial_2025_Technical_MW_Before Competition Groups_25 | Efficient Irrigation | 0.6516% | 0 | 4.3923 | Industrial_2025_Technical_MW_Before Competition Groups_Efficient Irrigation
Industrial | Ind ¦ Cooling Tower Optimization | 2025 | Technical | MW | Before Competition Groups | 4.0609 | 0 | 0 | 674.096 | 0.0060242 | 26 | Industrial_2025_Technical_MW_Before Competition Groups_26 | Cooling Tower Optimization | 0.6024% | 0 | 4.0609 | Industrial_2025_Technical_MW_Before Competition Groups_Cooling Tower Optimization
Industrial | Ind ¦ VAV Conversion Project | 2025 | Technical | MW | Before Competition Groups | 3.9985 | 0 | 0 | 674.096 | 0.0059316 | 27 | Industrial_2025_Technical_MW_Before Competition Groups_27 | VAV Conversion Project | 0.5932% | 0 | 3.9985 | Industrial_2025_Technical_MW_Before Competition Groups_VAV Conversion Project
Industrial | Ind ¦ Process Heat Recovery | 2025 | Economic | MW | Before Competition Groups | 2.5677 | 0 | 0 | 460.7457 | 0.0055729 | 18 | Industrial_2025_Economic_MW_Before Competition Groups_18 | Process Heat Recovery | 0.5573% | 0 | 2.5677 | Industrial_2025_Economic_MW_Before Competition Groups_Process Heat Recovery
Industrial | Ind ¦ High Efficiency Battery Charger | 2025 | Achievable | MW | Before Competition Groups | 0.38119 | 0 | 0 | 79.4314 | 0.0047989 | 19 | Industrial_2025_Achievable_MW_Before Competition Groups_19 | High Efficiency Battery Charger | 0.4799% | 0 | 0.38119 | Industrial_2025_Achievable_MW_Before Competition Groups_High Efficiency Battery Charger
Industrial | Ind ¦ High Efficiency Battery Charger | 2025 | Economic | MW | Before Competition Groups | 2.1845 | 0 | 0 | 460.7457 | 0.0047413 | 19 | Industrial_2025_Economic_MW_Before Competition Groups_19 | High Efficiency Battery Charger | 0.4741% | 0 | 2.1845 | Industrial_2025_Economic_MW_Before Competition Groups_High Efficiency Battery Charger
Industrial | Ind ¦ Process Heat Recovery | 2025 | Achievable | MW | Before Competition Groups | 0.37285 | 0 | 0 | 79.4314 | 0.0046939 | 20 | Industrial_2025_Achievable_MW_Before Competition Groups_20 | Process Heat Recovery | 0.4694% | 0 | 0.37285 | Industrial_2025_Achievable_MW_Before Competition Groups_Process Heat Recovery
Industrial | Ind ¦ Process Improvements | 2025 | Economic | MW | Before Competition Groups | 2.0897 | 0 | 0 | 460.7457 | 0.0045355 | 20 | Industrial_2025_Economic_MW_Before Competition Groups_20 | Process Improvements | 0.4536% | 0 | 2.0897 | Industrial_2025_Economic_MW_Before Competition Groups_Process Improvements
Industrial | Ind ¦ Process Improvements | 2025 | Achievable | MW | Before Competition Groups | 0.31098 | 0 | 0 | 79.4314 | 0.0039151 | 21 | Industrial_2025_Achievable_MW_Before Competition Groups_21 | Process Improvements | 0.3915% | 0 | 0.31098 | Industrial_2025_Achievable_MW_Before Competition Groups_Process Improvements
Industrial | Ind ¦ Process Heat Recovery | 2025 | Technical | MW | Before Competition Groups | 2.5677 | 0 | 0 | 674.096 | 0.0038091 | 28 | Industrial_2025_Technical_MW_Before Competition Groups_28 | Process Heat Recovery | 0.3809% | 0 | 2.5677 | Industrial_2025_Technical_MW_Before Competition Groups_Process Heat Recovery
Industrial | Ind ¦ Synchronous Belts | 2025 | Technical | MW | Before Competition Groups | 2.5321 | 0 | 0 | 674.096 | 0.0037563 | 29 | Industrial_2025_Technical_MW_Before Competition Groups_29 | Synchronous Belts | 0.3756% | 0 | 2.5321 | Industrial_2025_Technical_MW_Before Competition Groups_Synchronous Belts
Industrial | Ind ¦ High Efficiency Battery Charger | 2025 | Technical | MW | Before Competition Groups | 2.1845 | 0 | 0 | 674.096 | 0.0032407 | 30 | Industrial_2025_Technical_MW_Before Competition Groups_30 | High Efficiency Battery Charger | 0.3241% | 0 | 2.1845 | Industrial_2025_Technical_MW_Before Competition Groups_High Efficiency Battery Charger
Industrial | Ind ¦ Process Improvements | 2025 | Technical | MW | Before Competition Groups | 2.0897 | 0 | 0 | 674.096 | 0.0031 | 31 | Industrial_2025_Technical_MW_Before Competition Groups_31 | Process Improvements | 0.31% | 0 | 2.0897 | Industrial_2025_Technical_MW_Before Competition Groups_Process Improvements
Industrial | Ind ¦ Ventilation Optimization | 2025 | Economic | MW | Before Competition Groups | 1.2714 | 0 | 0 | 460.7457 | 0.0027594 | 21 | Industrial_2025_Economic_MW_Before Competition Groups_21 | Ventilation Optimization | 0.2759% | 0 | 1.2714 | Industrial_2025_Economic_MW_Before Competition Groups_Ventilation Optimization
Industrial | Ind ¦ Improved Controls - Process Heating | 2025 | Economic | MW | Before Competition Groups | 1.2569 | 0 | 0 | 460.7457 | 0.0027281 | 22 | Industrial_2025_Economic_MW_Before Competition Groups_22 | Improved Controls - Process Heating | 0.2728% | 0 | 1.2569 | Industrial_2025_Economic_MW_Before Competition Groups_Improved Controls - Process Heating
Industrial | Ind ¦ Refrigeration Compressor VFD | 2025 | Achievable | MW | Before Competition Groups | 0.20334 | 0 | 0 | 79.4314 | 0.00256 | 22 | Industrial_2025_Achievable_MW_Before Competition Groups_22 | Refrigeration Compressor VFD | 0.256% | 0 | 0.20334 | Industrial_2025_Achievable_MW_Before Competition Groups_Refrigeration Compressor VFD
Industrial | Ind ¦ Efficient Irrigation | 2025 | Economic | MW | Before Competition Groups | 1.144 | 0 | 0 | 460.7457 | 0.002483 | 23 | Industrial_2025_Economic_MW_Before Competition Groups_23 | Efficient Irrigation | 0.2483% | 0 | 1.144 | Industrial_2025_Economic_MW_Before Competition Groups_Efficient Irrigation
Industrial | Ind ¦ Improved Controls - Process Heating | 2025 | Achievable | MW | Before Competition Groups | 0.19298 | 0 | 0 | 79.4314 | 0.0024296 | 23 | Industrial_2025_Achievable_MW_Before Competition Groups_23 | Improved Controls - Process Heating | 0.243% | 0 | 0.19298 | Industrial_2025_Achievable_MW_Before Competition Groups_Improved Controls - Process Heating
Industrial | Ind ¦ Refrigeration Compressor VFD | 2025 | Technical | MW | Before Competition Groups | 1.2804 | 0 | 0 | 674.096 | 0.0018995 | 32 | Industrial_2025_Technical_MW_Before Competition Groups_32 | Refrigeration Compressor VFD | 0.1899% | 0 | 1.2804 | Industrial_2025_Technical_MW_Before Competition Groups_Refrigeration Compressor VFD
Industrial | Ind ¦ Improved Controls - Process Heating | 2025 | Technical | MW | Before Competition Groups | 1.2569 | 0 | 0 | 674.096 | 0.0018646 | 33 | Industrial_2025_Technical_MW_Before Competition Groups_33 | Improved Controls - Process Heating | 0.1865% | 0 | 1.2569 | Industrial_2025_Technical_MW_Before Competition Groups_Improved Controls - Process Heating
Industrial | Ind ¦ Engine Block Heater Timer | 2025 | Economic | MW | Before Competition Groups | 0.82276 | 0 | 0 | 460.7457 | 0.0017857 | 24 | Industrial_2025_Economic_MW_Before Competition Groups_24 | Engine Block Heater Timer | 0.1786% | 0 | 0.82276 | Industrial_2025_Economic_MW_Before Competition Groups_Engine Block Heater Timer
Industrial | Ind ¦ Dairy Pre-Cooler | 2025 | Technical | MW | Before Competition Groups | 1.1731 | 0 | 0 | 674.096 | 0.0017403 | 34 | Industrial_2025_Technical_MW_Before Competition Groups_34 | Dairy Pre-Cooler | 0.174% | 0 | 1.1731 | Industrial_2025_Technical_MW_Before Competition Groups_Dairy Pre-Cooler
Industrial | Ind ¦ Efficient Transformer | 2025 | Technical | MW | Before Competition Groups | 1.0959 | 0 | 0 | 674.096 | 0.0016258 | 35 | Industrial_2025_Technical_MW_Before Competition Groups_35 | Efficient Transformer | 0.1626% | 0 | 1.0959 | Industrial_2025_Technical_MW_Before Competition Groups_Efficient Transformer
Industrial | Ind ¦ Engine Block Heater Timer | 2025 | Achievable | MW | Before Competition Groups | 0.12151 | 0 | 0 | 79.4314 | 0.0015298 | 24 | Industrial_2025_Achievable_MW_Before Competition Groups_24 | Engine Block Heater Timer | 0.153% | 0 | 0.12151 | Industrial_2025_Achievable_MW_Before Competition Groups_Engine Block Heater Timer
Industrial | Ind ¦ High Efficiency Welders | 2025 | Technical | MW | Before Competition Groups | 0.92896 | 0 | 0 | 674.096 | 0.0013781 | 36 | Industrial_2025_Technical_MW_Before Competition Groups_36 | High Efficiency Welders | 0.1378% | 0 | 0.92896 | Industrial_2025_Technical_MW_Before Competition Groups_High Efficiency Welders
Industrial | Ind ¦ Dairy Pre-Cooler | 2025 | Achievable | MW | Before Competition Groups | 0.10562 | 0 | 0 | 79.4314 | 0.0013296 | 25 | Industrial_2025_Achievable_MW_Before Competition Groups_25 | Dairy Pre-Cooler | 0.133% | 0 | 0.10562 | Industrial_2025_Achievable_MW_Before Competition Groups_Dairy Pre-Cooler
Industrial | Ind ¦ Engine Block Heater Timer | 2025 | Technical | MW | Before Competition Groups | 0.82276 | 0 | 0 | 674.096 | 0.0012205 | 37 | Industrial_2025_Technical_MW_Before Competition Groups_37 | Engine Block Heater Timer | 0.1221% | 0 | 0.82276 | Industrial_2025_Technical_MW_Before Competition Groups_Engine Block Heater Timer
Industrial | Ind ¦ Efficient Refrigeration Compressor | 2025 | Achievable | MW | Before Competition Groups | 0.071269 | 0 | 0 | 79.4314 | 0.00089724 | 26 | Industrial_2025_Achievable_MW_Before Competition Groups_26 | Efficient Refrigeration Compressor | 0.08972% | 0 | 0.071269 | Industrial_2025_Achievable_MW_Before Competition Groups_Efficient Refrigeration Compressor
Industrial | Ind ¦ Dairy Pre-Cooler | 2025 | Economic | MW | Before Competition Groups | 0.35636 | 0 | 0 | 460.7457 | 0.00077344 | 25 | Industrial_2025_Economic_MW_Before Competition Groups_25 | Dairy Pre-Cooler | 0.07734% | 0 | 0.35636 | Industrial_2025_Economic_MW_Before Competition Groups_Dairy Pre-Cooler
Industrial | Ind ¦ Air Compressor Heat Recovery | 2025 | Economic | MW | Before Competition Groups | 0.33163 | 0 | 0 | 460.7457 | 0.00071976 | 26 | Industrial_2025_Economic_MW_Before Competition Groups_26 | Air Compressor Heat Recovery | 0.07198% | 0 | 0.33163 | Industrial_2025_Economic_MW_Before Competition Groups_Air Compressor Heat Recovery
Industrial | Ind ¦ Refrigeration Compressor VFD | 2025 | Economic | MW | Before Competition Groups | 0.30801 | 0 | 0 | 460.7457 | 0.0006685 | 27 | Industrial_2025_Economic_MW_Before Competition Groups_27 | Refrigeration Compressor VFD | 0.06685% | 0 | 0.30801 | Industrial_2025_Economic_MW_Before Competition Groups_Refrigeration Compressor VFD
Industrial | Ind ¦ Air Compressor Heat Recovery | 2025 | Achievable | MW | Before Competition Groups | 0.049912 | 0 | 0 | 79.4314 | 0.00062837 | 27 | Industrial_2025_Achievable_MW_Before Competition Groups_27 | Air Compressor Heat Recovery | 0.06284% | 0 | 0.049912 | Industrial_2025_Achievable_MW_Before Competition Groups_Air Compressor Heat Recovery
Industrial | Ind ¦ Efficient Refrigeration Compressor | 2025 | Economic | MW | Before Competition Groups | 0.23141 | 0 | 0 | 460.7457 | 0.00050226 | 28 | Industrial_2025_Economic_MW_Before Competition Groups_28 | Efficient Refrigeration Compressor | 0.05023% | 0 | 0.23141 | Industrial_2025_Economic_MW_Before Competition Groups_Efficient Refrigeration Compressor
Industrial | Ind ¦ Efficient Irrigation | 2025 | Achievable | MW | Before Competition Groups | 0.03933 | 0 | 0 | 79.4314 | 0.00049514 | 28 | Industrial_2025_Achievable_MW_Before Competition Groups_28 | Efficient Irrigation | 0.04951% | 0 | 0.03933 | Industrial_2025_Achievable_MW_Before Competition Groups_Efficient Irrigation
Industrial | Ind ¦ Air Compressor Heat Recovery | 2025 | Technical | MW | Before Competition Groups | 0.33163 | 0 | 0 | 674.096 | 0.00049196 | 38 | Industrial_2025_Technical_MW_Before Competition Groups_38 | Air Compressor Heat Recovery | 0.0492% | 0 | 0.33163 | Industrial_2025_Technical_MW_Before Competition Groups_Air Compressor Heat Recovery
Industrial | Ind ¦ Creep Heat Controller | 2025 | Technical | MW | Before Competition Groups | 0.29157 | 0 | 0 | 674.096 | 0.00043254 | 39 | Industrial_2025_Technical_MW_Before Competition Groups_39 | Creep Heat Controller | 0.04325% | 0 | 0.29157 | Industrial_2025_Technical_MW_Before Competition Groups_Creep Heat Controller
Industrial | Ind ¦ Optimize Compressed Air Dryer | 2025 | Technical | MW | Before Competition Groups | 0.23983 | 0 | 0 | 674.096 | 0.00035579 | 40 | Industrial_2025_Technical_MW_Before Competition Groups_40 | Optimize Compressed Air Dryer | 0.03558% | 0 | 0.23983 | Industrial_2025_Technical_MW_Before Competition Groups_Optimize Compressed Air Dryer
Industrial | Ind ¦ Heat Lamps/Heat Pad | 2025 | Technical | MW | Before Competition Groups | 0.23224 | 0 | 0 | 674.096 | 0.00034452 | 41 | Industrial_2025_Technical_MW_Before Competition Groups_41 | Heat Lamps/Heat Pad | 0.03445% | 0 | 0.23224 | Industrial_2025_Technical_MW_Before Competition Groups_Heat Lamps/Heat Pad
Industrial | Ind ¦ Efficient Refrigeration Compressor | 2025 | Technical | MW | Before Competition Groups | 0.23141 | 0 | 0 | 674.096 | 0.0003433 | 42 | Industrial_2025_Technical_MW_Before Competition Groups_42 | Efficient Refrigeration Compressor | 0.03433% | 0 | 0.23141 | Industrial_2025_Technical_MW_Before Competition Groups_Efficient Refrigeration Compressor
Industrial | Ind ¦ Cooling Tower Optimization | 2025 | Achievable | MW | Before Competition Groups | 0 | 0 | 0 | 79.4314 | 0 | 29 | Industrial_2025_Achievable_MW_Before Competition Groups_29 | Cooling Tower Optimization | 0% | 0 | 0 | Industrial_2025_Achievable_MW_Before Competition Groups_Cooling Tower Optimization
Industrial | Ind ¦ Cooling Tower Optimization | 2025 | Economic | MW | Before Competition Groups | 0 | 0 | 0 | 460.7457 | 0 | 29 | Industrial_2025_Economic_MW_Before Competition Groups_29 | Cooling Tower Optimization | 0% | 0 | 0 | Industrial_2025_Economic_MW_Before Competition Groups_Cooling Tower Optimization
Industrial | Ind ¦ Creep Heat Controller | 2025 | Achievable | MW | Before Competition Groups | 0 | 0 | 0 | 79.4314 | 0 | 30 | Industrial_2025_Achievable_MW_Before Competition Groups_30 | Creep Heat Controller | 0% | 0 | 0 | Industrial_2025_Achievable_MW_Before Competition Groups_Creep Heat Controller
Industrial | Ind ¦ Creep Heat Controller | 2025 | Economic | MW | Before Competition Groups | 0 | 0 | 0 | 460.7457 | 0 | 30 | Industrial_2025_Economic_MW_Before Competition Groups_30 | Creep Heat Controller | 0% | 0 | 0 | Industrial_2025_Economic_MW_Before Competition Groups_Creep Heat Controller
Industrial | Ind ¦ Efficient Transformer | 2025 | Achievable | MW | Before Competition Groups | 0 | 0 | 0 | 79.4314 | 0 | 31 | Industrial_2025_Achievable_MW_Before Competition Groups_31 | Efficient Transformer | 0% | 0 | 0 | Industrial_2025_Achievable_MW_Before Competition Groups_Efficient Transformer
Industrial | Ind ¦ Efficient Transformer | 2025 | Economic | MW | Before Competition Groups | 0 | 0 | 0 | 460.7457 | 0 | 31 | Industrial_2025_Economic_MW_Before Competition Groups_31 | Efficient Transformer | 0% | 0 | 0 | Industrial_2025_Economic_MW_Before Competition Groups_Efficient Transformer
Industrial | Ind ¦ Free Cooling | 2025 | Achievable | MW | Before Competition Groups | 0 | 0 | 0 | 79.4314 | 0 | 32 | Industrial_2025_Achievable_MW_Before Competition Groups_32 | Free Cooling | 0% | 0 | 0 | Industrial_2025_Achievable_MW_Before Competition Groups_Free Cooling
Industrial | Ind ¦ Free Cooling | 2025 | Economic | MW | Before Competition Groups | 0 | 0 | 0 | 460.7457 | 0 | 32 | Industrial_2025_Economic_MW_Before Competition Groups_32 | Free Cooling | 0% | 0 | 0 | Industrial_2025_Economic_MW_Before Competition Groups_Free Cooling
Industrial | Ind ¦ Heat Lamps/Heat Pad | 2025 | Achievable | MW | Before Competition Groups | 0 | 0 | 0 | 79.4314 | 0 | 33 | Industrial_2025_Achievable_MW_Before Competition Groups_33 | Heat Lamps/Heat Pad | 0% | 0 | 0 | Industrial_2025_Achievable_MW_Before Competition Groups_Heat Lamps/Heat Pad
Industrial | Ind ¦ Heat Lamps/Heat Pad | 2025 | Economic | MW | Before Competition Groups | 0 | 0 | 0 | 460.7457 | 0 | 33 | Industrial_2025_Economic_MW_Before Competition Groups_33 | Heat Lamps/Heat Pad | 0% | 0 | 0 | Industrial_2025_Economic_MW_Before Competition Groups_Heat Lamps/Heat Pad
Industrial | Ind ¦ High Efficiency Welders | 2025 | Achievable | MW | Before Competition Groups | 0 | 0 | 0 | 79.4314 | 0 | 34 | Industrial_2025_Achievable_MW_Before Competition Groups_34 | High Efficiency Welders | 0% | 0 | 0 | Industrial_2025_Achievable_MW_Before Competition Groups_High Efficiency Welders
Industrial | Ind ¦ High Efficiency Welders | 2025 | Economic | MW | Before Competition Groups | 0 | 0 | 0 | 460.7457 | 0 | 34 | Industrial_2025_Economic_MW_Before Competition Groups_34 | High Efficiency Welders | 0% | 0 | 0 | Industrial_2025_Economic_MW_Before Competition Groups_High Efficiency Welders
Industrial | Ind ¦ HVLS Fans | 2025 | Achievable | MW | Before Competition Groups | 0 | 0 | 0 | 79.4314 | 0 | 35 | Industrial_2025_Achievable_MW_Before Competition Groups_35 | HVLS Fans | 0% | 0 | 0 | Industrial_2025_Achievable_MW_Before Competition Groups_HVLS Fans
Industrial | Ind ¦ HVLS Fans | 2025 | Economic | MW | Before Competition Groups | 0 | 0 | 0 | 460.7457 | 0 | 35 | Industrial_2025_Economic_MW_Before Competition Groups_35 | HVLS Fans | 0% | 0 | 0 | Industrial_2025_Economic_MW_Before Competition Groups_HVLS Fans
Industrial | Ind ¦ Optimize Compressed Air Dryer | 2025 | Achievable | MW | Before Competition Groups | 0 | 0 | 0 | 79.4314 | 0 | 36 | Industrial_2025_Achievable_MW_Before Competition Groups_36 | Optimize Compressed Air Dryer | 0% | 0 | 0 | Industrial_2025_Achievable_MW_Before Competition Groups_Optimize Compressed Air Dryer
Industrial | Ind ¦ Optimize Compressed Air Dryer | 2025 | Economic | MW | Before Competition Groups | 0 | 0 | 0 | 460.7457 | 0 | 36 | Industrial_2025_Economic_MW_Before Competition Groups_36 | Optimize Compressed Air Dryer | 0% | 0 | 0 | Industrial_2025_Economic_MW_Before Competition Groups_Optimize Compressed Air Dryer
Industrial | Ind ¦ Premium Efficient Motors | 2025 | Achievable | MW | Before Competition Groups | 0 | 0 | 0 | 79.4314 | 0 | 37 | Industrial_2025_Achievable_MW_Before Competition Groups_37 | Premium Efficient Motors | 0% | 0 | 0 | Industrial_2025_Achievable_MW_Before Competition Groups_Premium Efficient Motors
Industrial | Ind ¦ Premium Efficient Motors | 2025 | Economic | MW | Before Competition Groups | 0 | 0 | 0 | 460.7457 | 0 | 37 | Industrial_2025_Economic_MW_Before Competition Groups_37 | Premium Efficient Motors | 0% | 0 | 0 | Industrial_2025_Economic_MW_Before Competition Groups_Premium Efficient Motors
Industrial | Ind ¦ Synchronous Belts | 2025 | Achievable | MW | Before Competition Groups | 0 | 0 | 0 | 79.4314 | 0 | 38 | Industrial_2025_Achievable_MW_Before Competition Groups_38 | Synchronous Belts | 0% | 0 | 0 | Industrial_2025_Achievable_MW_Before Competition Groups_Synchronous Belts
Industrial | Ind ¦ Synchronous Belts | 2025 | Economic | MW | Before Competition Groups | 0 | 0 | 0 | 460.7457 | 0 | 38 | Industrial_2025_Economic_MW_Before Competition Groups_38 | Synchronous Belts | 0% | 0 | 0 | Industrial_2025_Economic_MW_Before Competition Groups_Synchronous Belts
Industrial | Ind ¦ Air Leak Survey and Repair | 2026 | Economic | MW | Before Competition Groups | 71.3711 | 0 | 0 | 493.1167 | 0.14473 | 1 | Industrial_2026_Economic_MW_Before Competition Groups_1 | Air Leak Survey and Repair | 14.47% | 0 | 71.3711 | Industrial_2026_Economic_MW_Before Competition Groups_Air Leak Survey and Repair
Industrial | Ind ¦ Pump System Optimization | 2026 | Achievable | MW | Before Competition Groups | 15.9645 | 0 | 0 | 115.8964 | 0.13775 | 1 | Industrial_2026_Achievable_MW_Before Competition Groups_1 | Pump System Optimization | 13.77% | 0 | 15.9645 | Industrial_2026_Achievable_MW_Before Competition Groups_Pump System Optimization
Industrial | Ind ¦ Air Leak Survey and Repair | 2026 | Achievable | MW | Before Competition Groups | 15.1795 | 0 | 0 | 115.8964 | 0.13097 | 2 | Industrial_2026_Achievable_MW_Before Competition Groups_2 | Air Leak Survey and Repair | 13.1% | 0 | 15.1795 | Industrial_2026_Achievable_MW_Before Competition Groups_Air Leak Survey and Repair
Industrial | Ind ¦ Pump System Optimization | 2026 | Technical | MW | Before Competition Groups | 87.8257 | 0 | 0 | 707.2423 | 0.12418 | 1 | Industrial_2026_Technical_MW_Before Competition Groups_1 | Pump System Optimization | 12.42% | 0 | 87.8257 | Industrial_2026_Technical_MW_Before Competition Groups_Pump System Optimization
Industrial | Ind ¦ Air Compressor Optimization | 2026 | Achievable | MW | Before Competition Groups | 13.2128 | 0 | 0 | 115.8964 | 0.11401 | 3 | Industrial_2026_Achievable_MW_Before Competition Groups_3 | Air Compressor Optimization | 11.4% | 0 | 13.2128 | Industrial_2026_Achievable_MW_Before Competition Groups_Air Compressor Optimization
Industrial | Ind ¦ Recommissioning | 2026 | Economic | MW | Before Competition Groups | 55.5799 | 0 | 0 | 493.1167 | 0.11271 | 2 | Industrial_2026_Economic_MW_Before Competition Groups_2 | Recommissioning | 11.27% | 0 | 55.5799 | Industrial_2026_Economic_MW_Before Competition Groups_Recommissioning
Industrial | Ind ¦ SEM | 2026 | Economic | MW | Before Competition Groups | 55.5799 | 0 | 0 | 493.1167 | 0.11271 | 3 | Industrial_2026_Economic_MW_Before Competition Groups_3 | SEM | 11.27% | 0 | 55.5799 | Industrial_2026_Economic_MW_Before Competition Groups_SEM
Industrial | Ind ¦ HE Lighting | 2026 | Technical | MW | Before Competition Groups | 74.9839 | 0 | 0 | 707.2423 | 0.10602 | 2 | Industrial_2026_Technical_MW_Before Competition Groups_2 | HE Lighting | 10.6% | 0 | 74.9839 | Industrial_2026_Technical_MW_Before Competition Groups_HE Lighting
Industrial | Ind ¦ Recommissioning | 2026 | Achievable | MW | Before Competition Groups | 11.892 | 0 | 0 | 115.8964 | 0.10261 | 4 | Industrial_2026_Achievable_MW_Before Competition Groups_4 | Recommissioning | 10.26% | 0 | 11.892 | Industrial_2026_Achievable_MW_Before Competition Groups_Recommissioning
Industrial | Ind ¦ SEM | 2026 | Achievable | MW | Before Competition Groups | 11.892 | 0 | 0 | 115.8964 | 0.10261 | 5 | Industrial_2026_Achievable_MW_Before Competition Groups_5 | SEM | 10.26% | 0 | 11.892 | Industrial_2026_Achievable_MW_Before Competition Groups_SEM
Industrial | Ind ¦ Air Leak Survey and Repair | 2026 | Technical | MW | Before Competition Groups | 71.3711 | 0 | 0 | 707.2423 | 0.10091 | 3 | Industrial_2026_Technical_MW_Before Competition Groups_3 | Air Leak Survey and Repair | 10.09% | 0 | 71.3711 | Industrial_2026_Technical_MW_Before Competition Groups_Air Leak Survey and Repair
Industrial | Ind ¦ Air Compressor Optimization | 2026 | Economic | MW | Before Competition Groups | 45.8681 | 0 | 0 | 493.1167 | 0.093017 | 4 | Industrial_2026_Economic_MW_Before Competition Groups_4 | Air Compressor Optimization | 9.302% | 0 | 45.8681 | Industrial_2026_Economic_MW_Before Competition Groups_Air Compressor Optimization
Industrial | Ind ¦ Greenhouse Grow Lights | 2026 | Economic | MW | Before Competition Groups | 43.554 | 0 | 0 | 493.1167 | 0.088324 | 5 | Industrial_2026_Economic_MW_Before Competition Groups_5 | Greenhouse Grow Lights | 8.832% | 0 | 43.554 | Industrial_2026_Economic_MW_Before Competition Groups_Greenhouse Grow Lights
Industrial | Ind ¦ Efficient Compressed Air Nozzles | 2026 | Economic | MW | Before Competition Groups | 39.6315 | 0 | 0 | 493.1167 | 0.080369 | 6 | Industrial_2026_Economic_MW_Before Competition Groups_6 | Efficient Compressed Air Nozzles | 8.037% | 0 | 39.6315 | Industrial_2026_Economic_MW_Before Competition Groups_Efficient Compressed Air Nozzles
Industrial | Ind ¦ Recommissioning | 2026 | Technical | MW | Before Competition Groups | 55.5799 | 0 | 0 | 707.2423 | 0.078587 | 4 | Industrial_2026_Technical_MW_Before Competition Groups_4 | Recommissioning | 7.859% | 0 | 55.5799 | Industrial_2026_Technical_MW_Before Competition Groups_Recommissioning
Industrial | Ind ¦ SEM | 2026 | Technical | MW | Before Competition Groups | 55.5799 | 0 | 0 | 707.2423 | 0.078587 | 5 | Industrial_2026_Technical_MW_Before Competition Groups_5 | SEM | 7.859% | 0 | 55.5799 | Industrial_2026_Technical_MW_Before Competition Groups_SEM
Industrial | Ind ¦ Greenhouse Grow Lights | 2026 | Achievable | MW | Before Competition Groups | 8.1337 | 0 | 0 | 115.8964 | 0.070181 | 6 | Industrial_2026_Achievable_MW_Before Competition Groups_6 | Greenhouse Grow Lights | 7.018% | 0 | 8.1337 | Industrial_2026_Achievable_MW_Before Competition Groups_Greenhouse Grow Lights
Industrial | Ind ¦ Pump System Optimization | 2026 | Economic | MW | Before Competition Groups | 34.5502 | 0 | 0 | 493.1167 | 0.070065 | 7 | Industrial_2026_Economic_MW_Before Competition Groups_7 | Pump System Optimization | 7.006% | 0 | 34.5502 | Industrial_2026_Economic_MW_Before Competition Groups_Pump System Optimization
Industrial | Ind ¦ Air Compressor Optimization | 2026 | Technical | MW | Before Competition Groups | 45.8681 | 0 | 0 | 707.2423 | 0.064855 | 6 | Industrial_2026_Technical_MW_Before Competition Groups_6 | Air Compressor Optimization | 6.485% | 0 | 45.8681 | Industrial_2026_Technical_MW_Before Competition Groups_Air Compressor Optimization
Industrial | Ind ¦ Pump Equipment Upgrade | 2026 | Achievable | MW | Before Competition Groups | 7.2352 | 0 | 0 | 115.8964 | 0.062428 | 7 | Industrial_2026_Achievable_MW_Before Competition Groups_7 | Pump Equipment Upgrade | 6.243% | 0 | 7.2352 | Industrial_2026_Achievable_MW_Before Competition Groups_Pump Equipment Upgrade
Industrial | Ind ¦ Greenhouse Grow Lights | 2026 | Technical | MW | Before Competition Groups | 43.554 | 0 | 0 | 707.2423 | 0.061583 | 7 | Industrial_2026_Technical_MW_Before Competition Groups_7 | Greenhouse Grow Lights | 6.158% | 0 | 43.554 | Industrial_2026_Technical_MW_Before Competition Groups_Greenhouse Grow Lights
Industrial | Ind ¦ High Efficiency HVAC Fans | 2026 | Achievable | MW | Before Competition Groups | 6.9815 | 0 | 0 | 115.8964 | 0.060239 | 8 | Industrial_2026_Achievable_MW_Before Competition Groups_8 | High Efficiency HVAC Fans | 6.024% | 0 | 6.9815 | Industrial_2026_Achievable_MW_Before Competition Groups_High Efficiency HVAC Fans
Industrial | Ind ¦ Efficient Compressed Air Nozzles | 2026 | Achievable | MW | Before Competition Groups | 6.7916 | 0 | 0 | 115.8964 | 0.058601 | 9 | Industrial_2026_Achievable_MW_Before Competition Groups_9 | Efficient Compressed Air Nozzles | 5.86% | 0 | 6.7916 | Industrial_2026_Achievable_MW_Before Competition Groups_Efficient Compressed Air Nozzles
Industrial | Ind ¦ High Efficiency HVAC Fans | 2026 | Economic | MW | Before Competition Groups | 27.9433 | 0 | 0 | 493.1167 | 0.056667 | 8 | Industrial_2026_Economic_MW_Before Competition Groups_8 | High Efficiency HVAC Fans | 5.667% | 0 | 27.9433 | Industrial_2026_Economic_MW_Before Competition Groups_High Efficiency HVAC Fans
Industrial | Ind ¦ Pump Equipment Upgrade | 2026 | Technical | MW | Before Competition Groups | 39.9031 | 0 | 0 | 707.2423 | 0.056421 | 8 | Industrial_2026_Technical_MW_Before Competition Groups_8 | Pump Equipment Upgrade | 5.642% | 0 | 39.9031 | Industrial_2026_Technical_MW_Before Competition Groups_Pump Equipment Upgrade
Industrial | Ind ¦ Efficient Compressed Air Nozzles | 2026 | Technical | MW | Before Competition Groups | 39.6315 | 0 | 0 | 707.2423 | 0.056037 | 9 | Industrial_2026_Technical_MW_Before Competition Groups_9 | Efficient Compressed Air Nozzles | 5.604% | 0 | 39.6315 | Industrial_2026_Technical_MW_Before Competition Groups_Efficient Compressed Air Nozzles
Industrial | Ind ¦ Process Optimization (Elec) | 2026 | Economic | MW | Before Competition Groups | 20.546 | 0 | 0 | 493.1167 | 0.041666 | 9 | Industrial_2026_Economic_MW_Before Competition Groups_9 | Process Optimization (Elec) | 4.167% | 0 | 20.546 | Industrial_2026_Economic_MW_Before Competition Groups_Process Optimization (Elec)
Industrial | Ind ¦ High Efficiency HVAC Fans | 2026 | Technical | MW | Before Competition Groups | 27.9433 | 0 | 0 | 707.2423 | 0.03951 | 10 | Industrial_2026_Technical_MW_Before Competition Groups_10 | High Efficiency HVAC Fans | 3.951% | 0 | 27.9433 | Industrial_2026_Technical_MW_Before Competition Groups_High Efficiency HVAC Fans
Industrial | Ind ¦ Fan System Optimization | 2026 | Achievable | MW | Before Competition Groups | 4.4966 | 0 | 0 | 115.8964 | 0.038799 | 10 | Industrial_2026_Achievable_MW_Before Competition Groups_10 | Fan System Optimization | 3.88% | 0 | 4.4966 | Industrial_2026_Achievable_MW_Before Competition Groups_Fan System Optimization
Industrial | Ind ¦ HE Lighting | 2026 | Economic | MW | Before Competition Groups | 17.2908 | 0 | 0 | 493.1167 | 0.035064 | 10 | Industrial_2026_Economic_MW_Before Competition Groups_10 | HE Lighting | 3.506% | 0 | 17.2908 | Industrial_2026_Economic_MW_Before Competition Groups_HE Lighting
Industrial | Ind ¦ Fan System Optimization | 2026 | Economic | MW | Before Competition Groups | 16.8986 | 0 | 0 | 493.1167 | 0.034269 | 11 | Industrial_2026_Economic_MW_Before Competition Groups_11 | Fan System Optimization | 3.427% | 0 | 16.8986 | Industrial_2026_Economic_MW_Before Competition Groups_Fan System Optimization
Industrial | Ind ¦ Improved Controls - Process Cooling | 2026 | Economic | MW | Before Competition Groups | 15.8424 | 0 | 0 | 493.1167 | 0.032127 | 12 | Industrial_2026_Economic_MW_Before Competition Groups_12 | Improved Controls - Process Cooling | 3.213% | 0 | 15.8424 | Industrial_2026_Economic_MW_Before Competition Groups_Improved Controls - Process Cooling
Industrial | Ind ¦ Improved Controls - Process Cooling | 2026 | Achievable | MW | Before Competition Groups | 3.3934 | 0 | 0 | 115.8964 | 0.029279 | 11 | Industrial_2026_Achievable_MW_Before Competition Groups_11 | Improved Controls - Process Cooling | 2.928% | 0 | 3.3934 | Industrial_2026_Achievable_MW_Before Competition Groups_Improved Controls - Process Cooling
Industrial | Ind ¦ Process Optimization (Elec) | 2026 | Technical | MW | Before Competition Groups | 20.546 | 0 | 0 | 707.2423 | 0.029051 | 11 | Industrial_2026_Technical_MW_Before Competition Groups_11 | Process Optimization (Elec) | 2.905% | 0 | 20.546 | Industrial_2026_Technical_MW_Before Competition Groups_Process Optimization (Elec)
Industrial | Ind ¦ Premium Efficient Motors | 2026 | Technical | MW | Before Competition Groups | 17.7374 | 0 | 0 | 707.2423 | 0.02508 | 12 | Industrial_2026_Technical_MW_Before Competition Groups_12 | Premium Efficient Motors | 2.508% | 0 | 17.7374 | Industrial_2026_Technical_MW_Before Competition Groups_Premium Efficient Motors
Industrial | Ind ¦ Fan System Optimization | 2026 | Technical | MW | Before Competition Groups | 16.8986 | 0 | 0 | 707.2423 | 0.023894 | 13 | Industrial_2026_Technical_MW_Before Competition Groups_13 | Fan System Optimization | 2.389% | 0 | 16.8986 | Industrial_2026_Technical_MW_Before Competition Groups_Fan System Optimization
Industrial | Ind ¦ Pump Equipment Upgrade | 2026 | Economic | MW | Before Competition Groups | 11.62 | 0 | 0 | 493.1167 | 0.023564 | 13 | Industrial_2026_Economic_MW_Before Competition Groups_13 | Pump Equipment Upgrade | 2.356% | 0 | 11.62 | Industrial_2026_Economic_MW_Before Competition Groups_Pump Equipment Upgrade
Industrial | Ind ¦ Improved Controls - Process Cooling | 2026 | Technical | MW | Before Competition Groups | 15.8424 | 0 | 0 | 707.2423 | 0.0224 | 14 | Industrial_2026_Technical_MW_Before Competition Groups_14 | Improved Controls - Process Cooling | 2.24% | 0 | 15.8424 | Industrial_2026_Technical_MW_Before Competition Groups_Improved Controls - Process Cooling
Industrial | Ind ¦ Pulp and Paper Process Improvements | 2026 | Economic | MW | Before Competition Groups | 7.5583 | 0 | 0 | 493.1167 | 0.015328 | 14 | Industrial_2026_Economic_MW_Before Competition Groups_14 | Pulp and Paper Process Improvements | 1.533% | 0 | 7.5583 | Industrial_2026_Economic_MW_Before Competition Groups_Pulp and Paper Process Improvements
Industrial | Ind ¦ Material Handling Improvements | 2026 | Achievable | MW | Before Competition Groups | 1.764 | 0 | 0 | 115.8964 | 0.01522 | 12 | Industrial_2026_Achievable_MW_Before Competition Groups_12 | Material Handling Improvements | 1.522% | 0 | 1.764 | Industrial_2026_Achievable_MW_Before Competition Groups_Material Handling Improvements
Industrial | Ind ¦ Pulp and Paper Process Improvements | 2026 | Achievable | MW | Before Competition Groups | 1.5171 | 0 | 0 | 115.8964 | 0.01309 | 13 | Industrial_2026_Achievable_MW_Before Competition Groups_13 | Pulp and Paper Process Improvements | 1.309% | 0 | 1.5171 | Industrial_2026_Achievable_MW_Before Competition Groups_Pulp and Paper Process Improvements
Industrial | Ind ¦ HE Lighting | 2026 | Achievable | MW | Before Competition Groups | 1.4702 | 0 | 0 | 115.8964 | 0.012686 | 14 | Industrial_2026_Achievable_MW_Before Competition Groups_14 | HE Lighting | 1.269% | 0 | 1.4702 | Industrial_2026_Achievable_MW_Before Competition Groups_HE Lighting
Industrial | Ind ¦ HE HVAC Controls | 2026 | Technical | MW | Before Competition Groups | 8.3269 | 0 | 0 | 707.2423 | 0.011774 | 15 | Industrial_2026_Technical_MW_Before Competition Groups_15 | HE HVAC Controls | 1.177% | 0 | 8.3269 | Industrial_2026_Technical_MW_Before Competition Groups_HE HVAC Controls
Industrial | Ind ¦ Material Handling Improvements | 2026 | Economic | MW | Before Competition Groups | 5.7095 | 0 | 0 | 493.1167 | 0.011578 | 15 | Industrial_2026_Economic_MW_Before Competition Groups_15 | Material Handling Improvements | 1.158% | 0 | 5.7095 | Industrial_2026_Economic_MW_Before Competition Groups_Material Handling Improvements
Industrial | Ind ¦ Pulp and Paper Process Improvements | 2026 | Technical | MW | Before Competition Groups | 7.5583 | 0 | 0 | 707.2423 | 0.010687 | 16 | Industrial_2026_Technical_MW_Before Competition Groups_16 | Pulp and Paper Process Improvements | 1.069% | 0 | 7.5583 | Industrial_2026_Technical_MW_Before Competition Groups_Pulp and Paper Process Improvements
Industrial | Ind ¦ Ventilation Optimization | 2026 | Technical | MW | Before Competition Groups | 7.3932 | 0 | 0 | 707.2423 | 0.010454 | 17 | Industrial_2026_Technical_MW_Before Competition Groups_17 | Ventilation Optimization | 1.045% | 0 | 7.3932 | Industrial_2026_Technical_MW_Before Competition Groups_Ventilation Optimization
Industrial | Ind ¦ Free Cooling | 2026 | Technical | MW | Before Competition Groups | 6.8338 | 0 | 0 | 707.2423 | 0.0096626 | 18 | Industrial_2026_Technical_MW_Before Competition Groups_18 | Free Cooling | 0.9663% | 0 | 6.8338 | Industrial_2026_Technical_MW_Before Competition Groups_Free Cooling
Industrial | Ind ¦ Refiner Plate Improvements | 2026 | Economic | MW | Before Competition Groups | 4.7306 | 0 | 0 | 493.1167 | 0.0095932 | 16 | Industrial_2026_Economic_MW_Before Competition Groups_16 | Refiner Plate Improvements | 0.9593% | 0 | 4.7306 | Industrial_2026_Economic_MW_Before Competition Groups_Refiner Plate Improvements
Industrial | Ind ¦ HVLS Fans | 2026 | Technical | MW | Before Competition Groups | 6.4485 | 0 | 0 | 707.2423 | 0.0091177 | 19 | Industrial_2026_Technical_MW_Before Competition Groups_19 | HVLS Fans | 0.9118% | 0 | 6.4485 | Industrial_2026_Technical_MW_Before Competition Groups_HVLS Fans
Industrial | Ind ¦ HE HVAC Units | 2026 | Technical | MW | Before Competition Groups | 5.9737 | 0 | 0 | 707.2423 | 0.0084464 | 20 | Industrial_2026_Technical_MW_Before Competition Groups_20 | HE HVAC Units | 0.8446% | 0 | 5.9737 | Industrial_2026_Technical_MW_Before Competition Groups_HE HVAC Units
Industrial | Ind ¦ VAV Conversion Project | 2026 | Economic | MW | Before Competition Groups | 3.9842 | 0 | 0 | 493.1167 | 0.0080797 | 17 | Industrial_2026_Economic_MW_Before Competition Groups_17 | VAV Conversion Project | 0.808% | 0 | 3.9842 | Industrial_2026_Economic_MW_Before Competition Groups_VAV Conversion Project
Industrial | Ind ¦ Material Handling Improvements | 2026 | Technical | MW | Before Competition Groups | 5.7095 | 0 | 0 | 707.2423 | 0.0080728 | 21 | Industrial_2026_Technical_MW_Before Competition Groups_21 | Material Handling Improvements | 0.8073% | 0 | 5.7095 | Industrial_2026_Technical_MW_Before Competition Groups_Material Handling Improvements
Industrial | Ind ¦ Chiller Optimization | 2026 | Technical | MW | Before Competition Groups | 5.356 | 0 | 0 | 707.2423 | 0.0075731 | 22 | Industrial_2026_Technical_MW_Before Competition Groups_22 | Chiller Optimization | 0.7573% | 0 | 5.356 | Industrial_2026_Technical_MW_Before Competition Groups_Chiller Optimization
Industrial | Ind ¦ VAV Conversion Project | 2026 | Achievable | MW | Before Competition Groups | 0.86272 | 0 | 0 | 115.8964 | 0.0074439 | 15 | Industrial_2026_Achievable_MW_Before Competition Groups_15 | VAV Conversion Project | 0.7444% | 0 | 0.86272 | Industrial_2026_Achievable_MW_Before Competition Groups_VAV Conversion Project
Industrial | Ind ¦ Ventilation Optimization | 2026 | Achievable | MW | Before Competition Groups | 0.8123 | 0 | 0 | 115.8964 | 0.0070089 | 16 | Industrial_2026_Achievable_MW_Before Competition Groups_16 | Ventilation Optimization | 0.7009% | 0 | 0.8123 | Industrial_2026_Achievable_MW_Before Competition Groups_Ventilation Optimization
Industrial | Ind ¦ Efficient Irrigation | 2026 | Technical | MW | Before Competition Groups | 4.9401 | 0 | 0 | 707.2423 | 0.0069851 | 23 | Industrial_2026_Technical_MW_Before Competition Groups_23 | Efficient Irrigation | 0.6985% | 0 | 4.9401 | Industrial_2026_Technical_MW_Before Competition Groups_Efficient Irrigation
Industrial | Ind ¦ Refiner Plate Improvements | 2026 | Achievable | MW | Before Competition Groups | 0.80012 | 0 | 0 | 115.8964 | 0.0069038 | 17 | Industrial_2026_Achievable_MW_Before Competition Groups_17 | Refiner Plate Improvements | 0.6904% | 0 | 0.80012 | Industrial_2026_Achievable_MW_Before Competition Groups_Refiner Plate Improvements
Industrial | Ind ¦ Cold Storage Retrofit | 2026 | Technical | MW | Before Competition Groups | 4.8649 | 0 | 0 | 707.2423 | 0.0068787 | 24 | Industrial_2026_Technical_MW_Before Competition Groups_24 | Cold Storage Retrofit | 0.6879% | 0 | 4.8649 | Industrial_2026_Technical_MW_Before Competition Groups_Cold Storage Retrofit
Industrial | Ind ¦ Refiner Plate Improvements | 2026 | Technical | MW | Before Competition Groups | 4.7306 | 0 | 0 | 707.2423 | 0.0066888 | 25 | Industrial_2026_Technical_MW_Before Competition Groups_25 | Refiner Plate Improvements | 0.6689% | 0 | 4.7306 | Industrial_2026_Technical_MW_Before Competition Groups_Refiner Plate Improvements
Industrial | Ind ¦ Process Optimization (Elec) | 2026 | Achievable | MW | Before Competition Groups | 0.74944 | 0 | 0 | 115.8964 | 0.0064664 | 18 | Industrial_2026_Achievable_MW_Before Competition Groups_18 | Process Optimization (Elec) | 0.6466% | 0 | 0.74944 | Industrial_2026_Achievable_MW_Before Competition Groups_Process Optimization (Elec)
Industrial | Ind ¦ Cooling Tower Optimization | 2026 | Technical | MW | Before Competition Groups | 4.0609 | 0 | 0 | 707.2423 | 0.0057418 | 26 | Industrial_2026_Technical_MW_Before Competition Groups_26 | Cooling Tower Optimization | 0.5742% | 0 | 4.0609 | Industrial_2026_Technical_MW_Before Competition Groups_Cooling Tower Optimization
Industrial | Ind ¦ VAV Conversion Project | 2026 | Technical | MW | Before Competition Groups | 3.9842 | 0 | 0 | 707.2423 | 0.0056335 | 27 | Industrial_2026_Technical_MW_Before Competition Groups_27 | VAV Conversion Project | 0.5633% | 0 | 3.9842 | Industrial_2026_Technical_MW_Before Competition Groups_VAV Conversion Project
Industrial | Ind ¦ Process Heat Recovery | 2026 | Economic | MW | Before Competition Groups | 2.5567 | 0 | 0 | 493.1167 | 0.0051848 | 18 | Industrial_2026_Economic_MW_Before Competition Groups_18 | Process Heat Recovery | 0.5185% | 0 | 2.5567 | Industrial_2026_Economic_MW_Before Competition Groups_Process Heat Recovery
Industrial | Ind ¦ High Efficiency Battery Charger | 2026 | Economic | MW | Before Competition Groups | 2.308 | 0 | 0 | 493.1167 | 0.0046805 | 19 | Industrial_2026_Economic_MW_Before Competition Groups_19 | High Efficiency Battery Charger | 0.468% | 0 | 2.308 | Industrial_2026_Economic_MW_Before Competition Groups_High Efficiency Battery Charger
Industrial | Ind ¦ High Efficiency Battery Charger | 2026 | Achievable | MW | Before Competition Groups | 0.5393 | 0 | 0 | 115.8964 | 0.0046533 | 19 | Industrial_2026_Achievable_MW_Before Competition Groups_19 | High Efficiency Battery Charger | 0.4653% | 0 | 0.5393 | Industrial_2026_Achievable_MW_Before Competition Groups_High Efficiency Battery Charger
Industrial | Ind ¦ Process Heat Recovery | 2026 | Achievable | MW | Before Competition Groups | 0.52743 | 0 | 0 | 115.8964 | 0.0045509 | 20 | Industrial_2026_Achievable_MW_Before Competition Groups_20 | Process Heat Recovery | 0.4551% | 0 | 0.52743 | Industrial_2026_Achievable_MW_Before Competition Groups_Process Heat Recovery
Industrial | Ind ¦ Process Improvements | 2026 | Economic | MW | Before Competition Groups | 2.08 | 0 | 0 | 493.1167 | 0.004218 | 20 | Industrial_2026_Economic_MW_Before Competition Groups_20 | Process Improvements | 0.4218% | 0 | 2.08 | Industrial_2026_Economic_MW_Before Competition Groups_Process Improvements
Industrial | Ind ¦ Process Improvements | 2026 | Achievable | MW | Before Competition Groups | 0.44033 | 0 | 0 | 115.8964 | 0.0037993 | 21 | Industrial_2026_Achievable_MW_Before Competition Groups_21 | Process Improvements | 0.3799% | 0 | 0.44033 | Industrial_2026_Achievable_MW_Before Competition Groups_Process Improvements
Industrial | Ind ¦ Process Heat Recovery | 2026 | Technical | MW | Before Competition Groups | 2.5567 | 0 | 0 | 707.2423 | 0.0036151 | 28 | Industrial_2026_Technical_MW_Before Competition Groups_28 | Process Heat Recovery | 0.3615% | 0 | 2.5567 | Industrial_2026_Technical_MW_Before Competition Groups_Process Heat Recovery
Industrial | Ind ¦ Synchronous Belts | 2026 | Technical | MW | Before Competition Groups | 2.5321 | 0 | 0 | 707.2423 | 0.0035802 | 29 | Industrial_2026_Technical_MW_Before Competition Groups_29 | Synchronous Belts | 0.358% | 0 | 2.5321 | Industrial_2026_Technical_MW_Before Competition Groups_Synchronous Belts
Industrial | Ind ¦ Efficient Irrigation | 2026 | Economic | MW | Before Competition Groups | 1.6921 | 0 | 0 | 493.1167 | 0.0034315 | 21 | Industrial_2026_Economic_MW_Before Competition Groups_21 | Efficient Irrigation | 0.3432% | 0 | 1.6921 | Industrial_2026_Economic_MW_Before Competition Groups_Efficient Irrigation
Industrial | Ind ¦ Ventilation Optimization | 2026 | Economic | MW | Before Competition Groups | 1.6692 | 0 | 0 | 493.1167 | 0.003385 | 22 | Industrial_2026_Economic_MW_Before Competition Groups_22 | Ventilation Optimization | 0.3385% | 0 | 1.6692 | Industrial_2026_Economic_MW_Before Competition Groups_Ventilation Optimization
Industrial | Ind ¦ High Efficiency Battery Charger | 2026 | Technical | MW | Before Competition Groups | 2.308 | 0 | 0 | 707.2423 | 0.0032634 | 30 | Industrial_2026_Technical_MW_Before Competition Groups_30 | High Efficiency Battery Charger | 0.3263% | 0 | 2.308 | Industrial_2026_Technical_MW_Before Competition Groups_High Efficiency Battery Charger
Industrial | Ind ¦ Process Improvements | 2026 | Technical | MW | Before Competition Groups | 2.08 | 0 | 0 | 707.2423 | 0.0029409 | 31 | Industrial_2026_Technical_MW_Before Competition Groups_31 | Process Improvements | 0.2941% | 0 | 2.08 | Industrial_2026_Technical_MW_Before Competition Groups_Process Improvements
Industrial | Ind ¦ Refrigeration Compressor VFD | 2026 | Economic | MW | Before Competition Groups | 1.3739 | 0 | 0 | 493.1167 | 0.0027862 | 23 | Industrial_2026_Economic_MW_Before Competition Groups_23 | Refrigeration Compressor VFD | 0.2786% | 0 | 1.3739 | Industrial_2026_Economic_MW_Before Competition Groups_Refrigeration Compressor VFD
Industrial | Ind ¦ Refrigeration Compressor VFD | 2026 | Achievable | MW | Before Competition Groups | 0.31786 | 0 | 0 | 115.8964 | 0.0027426 | 22 | Industrial_2026_Achievable_MW_Before Competition Groups_22 | Refrigeration Compressor VFD | 0.2743% | 0 | 0.31786 | Industrial_2026_Achievable_MW_Before Competition Groups_Refrigeration Compressor VFD
Industrial | Ind ¦ Improved Controls - Process Heating | 2026 | Economic | MW | Before Competition Groups | 1.2569 | 0 | 0 | 493.1167 | 0.0025489 | 24 | Industrial_2026_Economic_MW_Before Competition Groups_24 | Improved Controls - Process Heating | 0.2549% | 0 | 1.2569 | Industrial_2026_Economic_MW_Before Competition Groups_Improved Controls - Process Heating
Industrial | Ind ¦ Improved Controls - Process Heating | 2026 | Achievable | MW | Before Competition Groups | 0.27417 | 0 | 0 | 115.8964 | 0.0023656 | 23 | Industrial_2026_Achievable_MW_Before Competition Groups_23 | Improved Controls - Process Heating | 0.2366% | 0 | 0.27417 | Industrial_2026_Achievable_MW_Before Competition Groups_Improved Controls - Process Heating
Industrial | Ind ¦ Refrigeration Compressor VFD | 2026 | Technical | MW | Before Competition Groups | 1.3739 | 0 | 0 | 707.2423 | 0.0019426 | 32 | Industrial_2026_Technical_MW_Before Competition Groups_32 | Refrigeration Compressor VFD | 0.1943% | 0 | 1.3739 | Industrial_2026_Technical_MW_Before Competition Groups_Refrigeration Compressor VFD
Industrial | Ind ¦ Dairy Pre-Cooler | 2026 | Technical | MW | Before Competition Groups | 1.3262 | 0 | 0 | 707.2423 | 0.0018752 | 33 | Industrial_2026_Technical_MW_Before Competition Groups_33 | Dairy Pre-Cooler | 0.1875% | 0 | 1.3262 | Industrial_2026_Technical_MW_Before Competition Groups_Dairy Pre-Cooler
Industrial | Ind ¦ Improved Controls - Process Heating | 2026 | Technical | MW | Before Competition Groups | 1.2569 | 0 | 0 | 707.2423 | 0.0017772 | 34 | Industrial_2026_Technical_MW_Before Competition Groups_34 | Improved Controls - Process Heating | 0.1777% | 0 | 1.2569 | Industrial_2026_Technical_MW_Before Competition Groups_Improved Controls - Process Heating
Industrial | Ind ¦ Engine Block Heater Timer | 2026 | Economic | MW | Before Competition Groups | 0.81897 | 0 | 0 | 493.1167 | 0.0016608 | 25 | Industrial_2026_Economic_MW_Before Competition Groups_25 | Engine Block Heater Timer | 0.1661% | 0 | 0.81897 | Industrial_2026_Economic_MW_Before Competition Groups_Engine Block Heater Timer
Industrial | Ind ¦ Efficient Transformer | 2026 | Technical | MW | Before Competition Groups | 1.1579 | 0 | 0 | 707.2423 | 0.0016372 | 35 | Industrial_2026_Technical_MW_Before Competition Groups_35 | Efficient Transformer | 0.1637% | 0 | 1.1579 | Industrial_2026_Technical_MW_Before Competition Groups_Efficient Transformer
Industrial | Ind ¦ Dairy Pre-Cooler | 2026 | Achievable | MW | Before Competition Groups | 0.17844 | 0 | 0 | 115.8964 | 0.0015397 | 24 | Industrial_2026_Achievable_MW_Before Competition Groups_24 | Dairy Pre-Cooler | 0.154% | 0 | 0.17844 | Industrial_2026_Achievable_MW_Before Competition Groups_Dairy Pre-Cooler
Industrial | Ind ¦ Engine Block Heater Timer | 2026 | Achievable | MW | Before Competition Groups | 0.172 | 0 | 0 | 115.8964 | 0.0014841 | 25 | Industrial_2026_Achievable_MW_Before Competition Groups_25 | Engine Block Heater Timer | 0.1484% | 0 | 0.172 | Industrial_2026_Achievable_MW_Before Competition Groups_Engine Block Heater Timer
Industrial | Ind ¦ High Efficiency Welders | 2026 | Technical | MW | Before Competition Groups | 0.99429 | 0 | 0 | 707.2423 | 0.0014059 | 36 | Industrial_2026_Technical_MW_Before Competition Groups_36 | High Efficiency Welders | 0.1406% | 0 | 0.99429 | Industrial_2026_Technical_MW_Before Competition Groups_High Efficiency Welders
Industrial | Ind ¦ Engine Block Heater Timer | 2026 | Technical | MW | Before Competition Groups | 0.81897 | 0 | 0 | 707.2423 | 0.001158 | 37 | Industrial_2026_Technical_MW_Before Competition Groups_37 | Engine Block Heater Timer | 0.1158% | 0 | 0.81897 | Industrial_2026_Technical_MW_Before Competition Groups_Engine Block Heater Timer
Industrial | Ind ¦ Efficient Irrigation | 2026 | Achievable | MW | Before Competition Groups | 0.12072 | 0 | 0 | 115.8964 | 0.0010416 | 26 | Industrial_2026_Achievable_MW_Before Competition Groups_26 | Efficient Irrigation | 0.1042% | 0 | 0.12072 | Industrial_2026_Achievable_MW_Before Competition Groups_Efficient Irrigation
Industrial | Ind ¦ Dairy Pre-Cooler | 2026 | Economic | MW | Before Competition Groups | 0.50947 | 0 | 0 | 493.1167 | 0.0010332 | 26 | Industrial_2026_Economic_MW_Before Competition Groups_26 | Dairy Pre-Cooler | 0.1033% | 0 | 0.50947 | Industrial_2026_Economic_MW_Before Competition Groups_Dairy Pre-Cooler
Industrial | Ind ¦ Efficient Refrigeration Compressor | 2026 | Achievable | MW | Before Competition Groups | 0.10672 | 0 | 0 | 115.8964 | 0.0009208 | 27 | Industrial_2026_Achievable_MW_Before Competition Groups_27 | Efficient Refrigeration Compressor | 0.09208% | 0 | 0.10672 | Industrial_2026_Achievable_MW_Before Competition Groups_Efficient Refrigeration Compressor
Industrial | Ind ¦ Air Compressor Heat Recovery | 2026 | Economic | MW | Before Competition Groups | 0.33162 | 0 | 0 | 493.1167 | 0.00067251 | 27 | Industrial_2026_Economic_MW_Before Competition Groups_27 | Air Compressor Heat Recovery | 0.06725% | 0 | 0.33162 | Industrial_2026_Economic_MW_Before Competition Groups_Air Compressor Heat Recovery
Industrial | Ind ¦ Air Compressor Heat Recovery | 2026 | Achievable | MW | Before Competition Groups | 0.070858 | 0 | 0 | 115.8964 | 0.00061139 | 28 | Industrial_2026_Achievable_MW_Before Competition Groups_28 | Air Compressor Heat Recovery | 0.06114% | 0 | 0.070858 | Industrial_2026_Achievable_MW_Before Competition Groups_Air Compressor Heat Recovery
Industrial | Ind ¦ Efficient Refrigeration Compressor | 2026 | Economic | MW | Before Competition Groups | 0.26157 | 0 | 0 | 493.1167 | 0.00053045 | 28 | Industrial_2026_Economic_MW_Before Competition Groups_28 | Efficient Refrigeration Compressor | 0.05304% | 0 | 0.26157 | Industrial_2026_Economic_MW_Before Competition Groups_Efficient Refrigeration Compressor
Industrial | Ind ¦ Air Compressor Heat Recovery | 2026 | Technical | MW | Before Competition Groups | 0.33162 | 0 | 0 | 707.2423 | 0.0004689 | 38 | Industrial_2026_Technical_MW_Before Competition Groups_38 | Air Compressor Heat Recovery | 0.04689% | 0 | 0.33162 | Industrial_2026_Technical_MW_Before Competition Groups_Air Compressor Heat Recovery
Industrial | Ind ¦ Creep Heat Controller | 2026 | Technical | MW | Before Competition Groups | 0.29155 | 0 | 0 | 707.2423 | 0.00041224 | 39 | Industrial_2026_Technical_MW_Before Competition Groups_39 | Creep Heat Controller | 0.04122% | 0 | 0.29155 | Industrial_2026_Technical_MW_Before Competition Groups_Creep Heat Controller
Industrial | Ind ¦ Heat Lamps/Heat Pad | 2026 | Technical | MW | Before Competition Groups | 0.26752 | 0 | 0 | 707.2423 | 0.00037826 | 40 | Industrial_2026_Technical_MW_Before Competition Groups_40 | Heat Lamps/Heat Pad | 0.03783% | 0 | 0.26752 | Industrial_2026_Technical_MW_Before Competition Groups_Heat Lamps/Heat Pad
Industrial | Ind ¦ Efficient Refrigeration Compressor | 2026 | Technical | MW | Before Competition Groups | 0.26157 | 0 | 0 | 707.2423 | 0.00036985 | 41 | Industrial_2026_Technical_MW_Before Competition Groups_41 | Efficient Refrigeration Compressor | 0.03698% | 0 | 0.26157 | Industrial_2026_Technical_MW_Before Competition Groups_Efficient Refrigeration Compressor
Industrial | Ind ¦ Optimize Compressed Air Dryer | 2026 | Technical | MW | Before Competition Groups | 0.23983 | 0 | 0 | 707.2423 | 0.00033911 | 42 | Industrial_2026_Technical_MW_Before Competition Groups_42 | Optimize Compressed Air Dryer | 0.03391% | 0 | 0.23983 | Industrial_2026_Technical_MW_Before Competition Groups_Optimize Compressed Air Dryer
Industrial | Ind ¦ Cooling Tower Optimization | 2026 | Achievable | MW | Before Competition Groups | 0 | 0 | 0 | 115.8964 | 0 | 29 | Industrial_2026_Achievable_MW_Before Competition Groups_29 | Cooling Tower Optimization | 0% | 0 | 0 | Industrial_2026_Achievable_MW_Before Competition Groups_Cooling Tower Optimization
Industrial | Ind ¦ Cooling Tower Optimization | 2026 | Economic | MW | Before Competition Groups | 0 | 0 | 0 | 493.1167 | 0 | 29 | Industrial_2026_Economic_MW_Before Competition Groups_29 | Cooling Tower Optimization | 0% | 0 | 0 | Industrial_2026_Economic_MW_Before Competition Groups_Cooling Tower Optimization
Industrial | Ind ¦ Creep Heat Controller | 2026 | Achievable | MW | Before Competition Groups | 0 | 0 | 0 | 115.8964 | 0 | 30 | Industrial_2026_Achievable_MW_Before Competition Groups_30 | Creep Heat Controller | 0% | 0 | 0 | Industrial_2026_Achievable_MW_Before Competition Groups_Creep Heat Controller
Industrial | Ind ¦ Creep Heat Controller | 2026 | Economic | MW | Before Competition Groups | 0 | 0 | 0 | 493.1167 | 0 | 30 | Industrial_2026_Economic_MW_Before Competition Groups_30 | Creep Heat Controller | 0% | 0 | 0 | Industrial_2026_Economic_MW_Before Competition Groups_Creep Heat Controller
Industrial | Ind ¦ Efficient Transformer | 2026 | Achievable | MW | Before Competition Groups | 0 | 0 | 0 | 115.8964 | 0 | 31 | Industrial_2026_Achievable_MW_Before Competition Groups_31 | Efficient Transformer | 0% | 0 | 0 | Industrial_2026_Achievable_MW_Before Competition Groups_Efficient Transformer
Industrial | Ind ¦ Efficient Transformer | 2026 | Economic | MW | Before Competition Groups | 0 | 0 | 0 | 493.1167 | 0 | 31 | Industrial_2026_Economic_MW_Before Competition Groups_31 | Efficient Transformer | 0% | 0 | 0 | Industrial_2026_Economic_MW_Before Competition Groups_Efficient Transformer
Industrial | Ind ¦ Free Cooling | 2026 | Achievable | MW | Before Competition Groups | 0 | 0 | 0 | 115.8964 | 0 | 32 | Industrial_2026_Achievable_MW_Before Competition Groups_32 | Free Cooling | 0% | 0 | 0 | Industrial_2026_Achievable_MW_Before Competition Groups_Free Cooling
Industrial | Ind ¦ Free Cooling | 2026 | Economic | MW | Before Competition Groups | 0 | 0 | 0 | 493.1167 | 0 | 32 | Industrial_2026_Economic_MW_Before Competition Groups_32 | Free Cooling | 0% | 0 | 0 | Industrial_2026_Economic_MW_Before Competition Groups_Free Cooling
Industrial | Ind ¦ Heat Lamps/Heat Pad | 2026 | Achievable | MW | Before Competition Groups | 0 | 0 | 0 | 115.8964 | 0 | 33 | Industrial_2026_Achievable_MW_Before Competition Groups_33 | Heat Lamps/Heat Pad | 0% | 0 | 0 | Industrial_2026_Achievable_MW_Before Competition Groups_Heat Lamps/Heat Pad
Industrial | Ind ¦ Heat Lamps/Heat Pad | 2026 | Economic | MW | Before Competition Groups | 0 | 0 | 0 | 493.1167 | 0 | 33 | Industrial_2026_Economic_MW_Before Competition Groups_33 | Heat Lamps/Heat Pad | 0% | 0 | 0 | Industrial_2026_Economic_MW_Before Competition Groups_Heat Lamps/Heat Pad
Industrial | Ind ¦ High Efficiency Welders | 2026 | Achievable | MW | Before Competition Groups | 0 | 0 | 0 | 115.8964 | 0 | 34 | Industrial_2026_Achievable_MW_Before Competition Groups_34 | High Efficiency Welders | 0% | 0 | 0 | Industrial_2026_Achievable_MW_Before Competition Groups_High Efficiency Welders
Industrial | Ind ¦ High Efficiency Welders | 2026 | Economic | MW | Before Competition Groups | 0 | 0 | 0 | 493.1167 | 0 | 34 | Industrial_2026_Economic_MW_Before Competition Groups_34 | High Efficiency Welders | 0% | 0 | 0 | Industrial_2026_Economic_MW_Before Competition Groups_High Efficiency Welders
Industrial | Ind ¦ HVLS Fans | 2026 | Achievable | MW | Before Competition Groups | 0 | 0 | 0 | 115.8964 | 0 | 35 | Industrial_2026_Achievable_MW_Before Competition Groups_35 | HVLS Fans | 0% | 0 | 0 | Industrial_2026_Achievable_MW_Before Competition Groups_HVLS Fans
Industrial | Ind ¦ HVLS Fans | 2026 | Economic | MW | Before Competition Groups | 0 | 0 | 0 | 493.1167 | 0 | 35 | Industrial_2026_Economic_MW_Before Competition Groups_35 | HVLS Fans | 0% | 0 | 0 | Industrial_2026_Economic_MW_Before Competition Groups_HVLS Fans
Industrial | Ind ¦ Optimize Compressed Air Dryer | 2026 | Achievable | MW | Before Competition Groups | 0 | 0 | 0 | 115.8964 | 0 | 36 | Industrial_2026_Achievable_MW_Before Competition Groups_36 | Optimize Compressed Air Dryer | 0% | 0 | 0 | Industrial_2026_Achievable_MW_Before Competition Groups_Optimize Compressed Air Dryer
Industrial | Ind ¦ Optimize Compressed Air Dryer | 2026 | Economic | MW | Before Competition Groups | 0 | 0 | 0 | 493.1167 | 0 | 36 | Industrial_2026_Economic_MW_Before Competition Groups_36 | Optimize Compressed Air Dryer | 0% | 0 | 0 | Industrial_2026_Economic_MW_Before Competition Groups_Optimize Compressed Air Dryer
Industrial | Ind ¦ Premium Efficient Motors | 2026 | Achievable | MW | Before Competition Groups | 0 | 0 | 0 | 115.8964 | 0 | 37 | Industrial_2026_Achievable_MW_Before Competition Groups_37 | Premium Efficient Motors | 0% | 0 | 0 | Industrial_2026_Achievable_MW_Before Competition Groups_Premium Efficient Motors
Industrial | Ind ¦ Premium Efficient Motors | 2026 | Economic | MW | Before Competition Groups | 0 | 0 | 0 | 493.1167 | 0 | 37 | Industrial_2026_Economic_MW_Before Competition Groups_37 | Premium Efficient Motors | 0% | 0 | 0 | Industrial_2026_Economic_MW_Before Competition Groups_Premium Efficient Motors
Industrial | Ind ¦ Synchronous Belts | 2026 | Achievable | MW | Before Competition Groups | 0 | 0 | 0 | 115.8964 | 0 | 38 | Industrial_2026_Achievable_MW_Before Competition Groups_38 | Synchronous Belts | 0% | 0 | 0 | Industrial_2026_Achievable_MW_Before Competition Groups_Synchronous Belts
Industrial | Ind ¦ Synchronous Belts | 2026 | Economic | MW | Before Competition Groups | 0 | 0 | 0 | 493.1167 | 0 | 38 | Industrial_2026_Economic_MW_Before Competition Groups_38 | Synchronous Belts | 0% | 0 | 0 | Industrial_2026_Economic_MW_Before Competition Groups_Synchronous Belts
Industrial | Ind ¦ Pump System Optimization | 2027 | Economic | MW | Before Competition Groups | 91.7598 | 0 | 0 | 599.252 | 0.15312 | 1 | Industrial_2027_Economic_MW_Before Competition Groups_1 | Pump System Optimization | 15.31% | 0 | 91.7598 | Industrial_2027_Economic_MW_Before Competition Groups_Pump System Optimization
Industrial | Ind ¦ Pump System Optimization | 2027 | Achievable | MW | Before Competition Groups | 22.4844 | 0 | 0 | 158.5241 | 0.14184 | 1 | Industrial_2027_Achievable_MW_Before Competition Groups_1 | Pump System Optimization | 14.18% | 0 | 22.4844 | Industrial_2027_Achievable_MW_Before Competition Groups_Pump System Optimization
Industrial | Ind ¦ Pump System Optimization | 2027 | Technical | MW | Before Competition Groups | 93.696 | 0 | 0 | 734.7005 | 0.12753 | 1 | Industrial_2027_Technical_MW_Before Competition Groups_1 | Pump System Optimization | 12.75% | 0 | 93.696 | Industrial_2027_Technical_MW_Before Competition Groups_Pump System Optimization
Industrial | Ind ¦ Air Leak Survey and Repair | 2027 | Achievable | MW | Before Competition Groups | 20.0409 | 0 | 0 | 158.5241 | 0.12642 | 2 | Industrial_2027_Achievable_MW_Before Competition Groups_2 | Air Leak Survey and Repair | 12.64% | 0 | 20.0409 | Industrial_2027_Achievable_MW_Before Competition Groups_Air Leak Survey and Repair
Industrial | Ind ¦ Air Leak Survey and Repair | 2027 | Economic | MW | Before Competition Groups | 71.2839 | 0 | 0 | 599.252 | 0.11895 | 2 | Industrial_2027_Economic_MW_Before Competition Groups_2 | Air Leak Survey and Repair | 11.9% | 0 | 71.2839 | Industrial_2027_Economic_MW_Before Competition Groups_Air Leak Survey and Repair
Industrial | Ind ¦ Air Compressor Optimization | 2027 | Achievable | MW | Before Competition Groups | 17.2627 | 0 | 0 | 158.5241 | 0.1089 | 3 | Industrial_2027_Achievable_MW_Before Competition Groups_3 | Air Compressor Optimization | 10.89% | 0 | 17.2627 | Industrial_2027_Achievable_MW_Before Competition Groups_Air Compressor Optimization
Industrial | Ind ¦ HE Lighting | 2027 | Technical | MW | Before Competition Groups | 78.7715 | 0 | 0 | 734.7005 | 0.10722 | 2 | Industrial_2027_Technical_MW_Before Competition Groups_2 | HE Lighting | 10.72% | 0 | 78.7715 | Industrial_2027_Technical_MW_Before Competition Groups_HE Lighting
Industrial | Ind ¦ Recommissioning | 2027 | Achievable | MW | Before Competition Groups | 15.6688 | 0 | 0 | 158.5241 | 0.098842 | 4 | Industrial_2027_Achievable_MW_Before Competition Groups_4 | Recommissioning | 9.884% | 0 | 15.6688 | Industrial_2027_Achievable_MW_Before Competition Groups_Recommissioning
Industrial | Ind ¦ SEM | 2027 | Achievable | MW | Before Competition Groups | 15.6688 | 0 | 0 | 158.5241 | 0.098842 | 5 | Industrial_2027_Achievable_MW_Before Competition Groups_5 | SEM | 9.884% | 0 | 15.6688 | Industrial_2027_Achievable_MW_Before Competition Groups_SEM
Industrial | Ind ¦ Air Leak Survey and Repair | 2027 | Technical | MW | Before Competition Groups | 71.2839 | 0 | 0 | 734.7005 | 0.097024 | 3 | Industrial_2027_Technical_MW_Before Competition Groups_3 | Air Leak Survey and Repair | 9.702% | 0 | 71.2839 | Industrial_2027_Technical_MW_Before Competition Groups_Air Leak Survey and Repair
Industrial | Ind ¦ Recommissioning | 2027 | Economic | MW | Before Competition Groups | 55.4375 | 0 | 0 | 599.252 | 0.092511 | 3 | Industrial_2027_Economic_MW_Before Competition Groups_3 | Recommissioning | 9.251% | 0 | 55.4375 | Industrial_2027_Economic_MW_Before Competition Groups_Recommissioning
Industrial | Ind ¦ SEM | 2027 | Economic | MW | Before Competition Groups | 55.4375 | 0 | 0 | 599.252 | 0.092511 | 4 | Industrial_2027_Economic_MW_Before Competition Groups_4 | SEM | 9.251% | 0 | 55.4375 | Industrial_2027_Economic_MW_Before Competition Groups_SEM
Industrial | Ind ¦ Greenhouse Grow Lights | 2027 | Economic | MW | Before Competition Groups | 48.9071 | 0 | 0 | 599.252 | 0.081614 | 5 | Industrial_2027_Economic_MW_Before Competition Groups_5 | Greenhouse Grow Lights | 8.161% | 0 | 48.9071 | Industrial_2027_Economic_MW_Before Competition Groups_Greenhouse Grow Lights
Industrial | Ind ¦ Greenhouse Grow Lights | 2027 | Achievable | MW | Before Competition Groups | 12.8016 | 0 | 0 | 158.5241 | 0.080755 | 6 | Industrial_2027_Achievable_MW_Before Competition Groups_6 | Greenhouse Grow Lights | 8.076% | 0 | 12.8016 | Industrial_2027_Achievable_MW_Before Competition Groups_Greenhouse Grow Lights
Industrial | Ind ¦ Air Compressor Optimization | 2027 | Economic | MW | Before Competition Groups | 48.3539 | 0 | 0 | 599.252 | 0.08069 | 6 | Industrial_2027_Economic_MW_Before Competition Groups_6 | Air Compressor Optimization | 8.069% | 0 | 48.3539 | Industrial_2027_Economic_MW_Before Competition Groups_Air Compressor Optimization
Industrial | Ind ¦ Recommissioning | 2027 | Technical | MW | Before Competition Groups | 55.4375 | 0 | 0 | 734.7005 | 0.075456 | 4 | Industrial_2027_Technical_MW_Before Competition Groups_4 | Recommissioning | 7.546% | 0 | 55.4375 | Industrial_2027_Technical_MW_Before Competition Groups_Recommissioning
Industrial | Ind ¦ SEM | 2027 | Technical | MW | Before Competition Groups | 55.4375 | 0 | 0 | 734.7005 | 0.075456 | 5 | Industrial_2027_Technical_MW_Before Competition Groups_5 | SEM | 7.546% | 0 | 55.4375 | Industrial_2027_Technical_MW_Before Competition Groups_SEM
Industrial | Ind ¦ Pump Equipment Upgrade | 2027 | Economic | MW | Before Competition Groups | 42.814 | 0 | 0 | 599.252 | 0.071446 | 7 | Industrial_2027_Economic_MW_Before Competition Groups_7 | Pump Equipment Upgrade | 7.145% | 0 | 42.814 | Industrial_2027_Economic_MW_Before Competition Groups_Pump Equipment Upgrade
Industrial | Ind ¦ Efficient Compressed Air Nozzles | 2027 | Economic | MW | Before Competition Groups | 41.8646 | 0 | 0 | 599.252 | 0.069861 | 8 | Industrial_2027_Economic_MW_Before Competition Groups_8 | Efficient Compressed Air Nozzles | 6.986% | 0 | 41.8646 | Industrial_2027_Economic_MW_Before Competition Groups_Efficient Compressed Air Nozzles
Industrial | Ind ¦ Pump Equipment Upgrade | 2027 | Achievable | MW | Before Competition Groups | 10.7875 | 0 | 0 | 158.5241 | 0.068049 | 7 | Industrial_2027_Achievable_MW_Before Competition Groups_7 | Pump Equipment Upgrade | 6.805% | 0 | 10.7875 | Industrial_2027_Achievable_MW_Before Competition Groups_Pump Equipment Upgrade
Industrial | Ind ¦ Greenhouse Grow Lights | 2027 | Technical | MW | Before Competition Groups | 48.9071 | 0 | 0 | 734.7005 | 0.066567 | 6 | Industrial_2027_Technical_MW_Before Competition Groups_6 | Greenhouse Grow Lights | 6.657% | 0 | 48.9071 | Industrial_2027_Technical_MW_Before Competition Groups_Greenhouse Grow Lights
Industrial | Ind ¦ Air Compressor Optimization | 2027 | Technical | MW | Before Competition Groups | 48.3539 | 0 | 0 | 734.7005 | 0.065814 | 7 | Industrial_2027_Technical_MW_Before Competition Groups_7 | Air Compressor Optimization | 6.581% | 0 | 48.3539 | Industrial_2027_Technical_MW_Before Competition Groups_Air Compressor Optimization
Industrial | Ind ¦ High Efficiency HVAC Fans | 2027 | Achievable | MW | Before Competition Groups | 9.359 | 0 | 0 | 158.5241 | 0.059038 | 8 | Industrial_2027_Achievable_MW_Before Competition Groups_8 | High Efficiency HVAC Fans | 5.904% | 0 | 9.359 | Industrial_2027_Achievable_MW_Before Competition Groups_High Efficiency HVAC Fans
Industrial | Ind ¦ Efficient Compressed Air Nozzles | 2027 | Achievable | MW | Before Competition Groups | 9.3404 | 0 | 0 | 158.5241 | 0.058921 | 9 | Industrial_2027_Achievable_MW_Before Competition Groups_9 | Efficient Compressed Air Nozzles | 5.892% | 0 | 9.3404 | Industrial_2027_Achievable_MW_Before Competition Groups_Efficient Compressed Air Nozzles
Industrial | Ind ¦ Pump Equipment Upgrade | 2027 | Technical | MW | Before Competition Groups | 42.814 | 0 | 0 | 734.7005 | 0.058274 | 8 | Industrial_2027_Technical_MW_Before Competition Groups_8 | Pump Equipment Upgrade | 5.827% | 0 | 42.814 | Industrial_2027_Technical_MW_Before Competition Groups_Pump Equipment Upgrade
Industrial | Ind ¦ Efficient Compressed Air Nozzles | 2027 | Technical | MW | Before Competition Groups | 41.8646 | 0 | 0 | 734.7005 | 0.056982 | 9 | Industrial_2027_Technical_MW_Before Competition Groups_9 | Efficient Compressed Air Nozzles | 5.698% | 0 | 41.8646 | Industrial_2027_Technical_MW_Before Competition Groups_Efficient Compressed Air Nozzles
Industrial | Ind ¦ High Efficiency HVAC Fans | 2027 | Economic | MW | Before Competition Groups | 29.8769 | 0 | 0 | 599.252 | 0.049857 | 9 | Industrial_2027_Economic_MW_Before Competition Groups_9 | High Efficiency HVAC Fans | 4.986% | 0 | 29.8769 | Industrial_2027_Economic_MW_Before Competition Groups_High Efficiency HVAC Fans
Industrial | Ind ¦ High Efficiency HVAC Fans | 2027 | Technical | MW | Before Competition Groups | 29.8769 | 0 | 0 | 734.7005 | 0.040665 | 10 | Industrial_2027_Technical_MW_Before Competition Groups_10 | High Efficiency HVAC Fans | 4.067% | 0 | 29.8769 | Industrial_2027_Technical_MW_Before Competition Groups_High Efficiency HVAC Fans
Industrial | Ind ¦ Fan System Optimization | 2027 | Achievable | MW | Before Competition Groups | 5.9103 | 0 | 0 | 158.5241 | 0.037284 | 10 | Industrial_2027_Achievable_MW_Before Competition Groups_10 | Fan System Optimization | 3.728% | 0 | 5.9103 | Industrial_2027_Achievable_MW_Before Competition Groups_Fan System Optimization
Industrial | Ind ¦ HE Lighting | 2027 | Economic | MW | Before Competition Groups | 21.3083 | 0 | 0 | 599.252 | 0.035558 | 10 | Industrial_2027_Economic_MW_Before Competition Groups_10 | HE Lighting | 3.556% | 0 | 21.3083 | Industrial_2027_Economic_MW_Before Competition Groups_HE Lighting
Industrial | Ind ¦ Process Optimization (Elec) | 2027 | Economic | MW | Before Competition Groups | 20.4904 | 0 | 0 | 599.252 | 0.034193 | 11 | Industrial_2027_Economic_MW_Before Competition Groups_11 | Process Optimization (Elec) | 3.419% | 0 | 20.4904 | Industrial_2027_Economic_MW_Before Competition Groups_Process Optimization (Elec)
Industrial | Ind ¦ Fan System Optimization | 2027 | Economic | MW | Before Competition Groups | 17.4994 | 0 | 0 | 599.252 | 0.029202 | 12 | Industrial_2027_Economic_MW_Before Competition Groups_12 | Fan System Optimization | 2.92% | 0 | 17.4994 | Industrial_2027_Economic_MW_Before Competition Groups_Fan System Optimization
Industrial | Ind ¦ Improved Controls - Process Cooling | 2027 | Achievable | MW | Before Competition Groups | 4.4695 | 0 | 0 | 158.5241 | 0.028195 | 11 | Industrial_2027_Achievable_MW_Before Competition Groups_11 | Improved Controls - Process Cooling | 2.819% | 0 | 4.4695 | Industrial_2027_Achievable_MW_Before Competition Groups_Improved Controls - Process Cooling
Industrial | Ind ¦ Process Optimization (Elec) | 2027 | Technical | MW | Before Competition Groups | 20.4904 | 0 | 0 | 734.7005 | 0.027889 | 11 | Industrial_2027_Technical_MW_Before Competition Groups_11 | Process Optimization (Elec) | 2.789% | 0 | 20.4904 | Industrial_2027_Technical_MW_Before Competition Groups_Process Optimization (Elec)
Industrial | Ind ¦ Improved Controls - Process Cooling | 2027 | Economic | MW | Before Competition Groups | 15.7782 | 0 | 0 | 599.252 | 0.02633 | 13 | Industrial_2027_Economic_MW_Before Competition Groups_13 | Improved Controls - Process Cooling | 2.633% | 0 | 15.7782 | Industrial_2027_Economic_MW_Before Competition Groups_Improved Controls - Process Cooling
Industrial | Ind ¦ Premium Efficient Motors | 2027 | Technical | MW | Before Competition Groups | 18.0175 | 0 | 0 | 734.7005 | 0.024524 | 12 | Industrial_2027_Technical_MW_Before Competition Groups_12 | Premium Efficient Motors | 2.452% | 0 | 18.0175 | Industrial_2027_Technical_MW_Before Competition Groups_Premium Efficient Motors
Industrial | Ind ¦ Fan System Optimization | 2027 | Technical | MW | Before Competition Groups | 17.4994 | 0 | 0 | 734.7005 | 0.023818 | 13 | Industrial_2027_Technical_MW_Before Competition Groups_13 | Fan System Optimization | 2.382% | 0 | 17.4994 | Industrial_2027_Technical_MW_Before Competition Groups_Fan System Optimization
Industrial | Ind ¦ Improved Controls - Process Cooling | 2027 | Technical | MW | Before Competition Groups | 15.7782 | 0 | 0 | 734.7005 | 0.021476 | 14 | Industrial_2027_Technical_MW_Before Competition Groups_14 | Improved Controls - Process Cooling | 2.148% | 0 | 15.7782 | Industrial_2027_Technical_MW_Before Competition Groups_Improved Controls - Process Cooling
Industrial | Ind ¦ HE Lighting | 2027 | Achievable | MW | Before Competition Groups | 2.5484 | 0 | 0 | 158.5241 | 0.016076 | 12 | Industrial_2027_Achievable_MW_Before Competition Groups_12 | HE Lighting | 1.608% | 0 | 2.5484 | Industrial_2027_Achievable_MW_Before Competition Groups_HE Lighting
Industrial | Ind ¦ Material Handling Improvements | 2027 | Achievable | MW | Before Competition Groups | 2.2137 | 0 | 0 | 158.5241 | 0.013964 | 13 | Industrial_2027_Achievable_MW_Before Competition Groups_13 | Material Handling Improvements | 1.396% | 0 | 2.2137 | Industrial_2027_Achievable_MW_Before Competition Groups_Material Handling Improvements
Industrial | Ind ¦ Pulp and Paper Process Improvements | 2027 | Achievable | MW | Before Competition Groups | 2.0014 | 0 | 0 | 158.5241 | 0.012625 | 14 | Industrial_2027_Achievable_MW_Before Competition Groups_14 | Pulp and Paper Process Improvements | 1.262% | 0 | 2.0014 | Industrial_2027_Achievable_MW_Before Competition Groups_Pulp and Paper Process Improvements
Industrial | Ind ¦ Pulp and Paper Process Improvements | 2027 | Economic | MW | Before Competition Groups | 7.551 | 0 | 0 | 599.252 | 0.012601 | 14 | Industrial_2027_Economic_MW_Before Competition Groups_14 | Pulp and Paper Process Improvements | 1.26% | 0 | 7.551 | Industrial_2027_Economic_MW_Before Competition Groups_Pulp and Paper Process Improvements
Industrial | Ind ¦ HE HVAC Controls | 2027 | Technical | MW | Before Competition Groups | 8.32 | 0 | 0 | 734.7005 | 0.011324 | 15 | Industrial_2027_Technical_MW_Before Competition Groups_15 | HE HVAC Controls | 1.132% | 0 | 8.32 | Industrial_2027_Technical_MW_Before Competition Groups_HE HVAC Controls
Industrial | Ind ¦ Ventilation Optimization | 2027 | Technical | MW | Before Competition Groups | 7.708 | 0 | 0 | 734.7005 | 0.010491 | 16 | Industrial_2027_Technical_MW_Before Competition Groups_16 | Ventilation Optimization | 1.049% | 0 | 7.708 | Industrial_2027_Technical_MW_Before Competition Groups_Ventilation Optimization
Industrial | Ind ¦ Pulp and Paper Process Improvements | 2027 | Technical | MW | Before Competition Groups | 7.551 | 0 | 0 | 734.7005 | 0.010278 | 17 | Industrial_2027_Technical_MW_Before Competition Groups_17 | Pulp and Paper Process Improvements | 1.028% | 0 | 7.551 | Industrial_2027_Technical_MW_Before Competition Groups_Pulp and Paper Process Improvements
Industrial | Ind ¦ Material Handling Improvements | 2027 | Economic | MW | Before Competition Groups | 5.9617 | 0 | 0 | 599.252 | 0.0099485 | 15 | Industrial_2027_Economic_MW_Before Competition Groups_15 | Material Handling Improvements | 0.9948% | 0 | 5.9617 | Industrial_2027_Economic_MW_Before Competition Groups_Material Handling Improvements
Industrial | Ind ¦ HVLS Fans | 2027 | Technical | MW | Before Competition Groups | 6.9951 | 0 | 0 | 734.7005 | 0.009521 | 18 | Industrial_2027_Technical_MW_Before Competition Groups_18 | HVLS Fans | 0.9521% | 0 | 6.9951 | Industrial_2027_Technical_MW_Before Competition Groups_HVLS Fans
Industrial | Ind ¦ Free Cooling | 2027 | Technical | MW | Before Competition Groups | 6.8264 | 0 | 0 | 734.7005 | 0.0092915 | 19 | Industrial_2027_Technical_MW_Before Competition Groups_19 | Free Cooling | 0.9291% | 0 | 6.8264 | Industrial_2027_Technical_MW_Before Competition Groups_Free Cooling
Industrial | Ind ¦ HE HVAC Units | 2027 | Technical | MW | Before Competition Groups | 6.2312 | 0 | 0 | 734.7005 | 0.0084812 | 20 | Industrial_2027_Technical_MW_Before Competition Groups_20 | HE HVAC Units | 0.8481% | 0 | 6.2312 | Industrial_2027_Technical_MW_Before Competition Groups_HE HVAC Units
Industrial | Ind ¦ Refiner Plate Improvements | 2027 | Economic | MW | Before Competition Groups | 4.9174 | 0 | 0 | 599.252 | 0.008206 | 16 | Industrial_2027_Economic_MW_Before Competition Groups_16 | Refiner Plate Improvements | 0.8206% | 0 | 4.9174 | Industrial_2027_Economic_MW_Before Competition Groups_Refiner Plate Improvements
Industrial | Ind ¦ Material Handling Improvements | 2027 | Technical | MW | Before Competition Groups | 5.9617 | 0 | 0 | 734.7005 | 0.0081144 | 21 | Industrial_2027_Technical_MW_Before Competition Groups_21 | Material Handling Improvements | 0.8114% | 0 | 5.9617 | Industrial_2027_Technical_MW_Before Competition Groups_Material Handling Improvements
Industrial | Ind ¦ Efficient Irrigation | 2027 | Technical | MW | Before Competition Groups | 5.5016 | 0 | 0 | 734.7005 | 0.0074882 | 22 | Industrial_2027_Technical_MW_Before Competition Groups_22 | Efficient Irrigation | 0.7488% | 0 | 5.5016 | Industrial_2027_Technical_MW_Before Competition Groups_Efficient Irrigation
Industrial | Ind ¦ Chiller Optimization | 2027 | Technical | MW | Before Competition Groups | 5.3497 | 0 | 0 | 734.7005 | 0.0072815 | 23 | Industrial_2027_Technical_MW_Before Competition Groups_23 | Chiller Optimization | 0.7281% | 0 | 5.3497 | Industrial_2027_Technical_MW_Before Competition Groups_Chiller Optimization
Industrial | Ind ¦ VAV Conversion Project | 2027 | Achievable | MW | Before Competition Groups | 1.1338 | 0 | 0 | 158.5241 | 0.0071521 | 15 | Industrial_2027_Achievable_MW_Before Competition Groups_15 | VAV Conversion Project | 0.7152% | 0 | 1.1338 | Industrial_2027_Achievable_MW_Before Competition Groups_VAV Conversion Project
Industrial | Ind ¦ Refiner Plate Improvements | 2027 | Achievable | MW | Before Competition Groups | 1.0817 | 0 | 0 | 158.5241 | 0.0068234 | 16 | Industrial_2027_Achievable_MW_Before Competition Groups_16 | Refiner Plate Improvements | 0.6823% | 0 | 1.0817 | Industrial_2027_Achievable_MW_Before Competition Groups_Refiner Plate Improvements
Industrial | Ind ¦ Refiner Plate Improvements | 2027 | Technical | MW | Before Competition Groups | 4.9174 | 0 | 0 | 734.7005 | 0.0066931 | 24 | Industrial_2027_Technical_MW_Before Competition Groups_24 | Refiner Plate Improvements | 0.6693% | 0 | 4.9174 | Industrial_2027_Technical_MW_Before Competition Groups_Refiner Plate Improvements
Industrial | Ind ¦ VAV Conversion Project | 2027 | Economic | MW | Before Competition Groups | 3.9668 | 0 | 0 | 599.252 | 0.0066196 | 17 | Industrial_2027_Economic_MW_Before Competition Groups_17 | VAV Conversion Project | 0.662% | 0 | 3.9668 | Industrial_2027_Economic_MW_Before Competition Groups_VAV Conversion Project
Industrial | Ind ¦ Cold Storage Retrofit | 2027 | Technical | MW | Before Competition Groups | 4.8599 | 0 | 0 | 734.7005 | 0.0066148 | 25 | Industrial_2027_Technical_MW_Before Competition Groups_25 | Cold Storage Retrofit | 0.6615% | 0 | 4.8599 | Industrial_2027_Technical_MW_Before Competition Groups_Cold Storage Retrofit
Industrial | Ind ¦ Ventilation Optimization | 2027 | Achievable | MW | Before Competition Groups | 1.0344 | 0 | 0 | 158.5241 | 0.0065251 | 17 | Industrial_2027_Achievable_MW_Before Competition Groups_17 | Ventilation Optimization | 0.6525% | 0 | 1.0344 | Industrial_2027_Achievable_MW_Before Competition Groups_Ventilation Optimization
Industrial | Ind ¦ Process Optimization (Elec) | 2027 | Achievable | MW | Before Competition Groups | 0.97718 | 0 | 0 | 158.5241 | 0.0061642 | 18 | Industrial_2027_Achievable_MW_Before Competition Groups_18 | Process Optimization (Elec) | 0.6164% | 0 | 0.97718 | Industrial_2027_Achievable_MW_Before Competition Groups_Process Optimization (Elec)
Industrial | Ind ¦ Cooling Tower Optimization | 2027 | Technical | MW | Before Competition Groups | 4.057 | 0 | 0 | 734.7005 | 0.005522 | 26 | Industrial_2027_Technical_MW_Before Competition Groups_26 | Cooling Tower Optimization | 0.5522% | 0 | 4.057 | Industrial_2027_Technical_MW_Before Competition Groups_Cooling Tower Optimization
Industrial | Ind ¦ VAV Conversion Project | 2027 | Technical | MW | Before Competition Groups | 3.9668 | 0 | 0 | 734.7005 | 0.0053992 | 27 | Industrial_2027_Technical_MW_Before Competition Groups_27 | VAV Conversion Project | 0.5399% | 0 | 3.9668 | Industrial_2027_Technical_MW_Before Competition Groups_VAV Conversion Project
Industrial | Ind ¦ High Efficiency Battery Charger | 2027 | Achievable | MW | Before Competition Groups | 0.69512 | 0 | 0 | 158.5241 | 0.004385 | 19 | Industrial_2027_Achievable_MW_Before Competition Groups_19 | High Efficiency Battery Charger | 0.4385% | 0 | 0.69512 | Industrial_2027_Achievable_MW_Before Competition Groups_High Efficiency Battery Charger
Industrial | Ind ¦ Process Heat Recovery | 2027 | Achievable | MW | Before Competition Groups | 0.6915 | 0 | 0 | 158.5241 | 0.0043621 | 20 | Industrial_2027_Achievable_MW_Before Competition Groups_20 | Process Heat Recovery | 0.4362% | 0 | 0.6915 | Industrial_2027_Achievable_MW_Before Competition Groups_Process Heat Recovery
Industrial | Ind ¦ Process Heat Recovery | 2027 | Economic | MW | Before Competition Groups | 2.543 | 0 | 0 | 599.252 | 0.0042436 | 18 | Industrial_2027_Economic_MW_Before Competition Groups_18 | Process Heat Recovery | 0.4244% | 0 | 2.543 | Industrial_2027_Economic_MW_Before Competition Groups_Process Heat Recovery
Industrial | Ind ¦ High Efficiency Battery Charger | 2027 | Economic | MW | Before Competition Groups | 2.3851 | 0 | 0 | 599.252 | 0.0039802 | 19 | Industrial_2027_Economic_MW_Before Competition Groups_19 | High Efficiency Battery Charger | 0.398% | 0 | 2.3851 | Industrial_2027_Economic_MW_Before Competition Groups_High Efficiency Battery Charger
Industrial | Ind ¦ Efficient Irrigation | 2027 | Economic | MW | Before Competition Groups | 2.2544 | 0 | 0 | 599.252 | 0.0037619 | 20 | Industrial_2027_Economic_MW_Before Competition Groups_20 | Efficient Irrigation | 0.3762% | 0 | 2.2544 | Industrial_2027_Economic_MW_Before Competition Groups_Efficient Irrigation
Industrial | Ind ¦ Process Improvements | 2027 | Achievable | MW | Before Competition Groups | 0.57736 | 0 | 0 | 158.5241 | 0.0036421 | 21 | Industrial_2027_Achievable_MW_Before Competition Groups_21 | Process Improvements | 0.3642% | 0 | 0.57736 | Industrial_2027_Achievable_MW_Before Competition Groups_Process Improvements
Industrial | Ind ¦ Process Heat Recovery | 2027 | Technical | MW | Before Competition Groups | 2.543 | 0 | 0 | 734.7005 | 0.0034613 | 28 | Industrial_2027_Technical_MW_Before Competition Groups_28 | Process Heat Recovery | 0.3461% | 0 | 2.543 | Industrial_2027_Technical_MW_Before Competition Groups_Process Heat Recovery
Industrial | Ind ¦ Process Improvements | 2027 | Economic | MW | Before Competition Groups | 2.0687 | 0 | 0 | 599.252 | 0.0034521 | 21 | Industrial_2027_Economic_MW_Before Competition Groups_21 | Process Improvements | 0.3452% | 0 | 2.0687 | Industrial_2027_Economic_MW_Before Competition Groups_Process Improvements
Industrial | Ind ¦ Synchronous Belts | 2027 | Technical | MW | Before Competition Groups | 2.5293 | 0 | 0 | 734.7005 | 0.0034427 | 29 | Industrial_2027_Technical_MW_Before Competition Groups_29 | Synchronous Belts | 0.3443% | 0 | 2.5293 | Industrial_2027_Technical_MW_Before Competition Groups_Synchronous Belts
Industrial | Ind ¦ Ventilation Optimization | 2027 | Economic | MW | Before Competition Groups | 1.9866 | 0 | 0 | 599.252 | 0.0033151 | 22 | Industrial_2027_Economic_MW_Before Competition Groups_22 | Ventilation Optimization | 0.3315% | 0 | 1.9866 | Industrial_2027_Economic_MW_Before Competition Groups_Ventilation Optimization
Industrial | Ind ¦ High Efficiency Battery Charger | 2027 | Technical | MW | Before Competition Groups | 2.3851 | 0 | 0 | 734.7005 | 0.0032464 | 30 | Industrial_2027_Technical_MW_Before Competition Groups_30 | High Efficiency Battery Charger | 0.3246% | 0 | 2.3851 | Industrial_2027_Technical_MW_Before Competition Groups_High Efficiency Battery Charger
Industrial | Ind ¦ Process Improvements | 2027 | Technical | MW | Before Competition Groups | 2.0687 | 0 | 0 | 734.7005 | 0.0028157 | 31 | Industrial_2027_Technical_MW_Before Competition Groups_31 | Process Improvements | 0.2816% | 0 | 2.0687 | Industrial_2027_Technical_MW_Before Competition Groups_Process Improvements
Industrial | Ind ¦ Refrigeration Compressor VFD | 2027 | Achievable | MW | Before Competition Groups | 0.42837 | 0 | 0 | 158.5241 | 0.0027023 | 22 | Industrial_2027_Achievable_MW_Before Competition Groups_22 | Refrigeration Compressor VFD | 0.2702% | 0 | 0.42837 | Industrial_2027_Achievable_MW_Before Competition Groups_Refrigeration Compressor VFD
Industrial | Ind ¦ Refrigeration Compressor VFD | 2027 | Economic | MW | Before Competition Groups | 1.4477 | 0 | 0 | 599.252 | 0.0024158 | 23 | Industrial_2027_Economic_MW_Before Competition Groups_23 | Refrigeration Compressor VFD | 0.2416% | 0 | 1.4477 | Industrial_2027_Economic_MW_Before Competition Groups_Refrigeration Compressor VFD
Industrial | Ind ¦ Improved Controls - Process Heating | 2027 | Achievable | MW | Before Competition Groups | 0.36237 | 0 | 0 | 158.5241 | 0.0022859 | 23 | Industrial_2027_Achievable_MW_Before Competition Groups_23 | Improved Controls - Process Heating | 0.2286% | 0 | 0.36237 | Industrial_2027_Achievable_MW_Before Competition Groups_Improved Controls - Process Heating
Industrial | Ind ¦ Improved Controls - Process Heating | 2027 | Economic | MW | Before Competition Groups | 1.2564 | 0 | 0 | 599.252 | 0.0020967 | 24 | Industrial_2027_Economic_MW_Before Competition Groups_24 | Improved Controls - Process Heating | 0.2097% | 0 | 1.2564 | Industrial_2027_Economic_MW_Before Competition Groups_Improved Controls - Process Heating
Industrial | Ind ¦ Dairy Pre-Cooler | 2027 | Technical | MW | Before Competition Groups | 1.4796 | 0 | 0 | 734.7005 | 0.0020139 | 32 | Industrial_2027_Technical_MW_Before Competition Groups_32 | Dairy Pre-Cooler | 0.2014% | 0 | 1.4796 | Industrial_2027_Technical_MW_Before Competition Groups_Dairy Pre-Cooler
Industrial | Ind ¦ Refrigeration Compressor VFD | 2027 | Technical | MW | Before Competition Groups | 1.4477 | 0 | 0 | 734.7005 | 0.0019704 | 33 | Industrial_2027_Technical_MW_Before Competition Groups_33 | Refrigeration Compressor VFD | 0.197% | 0 | 1.4477 | Industrial_2027_Technical_MW_Before Competition Groups_Refrigeration Compressor VFD
Industrial | Ind ¦ Improved Controls - Process Heating | 2027 | Technical | MW | Before Competition Groups | 1.2564 | 0 | 0 | 734.7005 | 0.0017101 | 34 | Industrial_2027_Technical_MW_Before Competition Groups_34 | Improved Controls - Process Heating | 0.171% | 0 | 1.2564 | Industrial_2027_Technical_MW_Before Competition Groups_Improved Controls - Process Heating
Industrial | Ind ¦ Dairy Pre-Cooler | 2027 | Achievable | MW | Before Competition Groups | 0.26837 | 0 | 0 | 158.5241 | 0.0016929 | 24 | Industrial_2027_Achievable_MW_Before Competition Groups_24 | Dairy Pre-Cooler | 0.1693% | 0 | 0.26837 | Industrial_2027_Achievable_MW_Before Competition Groups_Dairy Pre-Cooler
Industrial | Ind ¦ Efficient Transformer | 2027 | Technical | MW | Before Competition Groups | 1.1966 | 0 | 0 | 734.7005 | 0.0016287 | 35 | Industrial_2027_Technical_MW_Before Competition Groups_35 | Efficient Transformer | 0.1629% | 0 | 1.1966 | Industrial_2027_Technical_MW_Before Competition Groups_Efficient Transformer
Industrial | Ind ¦ Efficient Irrigation | 2027 | Achievable | MW | Before Competition Groups | 0.2526 | 0 | 0 | 158.5241 | 0.0015935 | 25 | Industrial_2027_Achievable_MW_Before Competition Groups_25 | Efficient Irrigation | 0.1593% | 0 | 0.2526 | Industrial_2027_Achievable_MW_Before Competition Groups_Efficient Irrigation
Industrial | Ind ¦ High Efficiency Welders | 2027 | Technical | MW | Before Competition Groups | 1.0487 | 0 | 0 | 734.7005 | 0.0014273 | 36 | Industrial_2027_Technical_MW_Before Competition Groups_36 | High Efficiency Welders | 0.1427% | 0 | 1.0487 | Industrial_2027_Technical_MW_Before Competition Groups_High Efficiency Welders
Industrial | Ind ¦ Engine Block Heater Timer | 2027 | Achievable | MW | Before Competition Groups | 0.2255 | 0 | 0 | 158.5241 | 0.0014225 | 26 | Industrial_2027_Achievable_MW_Before Competition Groups_26 | Engine Block Heater Timer | 0.1423% | 0 | 0.2255 | Industrial_2027_Achievable_MW_Before Competition Groups_Engine Block Heater Timer
Industrial | Ind ¦ Engine Block Heater Timer | 2027 | Economic | MW | Before Competition Groups | 0.81457 | 0 | 0 | 599.252 | 0.0013593 | 25 | Industrial_2027_Economic_MW_Before Competition Groups_25 | Engine Block Heater Timer | 0.1359% | 0 | 0.81457 | Industrial_2027_Economic_MW_Before Competition Groups_Engine Block Heater Timer
Industrial | Ind ¦ Engine Block Heater Timer | 2027 | Technical | MW | Before Competition Groups | 0.81457 | 0 | 0 | 734.7005 | 0.0011087 | 37 | Industrial_2027_Technical_MW_Before Competition Groups_37 | Engine Block Heater Timer | 0.1109% | 0 | 0.81457 | Industrial_2027_Technical_MW_Before Competition Groups_Engine Block Heater Timer
Industrial | Ind ¦ Dairy Pre-Cooler | 2027 | Economic | MW | Before Competition Groups | 0.66312 | 0 | 0 | 599.252 | 0.0011066 | 26 | Industrial_2027_Economic_MW_Before Competition Groups_26 | Dairy Pre-Cooler | 0.1107% | 0 | 0.66312 | Industrial_2027_Economic_MW_Before Competition Groups_Dairy Pre-Cooler
Industrial | Ind ¦ Efficient Refrigeration Compressor | 2027 | Achievable | MW | Before Competition Groups | 0.14491 | 0 | 0 | 158.5241 | 0.00091413 | 27 | Industrial_2027_Achievable_MW_Before Competition Groups_27 | Efficient Refrigeration Compressor | 0.09141% | 0 | 0.14491 | Industrial_2027_Achievable_MW_Before Competition Groups_Efficient Refrigeration Compressor
Industrial | Ind ¦ Air Compressor Heat Recovery | 2027 | Achievable | MW | Before Competition Groups | 0.093617 | 0 | 0 | 158.5241 | 0.00059055 | 28 | Industrial_2027_Achievable_MW_Before Competition Groups_28 | Air Compressor Heat Recovery | 0.05906% | 0 | 0.093617 | Industrial_2027_Achievable_MW_Before Competition Groups_Air Compressor Heat Recovery
Industrial | Ind ¦ Air Compressor Heat Recovery | 2027 | Economic | MW | Before Competition Groups | 0.33154 | 0 | 0 | 599.252 | 0.00055325 | 27 | Industrial_2027_Economic_MW_Before Competition Groups_27 | Air Compressor Heat Recovery | 0.05533% | 0 | 0.33154 | Industrial_2027_Economic_MW_Before Competition Groups_Air Compressor Heat Recovery
Industrial | Ind ¦ Efficient Refrigeration Compressor | 2027 | Economic | MW | Before Competition Groups | 0.29256 | 0 | 0 | 599.252 | 0.00048821 | 28 | Industrial_2027_Economic_MW_Before Competition Groups_28 | Efficient Refrigeration Compressor | 0.04882% | 0 | 0.29256 | Industrial_2027_Economic_MW_Before Competition Groups_Efficient Refrigeration Compressor
Industrial | Ind ¦ Air Compressor Heat Recovery | 2027 | Technical | MW | Before Competition Groups | 0.33154 | 0 | 0 | 734.7005 | 0.00045126 | 38 | Industrial_2027_Technical_MW_Before Competition Groups_38 | Air Compressor Heat Recovery | 0.04513% | 0 | 0.33154 | Industrial_2027_Technical_MW_Before Competition Groups_Air Compressor Heat Recovery
Industrial | Ind ¦ Heat Lamps/Heat Pad | 2027 | Technical | MW | Before Competition Groups | 0.30153 | 0 | 0 | 734.7005 | 0.00041042 | 39 | Industrial_2027_Technical_MW_Before Competition Groups_39 | Heat Lamps/Heat Pad | 0.04104% | 0 | 0.30153 | Industrial_2027_Technical_MW_Before Competition Groups_Heat Lamps/Heat Pad
Industrial | Ind ¦ Efficient Refrigeration Compressor | 2027 | Technical | MW | Before Competition Groups | 0.29256 | 0 | 0 | 734.7005 | 0.00039821 | 40 | Industrial_2027_Technical_MW_Before Competition Groups_40 | Efficient Refrigeration Compressor | 0.03982% | 0 | 0.29256 | Industrial_2027_Technical_MW_Before Competition Groups_Efficient Refrigeration Compressor
Industrial | Ind ¦ Creep Heat Controller | 2027 | Technical | MW | Before Competition Groups | 0.2915 | 0 | 0 | 734.7005 | 0.00039676 | 41 | Industrial_2027_Technical_MW_Before Competition Groups_41 | Creep Heat Controller | 0.03968% | 0 | 0.2915 | Industrial_2027_Technical_MW_Before Competition Groups_Creep Heat Controller
Industrial | Ind ¦ Optimize Compressed Air Dryer | 2027 | Technical | MW | Before Competition Groups | 0.23957 | 0 | 0 | 734.7005 | 0.00032608 | 42 | Industrial_2027_Technical_MW_Before Competition Groups_42 | Optimize Compressed Air Dryer | 0.03261% | 0 | 0.23957 | Industrial_2027_Technical_MW_Before Competition Groups_Optimize Compressed Air Dryer
Industrial | Ind ¦ Cooling Tower Optimization | 2027 | Achievable | MW | Before Competition Groups | 0 | 0 | 0 | 158.5241 | 0 | 29 | Industrial_2027_Achievable_MW_Before Competition Groups_29 | Cooling Tower Optimization | 0% | 0 | 0 | Industrial_2027_Achievable_MW_Before Competition Groups_Cooling Tower Optimization
Industrial | Ind ¦ Cooling Tower Optimization | 2027 | Economic | MW | Before Competition Groups | 0 | 0 | 0 | 599.252 | 0 | 29 | Industrial_2027_Economic_MW_Before Competition Groups_29 | Cooling Tower Optimization | 0% | 0 | 0 | Industrial_2027_Economic_MW_Before Competition Groups_Cooling Tower Optimization
Industrial | Ind ¦ Creep Heat Controller | 2027 | Achievable | MW | Before Competition Groups | 0 | 0 | 0 | 158.5241 | 0 | 30 | Industrial_2027_Achievable_MW_Before Competition Groups_30 | Creep Heat Controller | 0% | 0 | 0 | Industrial_2027_Achievable_MW_Before Competition Groups_Creep Heat Controller
Industrial | Ind ¦ Creep Heat Controller | 2027 | Economic | MW | Before Competition Groups | 0 | 0 | 0 | 599.252 | 0 | 30 | Industrial_2027_Economic_MW_Before Competition Groups_30 | Creep Heat Controller | 0% | 0 | 0 | Industrial_2027_Economic_MW_Before Competition Groups_Creep Heat Controller
Industrial | Ind ¦ Efficient Transformer | 2027 | Achievable | MW | Before Competition Groups | 0 | 0 | 0 | 158.5241 | 0 | 31 | Industrial_2027_Achievable_MW_Before Competition Groups_31 | Efficient Transformer | 0% | 0 | 0 | Industrial_2027_Achievable_MW_Before Competition Groups_Efficient Transformer
Industrial | Ind ¦ Efficient Transformer | 2027 | Economic | MW | Before Competition Groups | 0 | 0 | 0 | 599.252 | 0 | 31 | Industrial_2027_Economic_MW_Before Competition Groups_31 | Efficient Transformer | 0% | 0 | 0 | Industrial_2027_Economic_MW_Before Competition Groups_Efficient Transformer
Industrial | Ind ¦ Free Cooling | 2027 | Achievable | MW | Before Competition Groups | 0 | 0 | 0 | 158.5241 | 0 | 32 | Industrial_2027_Achievable_MW_Before Competition Groups_32 | Free Cooling | 0% | 0 | 0 | Industrial_2027_Achievable_MW_Before Competition Groups_Free Cooling
Industrial | Ind ¦ Free Cooling | 2027 | Economic | MW | Before Competition Groups | 0 | 0 | 0 | 599.252 | 0 | 32 | Industrial_2027_Economic_MW_Before Competition Groups_32 | Free Cooling | 0% | 0 | 0 | Industrial_2027_Economic_MW_Before Competition Groups_Free Cooling
Industrial | Ind ¦ Heat Lamps/Heat Pad | 2027 | Achievable | MW | Before Competition Groups | 0 | 0 | 0 | 158.5241 | 0 | 33 | Industrial_2027_Achievable_MW_Before Competition Groups_33 | Heat Lamps/Heat Pad | 0% | 0 | 0 | Industrial_2027_Achievable_MW_Before Competition Groups_Heat Lamps/Heat Pad
Industrial | Ind ¦ Heat Lamps/Heat Pad | 2027 | Economic | MW | Before Competition Groups | 0 | 0 | 0 | 599.252 | 0 | 33 | Industrial_2027_Economic_MW_Before Competition Groups_33 | Heat Lamps/Heat Pad | 0% | 0 | 0 | Industrial_2027_Economic_MW_Before Competition Groups_Heat Lamps/Heat Pad
Industrial | Ind ¦ High Efficiency Welders | 2027 | Achievable | MW | Before Competition Groups | 0 | 0 | 0 | 158.5241 | 0 | 34 | Industrial_2027_Achievable_MW_Before Competition Groups_34 | High Efficiency Welders | 0% | 0 | 0 | Industrial_2027_Achievable_MW_Before Competition Groups_High Efficiency Welders
Industrial | Ind ¦ High Efficiency Welders | 2027 | Economic | MW | Before Competition Groups | 0 | 0 | 0 | 599.252 | 0 | 34 | Industrial_2027_Economic_MW_Before Competition Groups_34 | High Efficiency Welders | 0% | 0 | 0 | Industrial_2027_Economic_MW_Before Competition Groups_High Efficiency Welders
Industrial | Ind ¦ HVLS Fans | 2027 | Achievable | MW | Before Competition Groups | 0 | 0 | 0 | 158.5241 | 0 | 35 | Industrial_2027_Achievable_MW_Before Competition Groups_35 | HVLS Fans | 0% | 0 | 0 | Industrial_2027_Achievable_MW_Before Competition Groups_HVLS Fans
Industrial | Ind ¦ HVLS Fans | 2027 | Economic | MW | Before Competition Groups | 0 | 0 | 0 | 599.252 | 0 | 35 | Industrial_2027_Economic_MW_Before Competition Groups_35 | HVLS Fans | 0% | 0 | 0 | Industrial_2027_Economic_MW_Before Competition Groups_HVLS Fans
Industrial | Ind ¦ Optimize Compressed Air Dryer | 2027 | Achievable | MW | Before Competition Groups | 0 | 0 | 0 | 158.5241 | 0 | 36 | Industrial_2027_Achievable_MW_Before Competition Groups_36 | Optimize Compressed Air Dryer | 0% | 0 | 0 | Industrial_2027_Achievable_MW_Before Competition Groups_Optimize Compressed Air Dryer
Industrial | Ind ¦ Optimize Compressed Air Dryer | 2027 | Economic | MW | Before Competition Groups | 0 | 0 | 0 | 599.252 | 0 | 36 | Industrial_2027_Economic_MW_Before Competition Groups_36 | Optimize Compressed Air Dryer | 0% | 0 | 0 | Industrial_2027_Economic_MW_Before Competition Groups_Optimize Compressed Air Dryer
Industrial | Ind ¦ Premium Efficient Motors | 2027 | Achievable | MW | Before Competition Groups | 0 | 0 | 0 | 158.5241 | 0 | 37 | Industrial_2027_Achievable_MW_Before Competition Groups_37 | Premium Efficient Motors | 0% | 0 | 0 | Industrial_2027_Achievable_MW_Before Competition Groups_Premium Efficient Motors
Industrial | Ind ¦ Premium Efficient Motors | 2027 | Economic | MW | Before Competition Groups | 0 | 0 | 0 | 599.252 | 0 | 37 | Industrial_2027_Economic_MW_Before Competition Groups_37 | Premium Efficient Motors | 0% | 0 | 0 | Industrial_2027_Economic_MW_Before Competition Groups_Premium Efficient Motors
Industrial | Ind ¦ Synchronous Belts | 2027 | Achievable | MW | Before Competition Groups | 0 | 0 | 0 | 158.5241 | 0 | 38 | Industrial_2027_Achievable_MW_Before Competition Groups_38 | Synchronous Belts | 0% | 0 | 0 | Industrial_2027_Achievable_MW_Before Competition Groups_Synchronous Belts
Industrial | Ind ¦ Synchronous Belts | 2027 | Economic | MW | Before Competition Groups | 0 | 0 | 0 | 599.252 | 0 | 38 | Industrial_2027_Economic_MW_Before Competition Groups_38 | Synchronous Belts | 0% | 0 | 0 | Industrial_2027_Economic_MW_Before Competition Groups_Synchronous Belts
Industrial | Ind ¦ Pump System Optimization | 2028 | Economic | MW | Before Competition Groups | 97.2895 | 0 | 0 | 627.0818 | 0.15515 | 1 | Industrial_2028_Economic_MW_Before Competition Groups_1 | Pump System Optimization | 15.51% | 0 | 97.2895 | Industrial_2028_Economic_MW_Before Competition Groups_Pump System Optimization
Industrial | Ind ¦ Pump System Optimization | 2028 | Achievable | MW | Before Competition Groups | 29.7272 | 0 | 0 | 205.6485 | 0.14455 | 1 | Industrial_2028_Achievable_MW_Before Competition Groups_1 | Pump System Optimization | 14.46% | 0 | 29.7272 | Industrial_2028_Achievable_MW_Before Competition Groups_Pump System Optimization
Industrial | Ind ¦ Pump System Optimization | 2028 | Technical | MW | Before Competition Groups | 99.3113 | 0 | 0 | 759.1016 | 0.13083 | 1 | Industrial_2028_Technical_MW_Before Competition Groups_1 | Pump System Optimization | 13.08% | 0 | 99.3113 | Industrial_2028_Technical_MW_Before Competition Groups_Pump System Optimization
Industrial | Ind ¦ Air Leak Survey and Repair | 2028 | Achievable | MW | Before Competition Groups | 25.19 | 0 | 0 | 205.6485 | 0.12249 | 2 | Industrial_2028_Achievable_MW_Before Competition Groups_2 | Air Leak Survey and Repair | 12.25% | 0 | 25.19 | Industrial_2028_Achievable_MW_Before Competition Groups_Air Leak Survey and Repair
Industrial | Ind ¦ Air Leak Survey and Repair | 2028 | Economic | MW | Before Competition Groups | 71.1567 | 0 | 0 | 627.0818 | 0.11347 | 2 | Industrial_2028_Economic_MW_Before Competition Groups_2 | Air Leak Survey and Repair | 11.35% | 0 | 71.1567 | Industrial_2028_Economic_MW_Before Competition Groups_Air Leak Survey and Repair
Industrial | Ind ¦ HE Lighting | 2028 | Technical | MW | Before Competition Groups | 81.8418 | 0 | 0 | 759.1016 | 0.10781 | 2 | Industrial_2028_Technical_MW_Before Competition Groups_2 | HE Lighting | 10.78% | 0 | 81.8418 | Industrial_2028_Technical_MW_Before Competition Groups_HE Lighting
Industrial | Ind ¦ Air Compressor Optimization | 2028 | Achievable | MW | Before Competition Groups | 21.6446 | 0 | 0 | 205.6485 | 0.10525 | 3 | Industrial_2028_Achievable_MW_Before Competition Groups_3 | Air Compressor Optimization | 10.53% | 0 | 21.6446 | Industrial_2028_Achievable_MW_Before Competition Groups_Air Compressor Optimization
Industrial | Ind ¦ Recommissioning | 2028 | Achievable | MW | Before Competition Groups | 19.6638 | 0 | 0 | 205.6485 | 0.095619 | 4 | Industrial_2028_Achievable_MW_Before Competition Groups_4 | Recommissioning | 9.562% | 0 | 19.6638 | Industrial_2028_Achievable_MW_Before Competition Groups_Recommissioning
Industrial | Ind ¦ SEM | 2028 | Achievable | MW | Before Competition Groups | 19.6638 | 0 | 0 | 205.6485 | 0.095619 | 5 | Industrial_2028_Achievable_MW_Before Competition Groups_5 | SEM | 9.562% | 0 | 19.6638 | Industrial_2028_Achievable_MW_Before Competition Groups_SEM
Industrial | Ind ¦ Air Leak Survey and Repair | 2028 | Technical | MW | Before Competition Groups | 71.1567 | 0 | 0 | 759.1016 | 0.093738 | 3 | Industrial_2028_Technical_MW_Before Competition Groups_3 | Air Leak Survey and Repair | 9.374% | 0 | 71.1567 | Industrial_2028_Technical_MW_Before Competition Groups_Air Leak Survey and Repair
Industrial | Ind ¦ Greenhouse Grow Lights | 2028 | Achievable | MW | Before Competition Groups | 18.2153 | 0 | 0 | 205.6485 | 0.088575 | 6 | Industrial_2028_Achievable_MW_Before Competition Groups_6 | Greenhouse Grow Lights | 8.858% | 0 | 18.2153 | Industrial_2028_Achievable_MW_Before Competition Groups_Greenhouse Grow Lights
Industrial | Ind ¦ Recommissioning | 2028 | Economic | MW | Before Competition Groups | 54.9024 | 0 | 0 | 627.0818 | 0.087552 | 3 | Industrial_2028_Economic_MW_Before Competition Groups_3 | Recommissioning | 8.755% | 0 | 54.9024 | Industrial_2028_Economic_MW_Before Competition Groups_Recommissioning
Industrial | Ind ¦ SEM | 2028 | Economic | MW | Before Competition Groups | 54.9024 | 0 | 0 | 627.0818 | 0.087552 | 4 | Industrial_2028_Economic_MW_Before Competition Groups_4 | SEM | 8.755% | 0 | 54.9024 | Industrial_2028_Economic_MW_Before Competition Groups_SEM
Industrial | Ind ¦ Greenhouse Grow Lights | 2028 | Economic | MW | Before Competition Groups | 54.3161 | 0 | 0 | 627.0818 | 0.086617 | 5 | Industrial_2028_Economic_MW_Before Competition Groups_5 | Greenhouse Grow Lights | 8.662% | 0 | 54.3161 | Industrial_2028_Economic_MW_Before Competition Groups_Greenhouse Grow Lights
Industrial | Ind ¦ Air Compressor Optimization | 2028 | Economic | MW | Before Competition Groups | 50.7264 | 0 | 0 | 627.0818 | 0.080893 | 6 | Industrial_2028_Economic_MW_Before Competition Groups_6 | Air Compressor Optimization | 8.089% | 0 | 50.7264 | Industrial_2028_Economic_MW_Before Competition Groups_Air Compressor Optimization
Industrial | Ind ¦ Pump Equipment Upgrade | 2028 | Economic | MW | Before Competition Groups | 45.7521 | 0 | 0 | 627.0818 | 0.07296 | 7 | Industrial_2028_Economic_MW_Before Competition Groups_7 | Pump Equipment Upgrade | 7.296% | 0 | 45.7521 | Industrial_2028_Economic_MW_Before Competition Groups_Pump Equipment Upgrade
Industrial | Ind ¦ Recommissioning | 2028 | Technical | MW | Before Competition Groups | 54.9024 | 0 | 0 | 759.1016 | 0.072325 | 4 | Industrial_2028_Technical_MW_Before Competition Groups_4 | Recommissioning | 7.233% | 0 | 54.9024 | Industrial_2028_Technical_MW_Before Competition Groups_Recommissioning
Industrial | Ind ¦ SEM | 2028 | Technical | MW | Before Competition Groups | 54.9024 | 0 | 0 | 759.1016 | 0.072325 | 5 | Industrial_2028_Technical_MW_Before Competition Groups_5 | SEM | 7.233% | 0 | 54.9024 | Industrial_2028_Technical_MW_Before Competition Groups_SEM
Industrial | Ind ¦ Greenhouse Grow Lights | 2028 | Technical | MW | Before Competition Groups | 54.3161 | 0 | 0 | 759.1016 | 0.071553 | 6 | Industrial_2028_Technical_MW_Before Competition Groups_6 | Greenhouse Grow Lights | 7.155% | 0 | 54.3161 | Industrial_2028_Technical_MW_Before Competition Groups_Greenhouse Grow Lights
Industrial | Ind ¦ Pump Equipment Upgrade | 2028 | Achievable | MW | Before Competition Groups | 14.6857 | 0 | 0 | 205.6485 | 0.071411 | 7 | Industrial_2028_Achievable_MW_Before Competition Groups_7 | Pump Equipment Upgrade | 7.141% | 0 | 14.6857 | Industrial_2028_Achievable_MW_Before Competition Groups_Pump Equipment Upgrade
Industrial | Ind ¦ Efficient Compressed Air Nozzles | 2028 | Economic | MW | Before Competition Groups | 44.0625 | 0 | 0 | 627.0818 | 0.070266 | 8 | Industrial_2028_Economic_MW_Before Competition Groups_8 | Efficient Compressed Air Nozzles | 7.027% | 0 | 44.0625 | Industrial_2028_Economic_MW_Before Competition Groups_Efficient Compressed Air Nozzles
Industrial | Ind ¦ Air Compressor Optimization | 2028 | Technical | MW | Before Competition Groups | 50.7264 | 0 | 0 | 759.1016 | 0.066824 | 7 | Industrial_2028_Technical_MW_Before Competition Groups_7 | Air Compressor Optimization | 6.682% | 0 | 50.7264 | Industrial_2028_Technical_MW_Before Competition Groups_Air Compressor Optimization
Industrial | Ind ¦ Pump Equipment Upgrade | 2028 | Technical | MW | Before Competition Groups | 45.7521 | 0 | 0 | 759.1016 | 0.060271 | 8 | Industrial_2028_Technical_MW_Before Competition Groups_8 | Pump Equipment Upgrade | 6.027% | 0 | 45.7521 | Industrial_2028_Technical_MW_Before Competition Groups_Pump Equipment Upgrade
Industrial | Ind ¦ Efficient Compressed Air Nozzles | 2028 | Achievable | MW | Before Competition Groups | 12.2432 | 0 | 0 | 205.6485 | 0.059535 | 8 | Industrial_2028_Achievable_MW_Before Competition Groups_8 | Efficient Compressed Air Nozzles | 5.953% | 0 | 12.2432 | Industrial_2028_Achievable_MW_Before Competition Groups_Efficient Compressed Air Nozzles
Industrial | Ind ¦ High Efficiency HVAC Fans | 2028 | Achievable | MW | Before Competition Groups | 12.0044 | 0 | 0 | 205.6485 | 0.058373 | 9 | Industrial_2028_Achievable_MW_Before Competition Groups_9 | High Efficiency HVAC Fans | 5.837% | 0 | 12.0044 | Industrial_2028_Achievable_MW_Before Competition Groups_High Efficiency HVAC Fans
Industrial | Ind ¦ Efficient Compressed Air Nozzles | 2028 | Technical | MW | Before Competition Groups | 44.0625 | 0 | 0 | 759.1016 | 0.058046 | 9 | Industrial_2028_Technical_MW_Before Competition Groups_9 | Efficient Compressed Air Nozzles | 5.805% | 0 | 44.0625 | Industrial_2028_Technical_MW_Before Competition Groups_Efficient Compressed Air Nozzles
Industrial | Ind ¦ High Efficiency HVAC Fans | 2028 | Economic | MW | Before Competition Groups | 31.5412 | 0 | 0 | 627.0818 | 0.050298 | 9 | Industrial_2028_Economic_MW_Before Competition Groups_9 | High Efficiency HVAC Fans | 5.03% | 0 | 31.5412 | Industrial_2028_Economic_MW_Before Competition Groups_High Efficiency HVAC Fans
Industrial | Ind ¦ High Efficiency HVAC Fans | 2028 | Technical | MW | Before Competition Groups | 31.5412 | 0 | 0 | 759.1016 | 0.041551 | 10 | Industrial_2028_Technical_MW_Before Competition Groups_10 | High Efficiency HVAC Fans | 4.155% | 0 | 31.5412 | Industrial_2028_Technical_MW_Before Competition Groups_High Efficiency HVAC Fans
Industrial | Ind ¦ HE Lighting | 2028 | Economic | MW | Before Competition Groups | 25.3819 | 0 | 0 | 627.0818 | 0.040476 | 10 | Industrial_2028_Economic_MW_Before Competition Groups_10 | HE Lighting | 4.048% | 0 | 25.3819 | Industrial_2028_Economic_MW_Before Competition Groups_HE Lighting
Industrial | Ind ¦ Fan System Optimization | 2028 | Achievable | MW | Before Competition Groups | 7.418 | 0 | 0 | 205.6485 | 0.036071 | 10 | Industrial_2028_Achievable_MW_Before Competition Groups_10 | Fan System Optimization | 3.607% | 0 | 7.418 | Industrial_2028_Achievable_MW_Before Competition Groups_Fan System Optimization
Industrial | Ind ¦ Process Optimization (Elec) | 2028 | Economic | MW | Before Competition Groups | 20.26 | 0 | 0 | 627.0818 | 0.032308 | 11 | Industrial_2028_Economic_MW_Before Competition Groups_11 | Process Optimization (Elec) | 3.231% | 0 | 20.26 | Industrial_2028_Economic_MW_Before Competition Groups_Process Optimization (Elec)
Industrial | Ind ¦ Fan System Optimization | 2028 | Economic | MW | Before Competition Groups | 18.1096 | 0 | 0 | 627.0818 | 0.028879 | 12 | Industrial_2028_Economic_MW_Before Competition Groups_12 | Fan System Optimization | 2.888% | 0 | 18.1096 | Industrial_2028_Economic_MW_Before Competition Groups_Fan System Optimization
Industrial | Ind ¦ Improved Controls - Process Cooling | 2028 | Achievable | MW | Before Competition Groups | 5.608 | 0 | 0 | 205.6485 | 0.02727 | 11 | Industrial_2028_Achievable_MW_Before Competition Groups_11 | Improved Controls - Process Cooling | 2.727% | 0 | 5.608 | Industrial_2028_Achievable_MW_Before Competition Groups_Improved Controls - Process Cooling
Industrial | Ind ¦ Process Optimization (Elec) | 2028 | Technical | MW | Before Competition Groups | 20.26 | 0 | 0 | 759.1016 | 0.026689 | 11 | Industrial_2028_Technical_MW_Before Competition Groups_11 | Process Optimization (Elec) | 2.669% | 0 | 20.26 | Industrial_2028_Technical_MW_Before Competition Groups_Process Optimization (Elec)
Industrial | Ind ¦ Improved Controls - Process Cooling | 2028 | Economic | MW | Before Competition Groups | 15.6176 | 0 | 0 | 627.0818 | 0.024905 | 13 | Industrial_2028_Economic_MW_Before Competition Groups_13 | Improved Controls - Process Cooling | 2.491% | 0 | 15.6176 | Industrial_2028_Economic_MW_Before Competition Groups_Improved Controls - Process Cooling
Industrial | Ind ¦ Fan System Optimization | 2028 | Technical | MW | Before Competition Groups | 18.1096 | 0 | 0 | 759.1016 | 0.023857 | 12 | Industrial_2028_Technical_MW_Before Competition Groups_12 | Fan System Optimization | 2.386% | 0 | 18.1096 | Industrial_2028_Technical_MW_Before Competition Groups_Fan System Optimization
Industrial | Ind ¦ Premium Efficient Motors | 2028 | Technical | MW | Before Competition Groups | 17.8693 | 0 | 0 | 759.1016 | 0.02354 | 13 | Industrial_2028_Technical_MW_Before Competition Groups_13 | Premium Efficient Motors | 2.354% | 0 | 17.8693 | Industrial_2028_Technical_MW_Before Competition Groups_Premium Efficient Motors
Industrial | Ind ¦ Improved Controls - Process Cooling | 2028 | Technical | MW | Before Competition Groups | 15.6176 | 0 | 0 | 759.1016 | 0.020574 | 14 | Industrial_2028_Technical_MW_Before Competition Groups_14 | Improved Controls - Process Cooling | 2.057% | 0 | 15.6176 | Industrial_2028_Technical_MW_Before Competition Groups_Improved Controls - Process Cooling
Industrial | Ind ¦ HE Lighting | 2028 | Achievable | MW | Before Competition Groups | 4.0472 | 0 | 0 | 205.6485 | 0.01968 | 12 | Industrial_2028_Achievable_MW_Before Competition Groups_12 | HE Lighting | 1.968% | 0 | 4.0472 | Industrial_2028_Achievable_MW_Before Competition Groups_HE Lighting
Industrial | Ind ¦ Material Handling Improvements | 2028 | Achievable | MW | Before Competition Groups | 2.687 | 0 | 0 | 205.6485 | 0.013066 | 13 | Industrial_2028_Achievable_MW_Before Competition Groups_13 | Material Handling Improvements | 1.307% | 0 | 2.687 | Industrial_2028_Achievable_MW_Before Competition Groups_Material Handling Improvements
Industrial | Ind ¦ Pulp and Paper Process Improvements | 2028 | Achievable | MW | Before Competition Groups | 2.5159 | 0 | 0 | 205.6485 | 0.012234 | 14 | Industrial_2028_Achievable_MW_Before Competition Groups_14 | Pulp and Paper Process Improvements | 1.223% | 0 | 2.5159 | Industrial_2028_Achievable_MW_Before Competition Groups_Pulp and Paper Process Improvements
Industrial | Ind ¦ Pulp and Paper Process Improvements | 2028 | Economic | MW | Before Competition Groups | 7.551 | 0 | 0 | 627.0818 | 0.012041 | 14 | Industrial_2028_Economic_MW_Before Competition Groups_14 | Pulp and Paper Process Improvements | 1.204% | 0 | 7.551 | Industrial_2028_Economic_MW_Before Competition Groups_Pulp and Paper Process Improvements
Industrial | Ind ¦ HE HVAC Controls | 2028 | Technical | MW | Before Competition Groups | 8.3051 | 0 | 0 | 759.1016 | 0.010941 | 15 | Industrial_2028_Technical_MW_Before Competition Groups_15 | HE HVAC Controls | 1.094% | 0 | 8.3051 | Industrial_2028_Technical_MW_Before Competition Groups_HE HVAC Controls
Industrial | Ind ¦ Ventilation Optimization | 2028 | Technical | MW | Before Competition Groups | 8.0331 | 0 | 0 | 759.1016 | 0.010582 | 16 | Industrial_2028_Technical_MW_Before Competition Groups_16 | Ventilation Optimization | 1.058% | 0 | 8.0331 | Industrial_2028_Technical_MW_Before Competition Groups_Ventilation Optimization
Industrial | Ind ¦ Pulp and Paper Process Improvements | 2028 | Technical | MW | Before Competition Groups | 7.551 | 0 | 0 | 759.1016 | 0.0099472 | 17 | Industrial_2028_Technical_MW_Before Competition Groups_17 | Pulp and Paper Process Improvements | 0.9947% | 0 | 7.551 | Industrial_2028_Technical_MW_Before Competition Groups_Pulp and Paper Process Improvements
Industrial | Ind ¦ HVLS Fans | 2028 | Technical | MW | Before Competition Groups | 7.5303 | 0 | 0 | 759.1016 | 0.0099201 | 18 | Industrial_2028_Technical_MW_Before Competition Groups_18 | HVLS Fans | 0.992% | 0 | 7.5303 | Industrial_2028_Technical_MW_Before Competition Groups_HVLS Fans
Industrial | Ind ¦ Material Handling Improvements | 2028 | Economic | MW | Before Competition Groups | 6.1623 | 0 | 0 | 627.0818 | 0.0098269 | 15 | Industrial_2028_Economic_MW_Before Competition Groups_15 | Material Handling Improvements | 0.9827% | 0 | 6.1623 | Industrial_2028_Economic_MW_Before Competition Groups_Material Handling Improvements
Industrial | Ind ¦ Efficient Irrigation | 2028 | Economic | MW | Before Competition Groups | 6.068 | 0 | 0 | 627.0818 | 0.0096766 | 16 | Industrial_2028_Economic_MW_Before Competition Groups_16 | Efficient Irrigation | 0.9677% | 0 | 6.068 | Industrial_2028_Economic_MW_Before Competition Groups_Efficient Irrigation
Industrial | Ind ¦ Free Cooling | 2028 | Technical | MW | Before Competition Groups | 6.8263 | 0 | 0 | 759.1016 | 0.0089926 | 19 | Industrial_2028_Technical_MW_Before Competition Groups_19 | Free Cooling | 0.8993% | 0 | 6.8263 | Industrial_2028_Technical_MW_Before Competition Groups_Free Cooling
Industrial | Ind ¦ HE HVAC Units | 2028 | Technical | MW | Before Competition Groups | 6.4916 | 0 | 0 | 759.1016 | 0.0085517 | 20 | Industrial_2028_Technical_MW_Before Competition Groups_20 | HE HVAC Units | 0.8552% | 0 | 6.4916 | Industrial_2028_Technical_MW_Before Competition Groups_HE HVAC Units
Industrial | Ind ¦ Refiner Plate Improvements | 2028 | Economic | MW | Before Competition Groups | 5.1139 | 0 | 0 | 627.0818 | 0.0081551 | 17 | Industrial_2028_Economic_MW_Before Competition Groups_17 | Refiner Plate Improvements | 0.8155% | 0 | 5.1139 | Industrial_2028_Economic_MW_Before Competition Groups_Refiner Plate Improvements
Industrial | Ind ¦ Material Handling Improvements | 2028 | Technical | MW | Before Competition Groups | 6.1623 | 0 | 0 | 759.1016 | 0.0081179 | 21 | Industrial_2028_Technical_MW_Before Competition Groups_21 | Material Handling Improvements | 0.8118% | 0 | 6.1623 | Industrial_2028_Technical_MW_Before Competition Groups_Material Handling Improvements
Industrial | Ind ¦ Efficient Irrigation | 2028 | Technical | MW | Before Competition Groups | 6.068 | 0 | 0 | 759.1016 | 0.0079937 | 22 | Industrial_2028_Technical_MW_Before Competition Groups_22 | Efficient Irrigation | 0.7994% | 0 | 6.068 | Industrial_2028_Technical_MW_Before Competition Groups_Efficient Irrigation
Industrial | Ind ¦ Chiller Optimization | 2028 | Technical | MW | Before Competition Groups | 5.3497 | 0 | 0 | 759.1016 | 0.0070474 | 23 | Industrial_2028_Technical_MW_Before Competition Groups_23 | Chiller Optimization | 0.7047% | 0 | 5.3497 | Industrial_2028_Technical_MW_Before Competition Groups_Chiller Optimization
Industrial | Ind ¦ VAV Conversion Project | 2028 | Achievable | MW | Before Competition Groups | 1.42 | 0 | 0 | 205.6485 | 0.0069049 | 15 | Industrial_2028_Achievable_MW_Before Competition Groups_15 | VAV Conversion Project | 0.6905% | 0 | 1.42 | Industrial_2028_Achievable_MW_Before Competition Groups_VAV Conversion Project
Industrial | Ind ¦ Refiner Plate Improvements | 2028 | Achievable | MW | Before Competition Groups | 1.3968 | 0 | 0 | 205.6485 | 0.0067923 | 16 | Industrial_2028_Achievable_MW_Before Competition Groups_16 | Refiner Plate Improvements | 0.6792% | 0 | 1.3968 | Industrial_2028_Achievable_MW_Before Competition Groups_Refiner Plate Improvements
Industrial | Ind ¦ Refiner Plate Improvements | 2028 | Technical | MW | Before Competition Groups | 5.1139 | 0 | 0 | 759.1016 | 0.0067368 | 24 | Industrial_2028_Technical_MW_Before Competition Groups_24 | Refiner Plate Improvements | 0.6737% | 0 | 5.1139 | Industrial_2028_Technical_MW_Before Competition Groups_Refiner Plate Improvements
Industrial | Ind ¦ Cold Storage Retrofit | 2028 | Technical | MW | Before Competition Groups | 4.8599 | 0 | 0 | 759.1016 | 0.0064021 | 25 | Industrial_2028_Technical_MW_Before Competition Groups_25 | Cold Storage Retrofit | 0.6402% | 0 | 4.8599 | Industrial_2028_Technical_MW_Before Competition Groups_Cold Storage Retrofit
Industrial | Ind ¦ Ventilation Optimization | 2028 | Achievable | MW | Before Competition Groups | 1.2794 | 0 | 0 | 205.6485 | 0.0062215 | 17 | Industrial_2028_Achievable_MW_Before Competition Groups_17 | Ventilation Optimization | 0.6221% | 0 | 1.2794 | Industrial_2028_Achievable_MW_Before Competition Groups_Ventilation Optimization
Industrial | Ind ¦ VAV Conversion Project | 2028 | Economic | MW | Before Competition Groups | 3.8861 | 0 | 0 | 627.0818 | 0.0061971 | 18 | Industrial_2028_Economic_MW_Before Competition Groups_18 | VAV Conversion Project | 0.6197% | 0 | 3.8861 | Industrial_2028_Economic_MW_Before Competition Groups_VAV Conversion Project
Industrial | Ind ¦ Process Optimization (Elec) | 2028 | Achievable | MW | Before Competition Groups | 1.2239 | 0 | 0 | 205.6485 | 0.0059515 | 18 | Industrial_2028_Achievable_MW_Before Competition Groups_18 | Process Optimization (Elec) | 0.5952% | 0 | 1.2239 | Industrial_2028_Achievable_MW_Before Competition Groups_Process Optimization (Elec)
Industrial | Ind ¦ Cooling Tower Optimization | 2028 | Technical | MW | Before Competition Groups | 4.057 | 0 | 0 | 759.1016 | 0.0053445 | 26 | Industrial_2028_Technical_MW_Before Competition Groups_26 | Cooling Tower Optimization | 0.5344% | 0 | 4.057 | Industrial_2028_Technical_MW_Before Competition Groups_Cooling Tower Optimization
Industrial | Ind ¦ VAV Conversion Project | 2028 | Technical | MW | Before Competition Groups | 3.8861 | 0 | 0 | 759.1016 | 0.0051193 | 27 | Industrial_2028_Technical_MW_Before Competition Groups_27 | VAV Conversion Project | 0.5119% | 0 | 3.8861 | Industrial_2028_Technical_MW_Before Competition Groups_VAV Conversion Project
Industrial | Ind ¦ High Efficiency Battery Charger | 2028 | Achievable | MW | Before Competition Groups | 0.86509 | 0 | 0 | 205.6485 | 0.0042066 | 19 | Industrial_2028_Achievable_MW_Before Competition Groups_19 | High Efficiency Battery Charger | 0.4207% | 0 | 0.86509 | Industrial_2028_Achievable_MW_Before Competition Groups_High Efficiency Battery Charger
Industrial | Ind ¦ Process Heat Recovery | 2028 | Achievable | MW | Before Competition Groups | 0.86508 | 0 | 0 | 205.6485 | 0.0042066 | 20 | Industrial_2028_Achievable_MW_Before Competition Groups_20 | Process Heat Recovery | 0.4207% | 0 | 0.86508 | Industrial_2028_Achievable_MW_Before Competition Groups_Process Heat Recovery
Industrial | Ind ¦ Process Heat Recovery | 2028 | Economic | MW | Before Competition Groups | 2.4825 | 0 | 0 | 627.0818 | 0.0039588 | 19 | Industrial_2028_Economic_MW_Before Competition Groups_19 | Process Heat Recovery | 0.3959% | 0 | 2.4825 | Industrial_2028_Economic_MW_Before Competition Groups_Process Heat Recovery
Industrial | Ind ¦ High Efficiency Battery Charger | 2028 | Economic | MW | Before Competition Groups | 2.4309 | 0 | 0 | 627.0818 | 0.0038765 | 20 | Industrial_2028_Economic_MW_Before Competition Groups_20 | High Efficiency Battery Charger | 0.3876% | 0 | 2.4309 | Industrial_2028_Economic_MW_Before Competition Groups_High Efficiency Battery Charger
Industrial | Ind ¦ Ventilation Optimization | 2028 | Economic | MW | Before Competition Groups | 2.3116 | 0 | 0 | 627.0818 | 0.0036863 | 21 | Industrial_2028_Economic_MW_Before Competition Groups_21 | Ventilation Optimization | 0.3686% | 0 | 2.3116 | Industrial_2028_Economic_MW_Before Competition Groups_Ventilation Optimization
Industrial | Ind ¦ Process Improvements | 2028 | Achievable | MW | Before Competition Groups | 0.7221 | 0 | 0 | 205.6485 | 0.0035113 | 21 | Industrial_2028_Achievable_MW_Before Competition Groups_21 | Process Improvements | 0.3511% | 0 | 0.7221 | Industrial_2028_Achievable_MW_Before Competition Groups_Process Improvements
Industrial | Ind ¦ Synchronous Belts | 2028 | Technical | MW | Before Competition Groups | 2.5293 | 0 | 0 | 759.1016 | 0.003332 | 28 | Industrial_2028_Technical_MW_Before Competition Groups_28 | Synchronous Belts | 0.3332% | 0 | 2.5293 | Industrial_2028_Technical_MW_Before Competition Groups_Synchronous Belts
Industrial | Ind ¦ Process Heat Recovery | 2028 | Technical | MW | Before Competition Groups | 2.4825 | 0 | 0 | 759.1016 | 0.0032703 | 29 | Industrial_2028_Technical_MW_Before Competition Groups_29 | Process Heat Recovery | 0.327% | 0 | 2.4825 | Industrial_2028_Technical_MW_Before Competition Groups_Process Heat Recovery
Industrial | Ind ¦ Process Improvements | 2028 | Economic | MW | Before Competition Groups | 2.0141 | 0 | 0 | 627.0818 | 0.0032119 | 22 | Industrial_2028_Economic_MW_Before Competition Groups_22 | Process Improvements | 0.3212% | 0 | 2.0141 | Industrial_2028_Economic_MW_Before Competition Groups_Process Improvements
Industrial | Ind ¦ High Efficiency Battery Charger | 2028 | Technical | MW | Before Competition Groups | 2.4309 | 0 | 0 | 759.1016 | 0.0032023 | 30 | Industrial_2028_Technical_MW_Before Competition Groups_30 | High Efficiency Battery Charger | 0.3202% | 0 | 2.4309 | Industrial_2028_Technical_MW_Before Competition Groups_High Efficiency Battery Charger
Industrial | Ind ¦ Efficient Irrigation | 2028 | Achievable | MW | Before Competition Groups | 0.59605 | 0 | 0 | 205.6485 | 0.0028984 | 22 | Industrial_2028_Achievable_MW_Before Competition Groups_22 | Efficient Irrigation | 0.2898% | 0 | 0.59605 | Industrial_2028_Achievable_MW_Before Competition Groups_Efficient Irrigation
Industrial | Ind ¦ Refrigeration Compressor VFD | 2028 | Achievable | MW | Before Competition Groups | 0.55215 | 0 | 0 | 205.6485 | 0.0026849 | 23 | Industrial_2028_Achievable_MW_Before Competition Groups_23 | Refrigeration Compressor VFD | 0.2685% | 0 | 0.55215 | Industrial_2028_Achievable_MW_Before Competition Groups_Refrigeration Compressor VFD
Industrial | Ind ¦ Process Improvements | 2028 | Technical | MW | Before Competition Groups | 2.0141 | 0 | 0 | 759.1016 | 0.0026533 | 31 | Industrial_2028_Technical_MW_Before Competition Groups_31 | Process Improvements | 0.2653% | 0 | 2.0141 | Industrial_2028_Technical_MW_Before Competition Groups_Process Improvements
Industrial | Ind ¦ Refrigeration Compressor VFD | 2028 | Economic | MW | Before Competition Groups | 1.5223 | 0 | 0 | 627.0818 | 0.0024276 | 23 | Industrial_2028_Economic_MW_Before Competition Groups_23 | Refrigeration Compressor VFD | 0.2428% | 0 | 1.5223 | Industrial_2028_Economic_MW_Before Competition Groups_Refrigeration Compressor VFD
Industrial | Ind ¦ Improved Controls - Process Heating | 2028 | Achievable | MW | Before Competition Groups | 0.45568 | 0 | 0 | 205.6485 | 0.0022158 | 24 | Industrial_2028_Achievable_MW_Before Competition Groups_24 | Improved Controls - Process Heating | 0.2216% | 0 | 0.45568 | Industrial_2028_Achievable_MW_Before Competition Groups_Improved Controls - Process Heating
Industrial | Ind ¦ Dairy Pre-Cooler | 2028 | Technical | MW | Before Competition Groups | 1.6318 | 0 | 0 | 759.1016 | 0.0021496 | 32 | Industrial_2028_Technical_MW_Before Competition Groups_32 | Dairy Pre-Cooler | 0.215% | 0 | 1.6318 | Industrial_2028_Technical_MW_Before Competition Groups_Dairy Pre-Cooler
Industrial | Ind ¦ Refrigeration Compressor VFD | 2028 | Technical | MW | Before Competition Groups | 1.5223 | 0 | 0 | 759.1016 | 0.0020054 | 33 | Industrial_2028_Technical_MW_Before Competition Groups_33 | Refrigeration Compressor VFD | 0.2005% | 0 | 1.5223 | Industrial_2028_Technical_MW_Before Competition Groups_Refrigeration Compressor VFD
Industrial | Ind ¦ Improved Controls - Process Heating | 2028 | Economic | MW | Before Competition Groups | 1.2564 | 0 | 0 | 627.0818 | 0.0020036 | 24 | Industrial_2028_Economic_MW_Before Competition Groups_24 | Improved Controls - Process Heating | 0.2004% | 0 | 1.2564 | Industrial_2028_Economic_MW_Before Competition Groups_Improved Controls - Process Heating
Industrial | Ind ¦ Dairy Pre-Cooler | 2028 | Achievable | MW | Before Competition Groups | 0.37358 | 0 | 0 | 205.6485 | 0.0018166 | 25 | Industrial_2028_Achievable_MW_Before Competition Groups_25 | Dairy Pre-Cooler | 0.1817% | 0 | 0.37358 | Industrial_2028_Achievable_MW_Before Competition Groups_Dairy Pre-Cooler
Industrial | Ind ¦ Improved Controls - Process Heating | 2028 | Technical | MW | Before Competition Groups | 1.2564 | 0 | 0 | 759.1016 | 0.0016552 | 34 | Industrial_2028_Technical_MW_Before Competition Groups_34 | Improved Controls - Process Heating | 0.1655% | 0 | 1.2564 | Industrial_2028_Technical_MW_Before Competition Groups_Improved Controls - Process Heating
Industrial | Ind ¦ Efficient Transformer | 2028 | Technical | MW | Before Competition Groups | 1.2195 | 0 | 0 | 759.1016 | 0.0016065 | 35 | Industrial_2028_Technical_MW_Before Competition Groups_35 | Efficient Transformer | 0.1607% | 0 | 1.2195 | Industrial_2028_Technical_MW_Before Competition Groups_Efficient Transformer
Industrial | Ind ¦ High Efficiency Welders | 2028 | Technical | MW | Before Competition Groups | 1.0969 | 0 | 0 | 759.1016 | 0.001445 | 36 | Industrial_2028_Technical_MW_Before Competition Groups_36 | High Efficiency Welders | 0.1445% | 0 | 1.0969 | Industrial_2028_Technical_MW_Before Competition Groups_High Efficiency Welders
Industrial | Ind ¦ Engine Block Heater Timer | 2028 | Achievable | MW | Before Competition Groups | 0.28204 | 0 | 0 | 205.6485 | 0.0013715 | 26 | Industrial_2028_Achievable_MW_Before Competition Groups_26 | Engine Block Heater Timer | 0.1371% | 0 | 0.28204 | Industrial_2028_Achievable_MW_Before Competition Groups_Engine Block Heater Timer
Industrial | Ind ¦ Dairy Pre-Cooler | 2028 | Economic | MW | Before Competition Groups | 0.81525 | 0 | 0 | 627.0818 | 0.0013001 | 25 | Industrial_2028_Economic_MW_Before Competition Groups_25 | Dairy Pre-Cooler | 0.13% | 0 | 0.81525 | Industrial_2028_Economic_MW_Before Competition Groups_Dairy Pre-Cooler
Industrial | Ind ¦ Engine Block Heater Timer | 2028 | Economic | MW | Before Competition Groups | 0.79345 | 0 | 0 | 627.0818 | 0.0012653 | 26 | Industrial_2028_Economic_MW_Before Competition Groups_26 | Engine Block Heater Timer | 0.1265% | 0 | 0.79345 | Industrial_2028_Economic_MW_Before Competition Groups_Engine Block Heater Timer
Industrial | Ind ¦ Engine Block Heater Timer | 2028 | Technical | MW | Before Competition Groups | 0.79345 | 0 | 0 | 759.1016 | 0.0010452 | 37 | Industrial_2028_Technical_MW_Before Competition Groups_37 | Engine Block Heater Timer | 0.1045% | 0 | 0.79345 | Industrial_2028_Technical_MW_Before Competition Groups_Engine Block Heater Timer
Industrial | Ind ¦ Efficient Refrigeration Compressor | 2028 | Achievable | MW | Before Competition Groups | 0.18487 | 0 | 0 | 205.6485 | 0.00089895 | 27 | Industrial_2028_Achievable_MW_Before Competition Groups_27 | Efficient Refrigeration Compressor | 0.0899% | 0 | 0.18487 | Industrial_2028_Achievable_MW_Before Competition Groups_Efficient Refrigeration Compressor
Industrial | Ind ¦ Air Compressor Heat Recovery | 2028 | Achievable | MW | Before Competition Groups | 0.11772 | 0 | 0 | 205.6485 | 0.00057245 | 28 | Industrial_2028_Achievable_MW_Before Competition Groups_28 | Air Compressor Heat Recovery | 0.05725% | 0 | 0.11772 | Industrial_2028_Achievable_MW_Before Competition Groups_Air Compressor Heat Recovery
Industrial | Ind ¦ Air Compressor Heat Recovery | 2028 | Economic | MW | Before Competition Groups | 0.33154 | 0 | 0 | 627.0818 | 0.0005287 | 27 | Industrial_2028_Economic_MW_Before Competition Groups_27 | Air Compressor Heat Recovery | 0.05287% | 0 | 0.33154 | Industrial_2028_Economic_MW_Before Competition Groups_Air Compressor Heat Recovery
Industrial | Ind ¦ Efficient Refrigeration Compressor | 2028 | Economic | MW | Before Competition Groups | 0.32385 | 0 | 0 | 627.0818 | 0.00051645 | 28 | Industrial_2028_Economic_MW_Before Competition Groups_28 | Efficient Refrigeration Compressor | 0.05164% | 0 | 0.32385 | Industrial_2028_Economic_MW_Before Competition Groups_Efficient Refrigeration Compressor
Industrial | Ind ¦ Heat Lamps/Heat Pad | 2028 | Technical | MW | Before Competition Groups | 0.33413 | 0 | 0 | 759.1016 | 0.00044017 | 38 | Industrial_2028_Technical_MW_Before Competition Groups_38 | Heat Lamps/Heat Pad | 0.04402% | 0 | 0.33413 | Industrial_2028_Technical_MW_Before Competition Groups_Heat Lamps/Heat Pad
Industrial | Ind ¦ Air Compressor Heat Recovery | 2028 | Technical | MW | Before Competition Groups | 0.33154 | 0 | 0 | 759.1016 | 0.00043675 | 39 | Industrial_2028_Technical_MW_Before Competition Groups_39 | Air Compressor Heat Recovery | 0.04368% | 0 | 0.33154 | Industrial_2028_Technical_MW_Before Competition Groups_Air Compressor Heat Recovery
Industrial | Ind ¦ Efficient Refrigeration Compressor | 2028 | Technical | MW | Before Competition Groups | 0.32385 | 0 | 0 | 759.1016 | 0.00042663 | 40 | Industrial_2028_Technical_MW_Before Competition Groups_40 | Efficient Refrigeration Compressor | 0.04266% | 0 | 0.32385 | Industrial_2028_Technical_MW_Before Competition Groups_Efficient Refrigeration Compressor
Industrial | Ind ¦ Creep Heat Controller | 2028 | Technical | MW | Before Competition Groups | 0.29149 | 0 | 0 | 759.1016 | 0.000384 | 41 | Industrial_2028_Technical_MW_Before Competition Groups_41 | Creep Heat Controller | 0.0384% | 0 | 0.29149 | Industrial_2028_Technical_MW_Before Competition Groups_Creep Heat Controller
Industrial | Ind ¦ Optimize Compressed Air Dryer | 2028 | Technical | MW | Before Competition Groups | 0.23957 | 0 | 0 | 759.1016 | 0.0003156 | 42 | Industrial_2028_Technical_MW_Before Competition Groups_42 | Optimize Compressed Air Dryer | 0.03156% | 0 | 0.23957 | Industrial_2028_Technical_MW_Before Competition Groups_Optimize Compressed Air Dryer
Industrial | Ind ¦ Cooling Tower Optimization | 2028 | Achievable | MW | Before Competition Groups | 0 | 0 | 0 | 205.6485 | 0 | 29 | Industrial_2028_Achievable_MW_Before Competition Groups_29 | Cooling Tower Optimization | 0% | 0 | 0 | Industrial_2028_Achievable_MW_Before Competition Groups_Cooling Tower Optimization
Industrial | Ind ¦ Cooling Tower Optimization | 2028 | Economic | MW | Before Competition Groups | 0 | 0 | 0 | 627.0818 | 0 | 29 | Industrial_2028_Economic_MW_Before Competition Groups_29 | Cooling Tower Optimization | 0% | 0 | 0 | Industrial_2028_Economic_MW_Before Competition Groups_Cooling Tower Optimization
Industrial | Ind ¦ Creep Heat Controller | 2028 | Achievable | MW | Before Competition Groups | 0 | 0 | 0 | 205.6485 | 0 | 30 | Industrial_2028_Achievable_MW_Before Competition Groups_30 | Creep Heat Controller | 0% | 0 | 0 | Industrial_2028_Achievable_MW_Before Competition Groups_Creep Heat Controller
Industrial | Ind ¦ Creep Heat Controller | 2028 | Economic | MW | Before Competition Groups | 0 | 0 | 0 | 627.0818 | 0 | 30 | Industrial_2028_Economic_MW_Before Competition Groups_30 | Creep Heat Controller | 0% | 0 | 0 | Industrial_2028_Economic_MW_Before Competition Groups_Creep Heat Controller
Industrial | Ind ¦ Efficient Transformer | 2028 | Achievable | MW | Before Competition Groups | 0 | 0 | 0 | 205.6485 | 0 | 31 | Industrial_2028_Achievable_MW_Before Competition Groups_31 | Efficient Transformer | 0% | 0 | 0 | Industrial_2028_Achievable_MW_Before Competition Groups_Efficient Transformer
Industrial | Ind ¦ Efficient Transformer | 2028 | Economic | MW | Before Competition Groups | 0 | 0 | 0 | 627.0818 | 0 | 31 | Industrial_2028_Economic_MW_Before Competition Groups_31 | Efficient Transformer | 0% | 0 | 0 | Industrial_2028_Economic_MW_Before Competition Groups_Efficient Transformer
Industrial | Ind ¦ Free Cooling | 2028 | Achievable | MW | Before Competition Groups | 0 | 0 | 0 | 205.6485 | 0 | 32 | Industrial_2028_Achievable_MW_Before Competition Groups_32 | Free Cooling | 0% | 0 | 0 | Industrial_2028_Achievable_MW_Before Competition Groups_Free Cooling
Industrial | Ind ¦ Free Cooling | 2028 | Economic | MW | Before Competition Groups | 0 | 0 | 0 | 627.0818 | 0 | 32 | Industrial_2028_Economic_MW_Before Competition Groups_32 | Free Cooling | 0% | 0 | 0 | Industrial_2028_Economic_MW_Before Competition Groups_Free Cooling
Industrial | Ind ¦ Heat Lamps/Heat Pad | 2028 | Achievable | MW | Before Competition Groups | 0 | 0 | 0 | 205.6485 | 0 | 33 | Industrial_2028_Achievable_MW_Before Competition Groups_33 | Heat Lamps/Heat Pad | 0% | 0 | 0 | Industrial_2028_Achievable_MW_Before Competition Groups_Heat Lamps/Heat Pad
Industrial | Ind ¦ Heat Lamps/Heat Pad | 2028 | Economic | MW | Before Competition Groups | 0 | 0 | 0 | 627.0818 | 0 | 33 | Industrial_2028_Economic_MW_Before Competition Groups_33 | Heat Lamps/Heat Pad | 0% | 0 | 0 | Industrial_2028_Economic_MW_Before Competition Groups_Heat Lamps/Heat Pad
Industrial | Ind ¦ High Efficiency Welders | 2028 | Achievable | MW | Before Competition Groups | 0 | 0 | 0 | 205.6485 | 0 | 34 | Industrial_2028_Achievable_MW_Before Competition Groups_34 | High Efficiency Welders | 0% | 0 | 0 | Industrial_2028_Achievable_MW_Before Competition Groups_High Efficiency Welders
Industrial | Ind ¦ High Efficiency Welders | 2028 | Economic | MW | Before Competition Groups | 0 | 0 | 0 | 627.0818 | 0 | 34 | Industrial_2028_Economic_MW_Before Competition Groups_34 | High Efficiency Welders | 0% | 0 | 0 | Industrial_2028_Economic_MW_Before Competition Groups_High Efficiency Welders
Industrial | Ind ¦ HVLS Fans | 2028 | Achievable | MW | Before Competition Groups | 0 | 0 | 0 | 205.6485 | 0 | 35 | Industrial_2028_Achievable_MW_Before Competition Groups_35 | HVLS Fans | 0% | 0 | 0 | Industrial_2028_Achievable_MW_Before Competition Groups_HVLS Fans
Industrial | Ind ¦ HVLS Fans | 2028 | Economic | MW | Before Competition Groups | 0 | 0 | 0 | 627.0818 | 0 | 35 | Industrial_2028_Economic_MW_Before Competition Groups_35 | HVLS Fans | 0% | 0 | 0 | Industrial_2028_Economic_MW_Before Competition Groups_HVLS Fans
Industrial | Ind ¦ Optimize Compressed Air Dryer | 2028 | Achievable | MW | Before Competition Groups | 0 | 0 | 0 | 205.6485 | 0 | 36 | Industrial_2028_Achievable_MW_Before Competition Groups_36 | Optimize Compressed Air Dryer | 0% | 0 | 0 | Industrial_2028_Achievable_MW_Before Competition Groups_Optimize Compressed Air Dryer
Industrial | Ind ¦ Optimize Compressed Air Dryer | 2028 | Economic | MW | Before Competition Groups | 0 | 0 | 0 | 627.0818 | 0 | 36 | Industrial_2028_Economic_MW_Before Competition Groups_36 | Optimize Compressed Air Dryer | 0% | 0 | 0 | Industrial_2028_Economic_MW_Before Competition Groups_Optimize Compressed Air Dryer
Industrial | Ind ¦ Premium Efficient Motors | 2028 | Achievable | MW | Before Competition Groups | 0 | 0 | 0 | 205.6485 | 0 | 37 | Industrial_2028_Achievable_MW_Before Competition Groups_37 | Premium Efficient Motors | 0% | 0 | 0 | Industrial_2028_Achievable_MW_Before Competition Groups_Premium Efficient Motors
Industrial | Ind ¦ Premium Efficient Motors | 2028 | Economic | MW | Before Competition Groups | 0 | 0 | 0 | 627.0818 | 0 | 37 | Industrial_2028_Economic_MW_Before Competition Groups_37 | Premium Efficient Motors | 0% | 0 | 0 | Industrial_2028_Economic_MW_Before Competition Groups_Premium Efficient Motors
Industrial | Ind ¦ Synchronous Belts | 2028 | Achievable | MW | Before Competition Groups | 0 | 0 | 0 | 205.6485 | 0 | 38 | Industrial_2028_Achievable_MW_Before Competition Groups_38 | Synchronous Belts | 0% | 0 | 0 | Industrial_2028_Achievable_MW_Before Competition Groups_Synchronous Belts
Industrial | Ind ¦ Synchronous Belts | 2028 | Economic | MW | Before Competition Groups | 0 | 0 | 0 | 627.0818 | 0 | 38 | Industrial_2028_Economic_MW_Before Competition Groups_38 | Synchronous Belts | 0% | 0 | 0 | Industrial_2028_Economic_MW_Before Competition Groups_Synchronous Belts
Industrial | Ind ¦ Pump System Optimization | 2029 | Economic | MW | Before Competition Groups | 102.5065 | 0 | 0 | 701.2445 | 0.14618 | 1 | Industrial_2029_Economic_MW_Before Competition Groups_1 | Pump System Optimization | 14.62% | 0 | 102.5065 | Industrial_2029_Economic_MW_Before Competition Groups_Pump System Optimization
Industrial | Ind ¦ Pump System Optimization | 2029 | Achievable | MW | Before Competition Groups | 37.1897 | 0 | 0 | 256.7081 | 0.14487 | 1 | Industrial_2029_Achievable_MW_Before Competition Groups_1 | Pump System Optimization | 14.49% | 0 | 37.1897 | Industrial_2029_Achievable_MW_Before Competition Groups_Pump System Optimization
Industrial | Ind ¦ Pump System Optimization | 2029 | Technical | MW | Before Competition Groups | 104.6146 | 0 | 0 | 784.5814 | 0.13334 | 1 | Industrial_2029_Technical_MW_Before Competition Groups_1 | Pump System Optimization | 13.33% | 0 | 104.6146 | Industrial_2029_Technical_MW_Before Competition Groups_Pump System Optimization
Industrial | Ind ¦ Air Leak Survey and Repair | 2029 | Achievable | MW | Before Competition Groups | 30.494 | 0 | 0 | 256.7081 | 0.11879 | 2 | Industrial_2029_Achievable_MW_Before Competition Groups_2 | Air Leak Survey and Repair | 11.88% | 0 | 30.494 | Industrial_2029_Achievable_MW_Before Competition Groups_Air Leak Survey and Repair
Industrial | Ind ¦ HE Lighting | 2029 | Economic | MW | Before Competition Groups | 78.8983 | 0 | 0 | 701.2445 | 0.11251 | 2 | Industrial_2029_Economic_MW_Before Competition Groups_2 | HE Lighting | 11.25% | 0 | 78.8983 | Industrial_2029_Economic_MW_Before Competition Groups_HE Lighting
Industrial | Ind ¦ HE Lighting | 2029 | Technical | MW | Before Competition Groups | 85.465 | 0 | 0 | 784.5814 | 0.10893 | 2 | Industrial_2029_Technical_MW_Before Competition Groups_2 | HE Lighting | 10.89% | 0 | 85.465 | Industrial_2029_Technical_MW_Before Competition Groups_HE Lighting
Industrial | Ind ¦ Air Compressor Optimization | 2029 | Achievable | MW | Before Competition Groups | 26.0715 | 0 | 0 | 256.7081 | 0.10156 | 3 | Industrial_2029_Achievable_MW_Before Competition Groups_3 | Air Compressor Optimization | 10.16% | 0 | 26.0715 | Industrial_2029_Achievable_MW_Before Competition Groups_Air Compressor Optimization
Industrial | Ind ¦ Air Leak Survey and Repair | 2029 | Economic | MW | Before Competition Groups | 71.1403 | 0 | 0 | 701.2445 | 0.10145 | 3 | Industrial_2029_Economic_MW_Before Competition Groups_3 | Air Leak Survey and Repair | 10.14% | 0 | 71.1403 | Industrial_2029_Economic_MW_Before Competition Groups_Air Leak Survey and Repair
Industrial | Ind ¦ Greenhouse Grow Lights | 2029 | Achievable | MW | Before Competition Groups | 23.8062 | 0 | 0 | 256.7081 | 0.092736 | 4 | Industrial_2029_Achievable_MW_Before Competition Groups_4 | Greenhouse Grow Lights | 9.274% | 0 | 23.8062 | Industrial_2029_Achievable_MW_Before Competition Groups_Greenhouse Grow Lights
Industrial | Ind ¦ Recommissioning | 2029 | Achievable | MW | Before Competition Groups | 23.7714 | 0 | 0 | 256.7081 | 0.092601 | 5 | Industrial_2029_Achievable_MW_Before Competition Groups_5 | Recommissioning | 9.26% | 0 | 23.7714 | Industrial_2029_Achievable_MW_Before Competition Groups_Recommissioning
Industrial | Ind ¦ SEM | 2029 | Achievable | MW | Before Competition Groups | 23.7714 | 0 | 0 | 256.7081 | 0.092601 | 6 | Industrial_2029_Achievable_MW_Before Competition Groups_6 | SEM | 9.26% | 0 | 23.7714 | Industrial_2029_Achievable_MW_Before Competition Groups_SEM
Industrial | Ind ¦ Air Leak Survey and Repair | 2029 | Technical | MW | Before Competition Groups | 71.1403 | 0 | 0 | 784.5814 | 0.090673 | 3 | Industrial_2029_Technical_MW_Before Competition Groups_3 | Air Leak Survey and Repair | 9.067% | 0 | 71.1403 | Industrial_2029_Technical_MW_Before Competition Groups_Air Leak Survey and Repair
Industrial | Ind ¦ Greenhouse Grow Lights | 2029 | Economic | MW | Before Competition Groups | 58.9875 | 0 | 0 | 701.2445 | 0.084118 | 4 | Industrial_2029_Economic_MW_Before Competition Groups_4 | Greenhouse Grow Lights | 8.412% | 0 | 58.9875 | Industrial_2029_Economic_MW_Before Competition Groups_Greenhouse Grow Lights
Industrial | Ind ¦ Recommissioning | 2029 | Economic | MW | Before Competition Groups | 54.835 | 0 | 0 | 701.2445 | 0.078197 | 5 | Industrial_2029_Economic_MW_Before Competition Groups_5 | Recommissioning | 7.82% | 0 | 54.835 | Industrial_2029_Economic_MW_Before Competition Groups_Recommissioning
Industrial | Ind ¦ SEM | 2029 | Economic | MW | Before Competition Groups | 54.835 | 0 | 0 | 701.2445 | 0.078197 | 6 | Industrial_2029_Economic_MW_Before Competition Groups_6 | SEM | 7.82% | 0 | 54.835 | Industrial_2029_Economic_MW_Before Competition Groups_SEM
Industrial | Ind ¦ Air Compressor Optimization | 2029 | Economic | MW | Before Competition Groups | 53.1049 | 0 | 0 | 701.2445 | 0.075729 | 7 | Industrial_2029_Economic_MW_Before Competition Groups_7 | Air Compressor Optimization | 7.573% | 0 | 53.1049 | Industrial_2029_Economic_MW_Before Competition Groups_Air Compressor Optimization
Industrial | Ind ¦ Greenhouse Grow Lights | 2029 | Technical | MW | Before Competition Groups | 58.9875 | 0 | 0 | 784.5814 | 0.075183 | 4 | Industrial_2029_Technical_MW_Before Competition Groups_4 | Greenhouse Grow Lights | 7.518% | 0 | 58.9875 | Industrial_2029_Technical_MW_Before Competition Groups_Greenhouse Grow Lights
Industrial | Ind ¦ Pump Equipment Upgrade | 2029 | Achievable | MW | Before Competition Groups | 18.6343 | 0 | 0 | 256.7081 | 0.07259 | 7 | Industrial_2029_Achievable_MW_Before Competition Groups_7 | Pump Equipment Upgrade | 7.259% | 0 | 18.6343 | Industrial_2029_Achievable_MW_Before Competition Groups_Pump Equipment Upgrade
Industrial | Ind ¦ Recommissioning | 2029 | Technical | MW | Before Competition Groups | 54.835 | 0 | 0 | 784.5814 | 0.069891 | 5 | Industrial_2029_Technical_MW_Before Competition Groups_5 | Recommissioning | 6.989% | 0 | 54.835 | Industrial_2029_Technical_MW_Before Competition Groups_Recommissioning
Industrial | Ind ¦ SEM | 2029 | Technical | MW | Before Competition Groups | 54.835 | 0 | 0 | 784.5814 | 0.069891 | 6 | Industrial_2029_Technical_MW_Before Competition Groups_6 | SEM | 6.989% | 0 | 54.835 | Industrial_2029_Technical_MW_Before Competition Groups_SEM
Industrial | Ind ¦ Pump Equipment Upgrade | 2029 | Economic | MW | Before Competition Groups | 48.4198 | 0 | 0 | 701.2445 | 0.069048 | 8 | Industrial_2029_Economic_MW_Before Competition Groups_8 | Pump Equipment Upgrade | 6.905% | 0 | 48.4198 | Industrial_2029_Economic_MW_Before Competition Groups_Pump Equipment Upgrade
Industrial | Ind ¦ Air Compressor Optimization | 2029 | Technical | MW | Before Competition Groups | 53.1049 | 0 | 0 | 784.5814 | 0.067686 | 7 | Industrial_2029_Technical_MW_Before Competition Groups_7 | Air Compressor Optimization | 6.769% | 0 | 53.1049 | Industrial_2029_Technical_MW_Before Competition Groups_Air Compressor Optimization
Industrial | Ind ¦ Efficient Compressed Air Nozzles | 2029 | Economic | MW | Before Competition Groups | 46.1429 | 0 | 0 | 701.2445 | 0.065801 | 9 | Industrial_2029_Economic_MW_Before Competition Groups_9 | Efficient Compressed Air Nozzles | 6.58% | 0 | 46.1429 | Industrial_2029_Economic_MW_Before Competition Groups_Efficient Compressed Air Nozzles
Industrial | Ind ¦ Pump Equipment Upgrade | 2029 | Technical | MW | Before Competition Groups | 48.4198 | 0 | 0 | 784.5814 | 0.061714 | 8 | Industrial_2029_Technical_MW_Before Competition Groups_8 | Pump Equipment Upgrade | 6.171% | 0 | 48.4198 | Industrial_2029_Technical_MW_Before Competition Groups_Pump Equipment Upgrade
Industrial | Ind ¦ Efficient Compressed Air Nozzles | 2029 | Achievable | MW | Before Competition Groups | 15.4227 | 0 | 0 | 256.7081 | 0.060079 | 8 | Industrial_2029_Achievable_MW_Before Competition Groups_8 | Efficient Compressed Air Nozzles | 6.008% | 0 | 15.4227 | Industrial_2029_Achievable_MW_Before Competition Groups_Efficient Compressed Air Nozzles
Industrial | Ind ¦ Efficient Compressed Air Nozzles | 2029 | Technical | MW | Before Competition Groups | 46.1429 | 0 | 0 | 784.5814 | 0.058812 | 9 | Industrial_2029_Technical_MW_Before Competition Groups_9 | Efficient Compressed Air Nozzles | 5.881% | 0 | 46.1429 | Industrial_2029_Technical_MW_Before Competition Groups_Efficient Compressed Air Nozzles
Industrial | Ind ¦ High Efficiency HVAC Fans | 2029 | Achievable | MW | Before Competition Groups | 14.7161 | 0 | 0 | 256.7081 | 0.057326 | 9 | Industrial_2029_Achievable_MW_Before Competition Groups_9 | High Efficiency HVAC Fans | 5.733% | 0 | 14.7161 | Industrial_2029_Achievable_MW_Before Competition Groups_High Efficiency HVAC Fans
Industrial | Ind ¦ High Efficiency HVAC Fans | 2029 | Economic | MW | Before Competition Groups | 33.3094 | 0 | 0 | 701.2445 | 0.0475 | 10 | Industrial_2029_Economic_MW_Before Competition Groups_10 | High Efficiency HVAC Fans | 4.75% | 0 | 33.3094 | Industrial_2029_Economic_MW_Before Competition Groups_High Efficiency HVAC Fans
Industrial | Ind ¦ High Efficiency HVAC Fans | 2029 | Technical | MW | Before Competition Groups | 33.3094 | 0 | 0 | 784.5814 | 0.042455 | 10 | Industrial_2029_Technical_MW_Before Competition Groups_10 | High Efficiency HVAC Fans | 4.246% | 0 | 33.3094 | Industrial_2029_Technical_MW_Before Competition Groups_High Efficiency HVAC Fans
Industrial | Ind ¦ Fan System Optimization | 2029 | Achievable | MW | Before Competition Groups | 8.9433 | 0 | 0 | 256.7081 | 0.034838 | 10 | Industrial_2029_Achievable_MW_Before Competition Groups_10 | Fan System Optimization | 3.484% | 0 | 8.9433 | Industrial_2029_Achievable_MW_Before Competition Groups_Fan System Optimization
Industrial | Ind ¦ HE Lighting | 2029 | Achievable | MW | Before Competition Groups | 8.0504 | 0 | 0 | 256.7081 | 0.03136 | 11 | Industrial_2029_Achievable_MW_Before Competition Groups_11 | HE Lighting | 3.136% | 0 | 8.0504 | Industrial_2029_Achievable_MW_Before Competition Groups_HE Lighting
Industrial | Ind ¦ Process Optimization (Elec) | 2029 | Economic | MW | Before Competition Groups | 20.2304 | 0 | 0 | 701.2445 | 0.028849 | 11 | Industrial_2029_Economic_MW_Before Competition Groups_11 | Process Optimization (Elec) | 2.885% | 0 | 20.2304 | Industrial_2029_Economic_MW_Before Competition Groups_Process Optimization (Elec)
Industrial | Ind ¦ Fan System Optimization | 2029 | Economic | MW | Before Competition Groups | 18.6572 | 0 | 0 | 701.2445 | 0.026606 | 12 | Industrial_2029_Economic_MW_Before Competition Groups_12 | Fan System Optimization | 2.661% | 0 | 18.6572 | Industrial_2029_Economic_MW_Before Competition Groups_Fan System Optimization
Industrial | Ind ¦ Improved Controls - Process Cooling | 2029 | Achievable | MW | Before Competition Groups | 6.7785 | 0 | 0 | 256.7081 | 0.026405 | 12 | Industrial_2029_Achievable_MW_Before Competition Groups_12 | Improved Controls - Process Cooling | 2.641% | 0 | 6.7785 | Industrial_2029_Achievable_MW_Before Competition Groups_Improved Controls - Process Cooling
Industrial | Ind ¦ Process Optimization (Elec) | 2029 | Technical | MW | Before Competition Groups | 20.2304 | 0 | 0 | 784.5814 | 0.025785 | 11 | Industrial_2029_Technical_MW_Before Competition Groups_11 | Process Optimization (Elec) | 2.578% | 0 | 20.2304 | Industrial_2029_Technical_MW_Before Competition Groups_Process Optimization (Elec)
Industrial | Ind ¦ Fan System Optimization | 2029 | Technical | MW | Before Competition Groups | 18.6572 | 0 | 0 | 784.5814 | 0.02378 | 12 | Industrial_2029_Technical_MW_Before Competition Groups_12 | Fan System Optimization | 2.378% | 0 | 18.6572 | Industrial_2029_Technical_MW_Before Competition Groups_Fan System Optimization
Industrial | Ind ¦ Premium Efficient Motors | 2029 | Technical | MW | Before Competition Groups | 18.1703 | 0 | 0 | 784.5814 | 0.023159 | 13 | Industrial_2029_Technical_MW_Before Competition Groups_13 | Premium Efficient Motors | 2.316% | 0 | 18.1703 | Industrial_2029_Technical_MW_Before Competition Groups_Premium Efficient Motors
Industrial | Ind ¦ Improved Controls - Process Cooling | 2029 | Economic | MW | Before Competition Groups | 15.5981 | 0 | 0 | 701.2445 | 0.022244 | 13 | Industrial_2029_Economic_MW_Before Competition Groups_13 | Improved Controls - Process Cooling | 2.224% | 0 | 15.5981 | Industrial_2029_Economic_MW_Before Competition Groups_Improved Controls - Process Cooling
Industrial | Ind ¦ Improved Controls - Process Cooling | 2029 | Technical | MW | Before Competition Groups | 15.5981 | 0 | 0 | 784.5814 | 0.019881 | 14 | Industrial_2029_Technical_MW_Before Competition Groups_14 | Improved Controls - Process Cooling | 1.988% | 0 | 15.5981 | Industrial_2029_Technical_MW_Before Competition Groups_Improved Controls - Process Cooling
Industrial | Ind ¦ Material Handling Improvements | 2029 | Achievable | MW | Before Competition Groups | 3.1652 | 0 | 0 | 256.7081 | 0.01233 | 13 | Industrial_2029_Achievable_MW_Before Competition Groups_13 | Material Handling Improvements | 1.233% | 0 | 3.1652 | Industrial_2029_Achievable_MW_Before Competition Groups_Material Handling Improvements
Industrial | Ind ¦ Pulp and Paper Process Improvements | 2029 | Achievable | MW | Before Competition Groups | 3.0495 | 0 | 0 | 256.7081 | 0.011879 | 14 | Industrial_2029_Achievable_MW_Before Competition Groups_14 | Pulp and Paper Process Improvements | 1.188% | 0 | 3.0495 | Industrial_2029_Achievable_MW_Before Competition Groups_Pulp and Paper Process Improvements
Industrial | Ind ¦ Pulp and Paper Process Improvements | 2029 | Economic | MW | Before Competition Groups | 7.551 | 0 | 0 | 701.2445 | 0.010768 | 14 | Industrial_2029_Economic_MW_Before Competition Groups_14 | Pulp and Paper Process Improvements | 1.077% | 0 | 7.551 | Industrial_2029_Economic_MW_Before Competition Groups_Pulp and Paper Process Improvements
Industrial | Ind ¦ Ventilation Optimization | 2029 | Technical | MW | Before Competition Groups | 8.3423 | 0 | 0 | 784.5814 | 0.010633 | 15 | Industrial_2029_Technical_MW_Before Competition Groups_15 | Ventilation Optimization | 1.063% | 0 | 8.3423 | Industrial_2029_Technical_MW_Before Competition Groups_Ventilation Optimization
Industrial | Ind ¦ HE HVAC Controls | 2029 | Technical | MW | Before Competition Groups | 8.3022 | 0 | 0 | 784.5814 | 0.010582 | 16 | Industrial_2029_Technical_MW_Before Competition Groups_16 | HE HVAC Controls | 1.058% | 0 | 8.3022 | Industrial_2029_Technical_MW_Before Competition Groups_HE HVAC Controls
Industrial | Ind ¦ HVLS Fans | 2029 | Technical | MW | Before Competition Groups | 8.0052 | 0 | 0 | 784.5814 | 0.010203 | 17 | Industrial_2029_Technical_MW_Before Competition Groups_17 | HVLS Fans | 1.02% | 0 | 8.0052 | Industrial_2029_Technical_MW_Before Competition Groups_HVLS Fans
Industrial | Ind ¦ Pulp and Paper Process Improvements | 2029 | Technical | MW | Before Competition Groups | 7.551 | 0 | 0 | 784.5814 | 0.0096242 | 18 | Industrial_2029_Technical_MW_Before Competition Groups_18 | Pulp and Paper Process Improvements | 0.9624% | 0 | 7.551 | Industrial_2029_Technical_MW_Before Competition Groups_Pulp and Paper Process Improvements
Industrial | Ind ¦ Efficient Irrigation | 2029 | Economic | MW | Before Competition Groups | 6.5601 | 0 | 0 | 701.2445 | 0.009355 | 15 | Industrial_2029_Economic_MW_Before Competition Groups_15 | Efficient Irrigation | 0.9355% | 0 | 6.5601 | Industrial_2029_Economic_MW_Before Competition Groups_Efficient Irrigation
Industrial | Ind ¦ Material Handling Improvements | 2029 | Economic | MW | Before Competition Groups | 6.3968 | 0 | 0 | 701.2445 | 0.0091221 | 16 | Industrial_2029_Economic_MW_Before Competition Groups_16 | Material Handling Improvements | 0.9122% | 0 | 6.3968 | Industrial_2029_Economic_MW_Before Competition Groups_Material Handling Improvements
Industrial | Ind ¦ Free Cooling | 2029 | Technical | MW | Before Competition Groups | 6.8263 | 0 | 0 | 784.5814 | 0.0087006 | 19 | Industrial_2029_Technical_MW_Before Competition Groups_19 | Free Cooling | 0.8701% | 0 | 6.8263 | Industrial_2029_Technical_MW_Before Competition Groups_Free Cooling
Industrial | Ind ¦ HE HVAC Units | 2029 | Technical | MW | Before Competition Groups | 6.7254 | 0 | 0 | 784.5814 | 0.008572 | 20 | Industrial_2029_Technical_MW_Before Competition Groups_20 | HE HVAC Units | 0.8572% | 0 | 6.7254 | Industrial_2029_Technical_MW_Before Competition Groups_HE HVAC Units
Industrial | Ind ¦ Efficient Irrigation | 2029 | Technical | MW | Before Competition Groups | 6.5601 | 0 | 0 | 784.5814 | 0.0083613 | 21 | Industrial_2029_Technical_MW_Before Competition Groups_21 | Efficient Irrigation | 0.8361% | 0 | 6.5601 | Industrial_2029_Technical_MW_Before Competition Groups_Efficient Irrigation
Industrial | Ind ¦ Material Handling Improvements | 2029 | Technical | MW | Before Competition Groups | 6.3968 | 0 | 0 | 784.5814 | 0.0081532 | 22 | Industrial_2029_Technical_MW_Before Competition Groups_22 | Material Handling Improvements | 0.8153% | 0 | 6.3968 | Industrial_2029_Technical_MW_Before Competition Groups_Material Handling Improvements
Industrial | Ind ¦ Refiner Plate Improvements | 2029 | Economic | MW | Before Competition Groups | 5.311 | 0 | 0 | 701.2445 | 0.0075737 | 17 | Industrial_2029_Economic_MW_Before Competition Groups_17 | Refiner Plate Improvements | 0.7574% | 0 | 5.311 | Industrial_2029_Economic_MW_Before Competition Groups_Refiner Plate Improvements
Industrial | Ind ¦ Chiller Optimization | 2029 | Technical | MW | Before Competition Groups | 5.3496 | 0 | 0 | 784.5814 | 0.0068185 | 23 | Industrial_2029_Technical_MW_Before Competition Groups_23 | Chiller Optimization | 0.6818% | 0 | 5.3496 | Industrial_2029_Technical_MW_Before Competition Groups_Chiller Optimization
Industrial | Ind ¦ Refiner Plate Improvements | 2029 | Achievable | MW | Before Competition Groups | 1.7409 | 0 | 0 | 256.7081 | 0.0067818 | 15 | Industrial_2029_Achievable_MW_Before Competition Groups_15 | Refiner Plate Improvements | 0.6782% | 0 | 1.7409 | Industrial_2029_Achievable_MW_Before Competition Groups_Refiner Plate Improvements
Industrial | Ind ¦ Refiner Plate Improvements | 2029 | Technical | MW | Before Competition Groups | 5.311 | 0 | 0 | 784.5814 | 0.0067692 | 24 | Industrial_2029_Technical_MW_Before Competition Groups_24 | Refiner Plate Improvements | 0.6769% | 0 | 5.311 | Industrial_2029_Technical_MW_Before Competition Groups_Refiner Plate Improvements
Industrial | Ind ¦ VAV Conversion Project | 2029 | Achievable | MW | Before Competition Groups | 1.7134 | 0 | 0 | 256.7081 | 0.0066746 | 16 | Industrial_2029_Achievable_MW_Before Competition Groups_16 | VAV Conversion Project | 0.6675% | 0 | 1.7134 | Industrial_2029_Achievable_MW_Before Competition Groups_VAV Conversion Project
Industrial | Ind ¦ Cold Storage Retrofit | 2029 | Technical | MW | Before Competition Groups | 4.8598 | 0 | 0 | 784.5814 | 0.0061942 | 25 | Industrial_2029_Technical_MW_Before Competition Groups_25 | Cold Storage Retrofit | 0.6194% | 0 | 4.8598 | Industrial_2029_Technical_MW_Before Competition Groups_Cold Storage Retrofit
Industrial | Ind ¦ Ventilation Optimization | 2029 | Achievable | MW | Before Competition Groups | 1.5295 | 0 | 0 | 256.7081 | 0.0059581 | 17 | Industrial_2029_Achievable_MW_Before Competition Groups_17 | Ventilation Optimization | 0.5958% | 0 | 1.5295 | Industrial_2029_Achievable_MW_Before Competition Groups_Ventilation Optimization
Industrial | Ind ¦ Process Optimization (Elec) | 2029 | Achievable | MW | Before Competition Groups | 1.4906 | 0 | 0 | 256.7081 | 0.0058067 | 18 | Industrial_2029_Achievable_MW_Before Competition Groups_18 | Process Optimization (Elec) | 0.5807% | 0 | 1.4906 | Industrial_2029_Achievable_MW_Before Competition Groups_Process Optimization (Elec)
Industrial | Ind ¦ VAV Conversion Project | 2029 | Economic | MW | Before Competition Groups | 3.8766 | 0 | 0 | 701.2445 | 0.0055282 | 18 | Industrial_2029_Economic_MW_Before Competition Groups_18 | VAV Conversion Project | 0.5528% | 0 | 3.8766 | Industrial_2029_Economic_MW_Before Competition Groups_VAV Conversion Project
Industrial | Ind ¦ Cooling Tower Optimization | 2029 | Technical | MW | Before Competition Groups | 4.0569 | 0 | 0 | 784.5814 | 0.0051707 | 26 | Industrial_2029_Technical_MW_Before Competition Groups_26 | Cooling Tower Optimization | 0.5171% | 0 | 4.0569 | Industrial_2029_Technical_MW_Before Competition Groups_Cooling Tower Optimization
Industrial | Ind ¦ VAV Conversion Project | 2029 | Technical | MW | Before Competition Groups | 3.8766 | 0 | 0 | 784.5814 | 0.004941 | 27 | Industrial_2029_Technical_MW_Before Competition Groups_27 | VAV Conversion Project | 0.4941% | 0 | 3.8766 | Industrial_2029_Technical_MW_Before Competition Groups_VAV Conversion Project
Industrial | Ind ¦ Process Heat Recovery | 2029 | Achievable | MW | Before Competition Groups | 1.0439 | 0 | 0 | 256.7081 | 0.0040665 | 19 | Industrial_2029_Achievable_MW_Before Competition Groups_19 | Process Heat Recovery | 0.4067% | 0 | 1.0439 | Industrial_2029_Achievable_MW_Before Competition Groups_Process Heat Recovery
Industrial | Ind ¦ High Efficiency Battery Charger | 2029 | Achievable | MW | Before Competition Groups | 1.0417 | 0 | 0 | 256.7081 | 0.0040579 | 20 | Industrial_2029_Achievable_MW_Before Competition Groups_20 | High Efficiency Battery Charger | 0.4058% | 0 | 1.0417 | Industrial_2029_Achievable_MW_Before Competition Groups_High Efficiency Battery Charger
Industrial | Ind ¦ Efficient Irrigation | 2029 | Achievable | MW | Before Competition Groups | 1.002 | 0 | 0 | 256.7081 | 0.0039033 | 21 | Industrial_2029_Achievable_MW_Before Competition Groups_21 | Efficient Irrigation | 0.3903% | 0 | 1.002 | Industrial_2029_Achievable_MW_Before Competition Groups_Efficient Irrigation
Industrial | Ind ¦ Ventilation Optimization | 2029 | Economic | MW | Before Competition Groups | 2.6214 | 0 | 0 | 701.2445 | 0.0037382 | 19 | Industrial_2029_Economic_MW_Before Competition Groups_19 | Ventilation Optimization | 0.3738% | 0 | 2.6214 | Industrial_2029_Economic_MW_Before Competition Groups_Ventilation Optimization
Industrial | Ind ¦ High Efficiency Battery Charger | 2029 | Economic | MW | Before Competition Groups | 2.5085 | 0 | 0 | 701.2445 | 0.0035773 | 20 | Industrial_2029_Economic_MW_Before Competition Groups_20 | High Efficiency Battery Charger | 0.3577% | 0 | 2.5085 | Industrial_2029_Economic_MW_Before Competition Groups_High Efficiency Battery Charger
Industrial | Ind ¦ Process Heat Recovery | 2029 | Economic | MW | Before Competition Groups | 2.4751 | 0 | 0 | 701.2445 | 0.0035295 | 21 | Industrial_2029_Economic_MW_Before Competition Groups_21 | Process Heat Recovery | 0.353% | 0 | 2.4751 | Industrial_2029_Economic_MW_Before Competition Groups_Process Heat Recovery
Industrial | Ind ¦ Process Improvements | 2029 | Achievable | MW | Before Competition Groups | 0.87072 | 0 | 0 | 256.7081 | 0.0033919 | 22 | Industrial_2029_Achievable_MW_Before Competition Groups_22 | Process Improvements | 0.3392% | 0 | 0.87072 | Industrial_2029_Achievable_MW_Before Competition Groups_Process Improvements
Industrial | Ind ¦ Synchronous Belts | 2029 | Technical | MW | Before Competition Groups | 2.5293 | 0 | 0 | 784.5814 | 0.0032237 | 28 | Industrial_2029_Technical_MW_Before Competition Groups_28 | Synchronous Belts | 0.3224% | 0 | 2.5293 | Industrial_2029_Technical_MW_Before Competition Groups_Synchronous Belts
Industrial | Ind ¦ High Efficiency Battery Charger | 2029 | Technical | MW | Before Competition Groups | 2.5085 | 0 | 0 | 784.5814 | 0.0031973 | 29 | Industrial_2029_Technical_MW_Before Competition Groups_29 | High Efficiency Battery Charger | 0.3197% | 0 | 2.5085 | Industrial_2029_Technical_MW_Before Competition Groups_High Efficiency Battery Charger
Industrial | Ind ¦ Process Heat Recovery | 2029 | Technical | MW | Before Competition Groups | 2.4751 | 0 | 0 | 784.5814 | 0.0031546 | 30 | Industrial_2029_Technical_MW_Before Competition Groups_30 | Process Heat Recovery | 0.3155% | 0 | 2.4751 | Industrial_2029_Technical_MW_Before Competition Groups_Process Heat Recovery
Industrial | Ind ¦ Process Improvements | 2029 | Economic | MW | Before Competition Groups | 2.0074 | 0 | 0 | 701.2445 | 0.0028626 | 22 | Industrial_2029_Economic_MW_Before Competition Groups_22 | Process Improvements | 0.2863% | 0 | 2.0074 | Industrial_2029_Economic_MW_Before Competition Groups_Process Improvements
Industrial | Ind ¦ Refrigeration Compressor VFD | 2029 | Achievable | MW | Before Competition Groups | 0.67491 | 0 | 0 | 256.7081 | 0.0026291 | 23 | Industrial_2029_Achievable_MW_Before Competition Groups_23 | Refrigeration Compressor VFD | 0.2629% | 0 | 0.67491 | Industrial_2029_Achievable_MW_Before Competition Groups_Refrigeration Compressor VFD
Industrial | Ind ¦ Process Improvements | 2029 | Technical | MW | Before Competition Groups | 2.0074 | 0 | 0 | 784.5814 | 0.0025585 | 31 | Industrial_2029_Technical_MW_Before Competition Groups_31 | Process Improvements | 0.2559% | 0 | 2.0074 | Industrial_2029_Technical_MW_Before Competition Groups_Process Improvements
Industrial | Ind ¦ Refrigeration Compressor VFD | 2029 | Economic | MW | Before Competition Groups | 1.5951 | 0 | 0 | 701.2445 | 0.0022747 | 23 | Industrial_2029_Economic_MW_Before Competition Groups_23 | Refrigeration Compressor VFD | 0.2275% | 0 | 1.5951 | Industrial_2029_Economic_MW_Before Competition Groups_Refrigeration Compressor VFD
Industrial | Ind ¦ Dairy Pre-Cooler | 2029 | Technical | MW | Before Competition Groups | 1.7629 | 0 | 0 | 784.5814 | 0.0022469 | 32 | Industrial_2029_Technical_MW_Before Competition Groups_32 | Dairy Pre-Cooler | 0.2247% | 0 | 1.7629 | Industrial_2029_Technical_MW_Before Competition Groups_Dairy Pre-Cooler
Industrial | Ind ¦ Improved Controls - Process Heating | 2029 | Achievable | MW | Before Competition Groups | 0.55153 | 0 | 0 | 256.7081 | 0.0021485 | 24 | Industrial_2029_Achievable_MW_Before Competition Groups_24 | Improved Controls - Process Heating | 0.2148% | 0 | 0.55153 | Industrial_2029_Achievable_MW_Before Competition Groups_Improved Controls - Process Heating
Industrial | Ind ¦ Refrigeration Compressor VFD | 2029 | Technical | MW | Before Competition Groups | 1.5951 | 0 | 0 | 784.5814 | 0.0020331 | 33 | Industrial_2029_Technical_MW_Before Competition Groups_33 | Refrigeration Compressor VFD | 0.2033% | 0 | 1.5951 | Industrial_2029_Technical_MW_Before Competition Groups_Refrigeration Compressor VFD
Industrial | Ind ¦ Dairy Pre-Cooler | 2029 | Achievable | MW | Before Competition Groups | 0.47986 | 0 | 0 | 256.7081 | 0.0018693 | 25 | Industrial_2029_Achievable_MW_Before Competition Groups_25 | Dairy Pre-Cooler | 0.1869% | 0 | 0.47986 | Industrial_2029_Achievable_MW_Before Competition Groups_Dairy Pre-Cooler
Industrial | Ind ¦ Improved Controls - Process Heating | 2029 | Economic | MW | Before Competition Groups | 1.2563 | 0 | 0 | 701.2445 | 0.0017915 | 24 | Industrial_2029_Economic_MW_Before Competition Groups_24 | Improved Controls - Process Heating | 0.1792% | 0 | 1.2563 | Industrial_2029_Economic_MW_Before Competition Groups_Improved Controls - Process Heating
Industrial | Ind ¦ Efficient Transformer | 2029 | Technical | MW | Before Competition Groups | 1.2585 | 0 | 0 | 784.5814 | 0.001604 | 34 | Industrial_2029_Technical_MW_Before Competition Groups_34 | Efficient Transformer | 0.1604% | 0 | 1.2585 | Industrial_2029_Technical_MW_Before Competition Groups_Efficient Transformer
Industrial | Ind ¦ Improved Controls - Process Heating | 2029 | Technical | MW | Before Competition Groups | 1.2563 | 0 | 0 | 784.5814 | 0.0016012 | 35 | Industrial_2029_Technical_MW_Before Competition Groups_35 | Improved Controls - Process Heating | 0.1601% | 0 | 1.2563 | Industrial_2029_Technical_MW_Before Competition Groups_Improved Controls - Process Heating
Industrial | Ind ¦ High Efficiency Welders | 2029 | Technical | MW | Before Competition Groups | 1.149 | 0 | 0 | 784.5814 | 0.0014645 | 36 | Industrial_2029_Technical_MW_Before Competition Groups_36 | High Efficiency Welders | 0.1464% | 0 | 1.149 | Industrial_2029_Technical_MW_Before Competition Groups_High Efficiency Welders
Industrial | Ind ¦ Dairy Pre-Cooler | 2029 | Economic | MW | Before Competition Groups | 0.94641 | 0 | 0 | 701.2445 | 0.0013496 | 25 | Industrial_2029_Economic_MW_Before Competition Groups_25 | Dairy Pre-Cooler | 0.135% | 0 | 0.94641 | Industrial_2029_Economic_MW_Before Competition Groups_Dairy Pre-Cooler
Industrial | Ind ¦ Engine Block Heater Timer | 2029 | Achievable | MW | Before Competition Groups | 0.34015 | 0 | 0 | 256.7081 | 0.001325 | 26 | Industrial_2029_Achievable_MW_Before Competition Groups_26 | Engine Block Heater Timer | 0.1325% | 0 | 0.34015 | Industrial_2029_Achievable_MW_Before Competition Groups_Engine Block Heater Timer
Industrial | Ind ¦ Engine Block Heater Timer | 2029 | Economic | MW | Before Competition Groups | 0.79086 | 0 | 0 | 701.2445 | 0.0011278 | 26 | Industrial_2029_Economic_MW_Before Competition Groups_26 | Engine Block Heater Timer | 0.1128% | 0 | 0.79086 | Industrial_2029_Economic_MW_Before Competition Groups_Engine Block Heater Timer
Industrial | Ind ¦ Engine Block Heater Timer | 2029 | Technical | MW | Before Competition Groups | 0.79086 | 0 | 0 | 784.5814 | 0.001008 | 37 | Industrial_2029_Technical_MW_Before Competition Groups_37 | Engine Block Heater Timer | 0.1008% | 0 | 0.79086 | Industrial_2029_Technical_MW_Before Competition Groups_Engine Block Heater Timer
Industrial | Ind ¦ Efficient Refrigeration Compressor | 2029 | Achievable | MW | Before Competition Groups | 0.22228 | 0 | 0 | 256.7081 | 0.0008659 | 27 | Industrial_2029_Achievable_MW_Before Competition Groups_27 | Efficient Refrigeration Compressor | 0.08659% | 0 | 0.22228 | Industrial_2029_Achievable_MW_Before Competition Groups_Efficient Refrigeration Compressor
Industrial | Ind ¦ Air Compressor Heat Recovery | 2029 | Achievable | MW | Before Competition Groups | 0.14256 | 0 | 0 | 256.7081 | 0.00055533 | 28 | Industrial_2029_Achievable_MW_Before Competition Groups_28 | Air Compressor Heat Recovery | 0.05553% | 0 | 0.14256 | Industrial_2029_Achievable_MW_Before Competition Groups_Air Compressor Heat Recovery
Industrial | Ind ¦ Efficient Refrigeration Compressor | 2029 | Economic | MW | Before Competition Groups | 0.35095 | 0 | 0 | 701.2445 | 0.00050047 | 27 | Industrial_2029_Economic_MW_Before Competition Groups_27 | Efficient Refrigeration Compressor | 0.05005% | 0 | 0.35095 | Industrial_2029_Economic_MW_Before Competition Groups_Efficient Refrigeration Compressor
Industrial | Ind ¦ Air Compressor Heat Recovery | 2029 | Economic | MW | Before Competition Groups | 0.33152 | 0 | 0 | 701.2445 | 0.00047276 | 28 | Industrial_2029_Economic_MW_Before Competition Groups_28 | Air Compressor Heat Recovery | 0.04728% | 0 | 0.33152 | Industrial_2029_Economic_MW_Before Competition Groups_Air Compressor Heat Recovery
Industrial | Ind ¦ Heat Lamps/Heat Pad | 2029 | Technical | MW | Before Competition Groups | 0.3611 | 0 | 0 | 784.5814 | 0.00046025 | 38 | Industrial_2029_Technical_MW_Before Competition Groups_38 | Heat Lamps/Heat Pad | 0.04603% | 0 | 0.3611 | Industrial_2029_Technical_MW_Before Competition Groups_Heat Lamps/Heat Pad
Industrial | Ind ¦ Efficient Refrigeration Compressor | 2029 | Technical | MW | Before Competition Groups | 0.35095 | 0 | 0 | 784.5814 | 0.00044731 | 39 | Industrial_2029_Technical_MW_Before Competition Groups_39 | Efficient Refrigeration Compressor | 0.04473% | 0 | 0.35095 | Industrial_2029_Technical_MW_Before Competition Groups_Efficient Refrigeration Compressor
Industrial | Ind ¦ Air Compressor Heat Recovery | 2029 | Technical | MW | Before Competition Groups | 0.33152 | 0 | 0 | 784.5814 | 0.00042255 | 40 | Industrial_2029_Technical_MW_Before Competition Groups_40 | Air Compressor Heat Recovery | 0.04225% | 0 | 0.33152 | Industrial_2029_Technical_MW_Before Competition Groups_Air Compressor Heat Recovery
Industrial | Ind ¦ Creep Heat Controller | 2029 | Technical | MW | Before Competition Groups | 0.29149 | 0 | 0 | 784.5814 | 0.00037153 | 41 | Industrial_2029_Technical_MW_Before Competition Groups_41 | Creep Heat Controller | 0.03715% | 0 | 0.29149 | Industrial_2029_Technical_MW_Before Competition Groups_Creep Heat Controller
Industrial | Ind ¦ Optimize Compressed Air Dryer | 2029 | Technical | MW | Before Competition Groups | 0.23957 | 0 | 0 | 784.5814 | 0.00030534 | 42 | Industrial_2029_Technical_MW_Before Competition Groups_42 | Optimize Compressed Air Dryer | 0.03053% | 0 | 0.23957 | Industrial_2029_Technical_MW_Before Competition Groups_Optimize Compressed Air Dryer
Industrial | Ind ¦ Cooling Tower Optimization | 2029 | Achievable | MW | Before Competition Groups | 0 | 0 | 0 | 256.7081 | 0 | 29 | Industrial_2029_Achievable_MW_Before Competition Groups_29 | Cooling Tower Optimization | 0% | 0 | 0 | Industrial_2029_Achievable_MW_Before Competition Groups_Cooling Tower Optimization
Industrial | Ind ¦ Cooling Tower Optimization | 2029 | Economic | MW | Before Competition Groups | 0 | 0 | 0 | 701.2445 | 0 | 29 | Industrial_2029_Economic_MW_Before Competition Groups_29 | Cooling Tower Optimization | 0% | 0 | 0 | Industrial_2029_Economic_MW_Before Competition Groups_Cooling Tower Optimization
Industrial | Ind ¦ Creep Heat Controller | 2029 | Achievable | MW | Before Competition Groups | 0 | 0 | 0 | 256.7081 | 0 | 30 | Industrial_2029_Achievable_MW_Before Competition Groups_30 | Creep Heat Controller | 0% | 0 | 0 | Industrial_2029_Achievable_MW_Before Competition Groups_Creep Heat Controller
Industrial | Ind ¦ Creep Heat Controller | 2029 | Economic | MW | Before Competition Groups | 0 | 0 | 0 | 701.2445 | 0 | 30 | Industrial_2029_Economic_MW_Before Competition Groups_30 | Creep Heat Controller | 0% | 0 | 0 | Industrial_2029_Economic_MW_Before Competition Groups_Creep Heat Controller
Industrial | Ind ¦ Efficient Transformer | 2029 | Achievable | MW | Before Competition Groups | 0 | 0 | 0 | 256.7081 | 0 | 31 | Industrial_2029_Achievable_MW_Before Competition Groups_31 | Efficient Transformer | 0% | 0 | 0 | Industrial_2029_Achievable_MW_Before Competition Groups_Efficient Transformer
Industrial | Ind ¦ Efficient Transformer | 2029 | Economic | MW | Before Competition Groups | 0 | 0 | 0 | 701.2445 | 0 | 31 | Industrial_2029_Economic_MW_Before Competition Groups_31 | Efficient Transformer | 0% | 0 | 0 | Industrial_2029_Economic_MW_Before Competition Groups_Efficient Transformer
Industrial | Ind ¦ Free Cooling | 2029 | Achievable | MW | Before Competition Groups | 0 | 0 | 0 | 256.7081 | 0 | 32 | Industrial_2029_Achievable_MW_Before Competition Groups_32 | Free Cooling | 0% | 0 | 0 | Industrial_2029_Achievable_MW_Before Competition Groups_Free Cooling
Industrial | Ind ¦ Free Cooling | 2029 | Economic | MW | Before Competition Groups | 0 | 0 | 0 | 701.2445 | 0 | 32 | Industrial_2029_Economic_MW_Before Competition Groups_32 | Free Cooling | 0% | 0 | 0 | Industrial_2029_Economic_MW_Before Competition Groups_Free Cooling
Industrial | Ind ¦ Heat Lamps/Heat Pad | 2029 | Achievable | MW | Before Competition Groups | 0 | 0 | 0 | 256.7081 | 0 | 33 | Industrial_2029_Achievable_MW_Before Competition Groups_33 | Heat Lamps/Heat Pad | 0% | 0 | 0 | Industrial_2029_Achievable_MW_Before Competition Groups_Heat Lamps/Heat Pad
Industrial | Ind ¦ Heat Lamps/Heat Pad | 2029 | Economic | MW | Before Competition Groups | 0 | 0 | 0 | 701.2445 | 0 | 33 | Industrial_2029_Economic_MW_Before Competition Groups_33 | Heat Lamps/Heat Pad | 0% | 0 | 0 | Industrial_2029_Economic_MW_Before Competition Groups_Heat Lamps/Heat Pad
Industrial | Ind ¦ High Efficiency Welders | 2029 | Achievable | MW | Before Competition Groups | 0 | 0 | 0 | 256.7081 | 0 | 34 | Industrial_2029_Achievable_MW_Before Competition Groups_34 | High Efficiency Welders | 0% | 0 | 0 | Industrial_2029_Achievable_MW_Before Competition Groups_High Efficiency Welders
Industrial | Ind ¦ High Efficiency Welders | 2029 | Economic | MW | Before Competition Groups | 0 | 0 | 0 | 701.2445 | 0 | 34 | Industrial_2029_Economic_MW_Before Competition Groups_34 | High Efficiency Welders | 0% | 0 | 0 | Industrial_2029_Economic_MW_Before Competition Groups_High Efficiency Welders
Industrial | Ind ¦ HVLS Fans | 2029 | Achievable | MW | Before Competition Groups | 0 | 0 | 0 | 256.7081 | 0 | 35 | Industrial_2029_Achievable_MW_Before Competition Groups_35 | HVLS Fans | 0% | 0 | 0 | Industrial_2029_Achievable_MW_Before Competition Groups_HVLS Fans
Industrial | Ind ¦ HVLS Fans | 2029 | Economic | MW | Before Competition Groups | 0 | 0 | 0 | 701.2445 | 0 | 35 | Industrial_2029_Economic_MW_Before Competition Groups_35 | HVLS Fans | 0% | 0 | 0 | Industrial_2029_Economic_MW_Before Competition Groups_HVLS Fans
Industrial | Ind ¦ Optimize Compressed Air Dryer | 2029 | Achievable | MW | Before Competition Groups | 0 | 0 | 0 | 256.7081 | 0 | 36 | Industrial_2029_Achievable_MW_Before Competition Groups_36 | Optimize Compressed Air Dryer | 0% | 0 | 0 | Industrial_2029_Achievable_MW_Before Competition Groups_Optimize Compressed Air Dryer
Industrial | Ind ¦ Optimize Compressed Air Dryer | 2029 | Economic | MW | Before Competition Groups | 0 | 0 | 0 | 701.2445 | 0 | 36 | Industrial_2029_Economic_MW_Before Competition Groups_36 | Optimize Compressed Air Dryer | 0% | 0 | 0 | Industrial_2029_Economic_MW_Before Competition Groups_Optimize Compressed Air Dryer
Industrial | Ind ¦ Premium Efficient Motors | 2029 | Achievable | MW | Before Competition Groups | 0 | 0 | 0 | 256.7081 | 0 | 37 | Industrial_2029_Achievable_MW_Before Competition Groups_37 | Premium Efficient Motors | 0% | 0 | 0 | Industrial_2029_Achievable_MW_Before Competition Groups_Premium Efficient Motors
Industrial | Ind ¦ Premium Efficient Motors | 2029 | Economic | MW | Before Competition Groups | 0 | 0 | 0 | 701.2445 | 0 | 37 | Industrial_2029_Economic_MW_Before Competition Groups_37 | Premium Efficient Motors | 0% | 0 | 0 | Industrial_2029_Economic_MW_Before Competition Groups_Premium Efficient Motors
Industrial | Ind ¦ Synchronous Belts | 2029 | Achievable | MW | Before Competition Groups | 0 | 0 | 0 | 256.7081 | 0 | 38 | Industrial_2029_Achievable_MW_Before Competition Groups_38 | Synchronous Belts | 0% | 0 | 0 | Industrial_2029_Achievable_MW_Before Competition Groups_Synchronous Belts
Industrial | Ind ¦ Synchronous Belts | 2029 | Economic | MW | Before Competition Groups | 0 | 0 | 0 | 701.2445 | 0 | 38 | Industrial_2029_Economic_MW_Before Competition Groups_38 | Synchronous Belts | 0% | 0 | 0 | Industrial_2029_Economic_MW_Before Competition Groups_Synchronous Belts
Industrial | Ind ¦ Pump System Optimization | 2030 | Economic | MW | Before Competition Groups | 107.677 | 0 | 0 | 732.1247 | 0.14707 | 1 | Industrial_2030_Economic_MW_Before Competition Groups_1 | Pump System Optimization | 14.71% | 0 | 107.677 | Industrial_2030_Economic_MW_Before Competition Groups_Pump System Optimization
Industrial | Ind ¦ Pump System Optimization | 2030 | Achievable | MW | Before Competition Groups | 45.1106 | 0 | 0 | 310.4698 | 0.1453 | 1 | Industrial_2030_Achievable_MW_Before Competition Groups_1 | Pump System Optimization | 14.53% | 0 | 45.1106 | Industrial_2030_Achievable_MW_Before Competition Groups_Pump System Optimization
Industrial | Ind ¦ Pump System Optimization | 2030 | Technical | MW | Before Competition Groups | 109.8764 | 0 | 0 | 809.8173 | 0.13568 | 1 | Industrial_2030_Technical_MW_Before Competition Groups_1 | Pump System Optimization | 13.57% | 0 | 109.8764 | Industrial_2030_Technical_MW_Before Competition Groups_Pump System Optimization
Industrial | Ind ¦ Air Leak Survey and Repair | 2030 | Achievable | MW | Before Competition Groups | 35.7924 | 0 | 0 | 310.4698 | 0.11528 | 2 | Industrial_2030_Achievable_MW_Before Competition Groups_2 | Air Leak Survey and Repair | 11.53% | 0 | 35.7924 | Industrial_2030_Achievable_MW_Before Competition Groups_Air Leak Survey and Repair
Industrial | Ind ¦ HE Lighting | 2030 | Economic | MW | Before Competition Groups | 82.4225 | 0 | 0 | 732.1247 | 0.11258 | 2 | Industrial_2030_Economic_MW_Before Competition Groups_2 | HE Lighting | 11.26% | 0 | 82.4225 | Industrial_2030_Economic_MW_Before Competition Groups_HE Lighting
Industrial | Ind ¦ HE Lighting | 2030 | Technical | MW | Before Competition Groups | 88.9892 | 0 | 0 | 809.8173 | 0.10989 | 2 | Industrial_2030_Technical_MW_Before Competition Groups_2 | HE Lighting | 10.99% | 0 | 88.9892 | Industrial_2030_Technical_MW_Before Competition Groups_HE Lighting
Industrial | Ind ¦ Air Compressor Optimization | 2030 | Achievable | MW | Before Competition Groups | 30.5357 | 0 | 0 | 310.4698 | 0.098353 | 3 | Industrial_2030_Achievable_MW_Before Competition Groups_3 | Air Compressor Optimization | 9.835% | 0 | 30.5357 | Industrial_2030_Achievable_MW_Before Competition Groups_Air Compressor Optimization
Industrial | Ind ¦ Air Leak Survey and Repair | 2030 | Economic | MW | Before Competition Groups | 71.1194 | 0 | 0 | 732.1247 | 0.097141 | 3 | Industrial_2030_Economic_MW_Before Competition Groups_3 | Air Leak Survey and Repair | 9.714% | 0 | 71.1194 | Industrial_2030_Economic_MW_Before Competition Groups_Air Leak Survey and Repair
Industrial | Ind ¦ Greenhouse Grow Lights | 2030 | Achievable | MW | Before Competition Groups | 29.9697 | 0 | 0 | 310.4698 | 0.09653 | 4 | Industrial_2030_Achievable_MW_Before Competition Groups_4 | Greenhouse Grow Lights | 9.653% | 0 | 29.9697 | Industrial_2030_Achievable_MW_Before Competition Groups_Greenhouse Grow Lights
Industrial | Ind ¦ Recommissioning | 2030 | Achievable | MW | Before Competition Groups | 27.8485 | 0 | 0 | 310.4698 | 0.089698 | 5 | Industrial_2030_Achievable_MW_Before Competition Groups_5 | Recommissioning | 8.97% | 0 | 27.8485 | Industrial_2030_Achievable_MW_Before Competition Groups_Recommissioning
Industrial | Ind ¦ SEM | 2030 | Achievable | MW | Before Competition Groups | 27.8485 | 0 | 0 | 310.4698 | 0.089698 | 6 | Industrial_2030_Achievable_MW_Before Competition Groups_6 | SEM | 8.97% | 0 | 27.8485 | Industrial_2030_Achievable_MW_Before Competition Groups_SEM
Industrial | Ind ¦ Air Leak Survey and Repair | 2030 | Technical | MW | Before Competition Groups | 71.1194 | 0 | 0 | 809.8173 | 0.087822 | 3 | Industrial_2030_Technical_MW_Before Competition Groups_3 | Air Leak Survey and Repair | 8.782% | 0 | 71.1194 | Industrial_2030_Technical_MW_Before Competition Groups_Air Leak Survey and Repair
Industrial | Ind ¦ Greenhouse Grow Lights | 2030 | Economic | MW | Before Competition Groups | 63.8234 | 0 | 0 | 732.1247 | 0.087176 | 4 | Industrial_2030_Economic_MW_Before Competition Groups_4 | Greenhouse Grow Lights | 8.718% | 0 | 63.8234 | Industrial_2030_Economic_MW_Before Competition Groups_Greenhouse Grow Lights
Industrial | Ind ¦ Greenhouse Grow Lights | 2030 | Technical | MW | Before Competition Groups | 63.8234 | 0 | 0 | 809.8173 | 0.078812 | 4 | Industrial_2030_Technical_MW_Before Competition Groups_4 | Greenhouse Grow Lights | 7.881% | 0 | 63.8234 | Industrial_2030_Technical_MW_Before Competition Groups_Greenhouse Grow Lights
Industrial | Ind ¦ Air Compressor Optimization | 2030 | Economic | MW | Before Competition Groups | 55.4301 | 0 | 0 | 732.1247 | 0.075711 | 5 | Industrial_2030_Economic_MW_Before Competition Groups_5 | Air Compressor Optimization | 7.571% | 0 | 55.4301 | Industrial_2030_Economic_MW_Before Competition Groups_Air Compressor Optimization
Industrial | Ind ¦ Recommissioning | 2030 | Economic | MW | Before Competition Groups | 54.7553 | 0 | 0 | 732.1247 | 0.07479 | 6 | Industrial_2030_Economic_MW_Before Competition Groups_6 | Recommissioning | 7.479% | 0 | 54.7553 | Industrial_2030_Economic_MW_Before Competition Groups_Recommissioning
Industrial | Ind ¦ SEM | 2030 | Economic | MW | Before Competition Groups | 54.7553 | 0 | 0 | 732.1247 | 0.07479 | 7 | Industrial_2030_Economic_MW_Before Competition Groups_7 | SEM | 7.479% | 0 | 54.7553 | Industrial_2030_Economic_MW_Before Competition Groups_SEM
Industrial | Ind ¦ Pump Equipment Upgrade | 2030 | Achievable | MW | Before Competition Groups | 22.8355 | 0 | 0 | 310.4698 | 0.073551 | 7 | Industrial_2030_Achievable_MW_Before Competition Groups_7 | Pump Equipment Upgrade | 7.355% | 0 | 22.8355 | Industrial_2030_Achievable_MW_Before Competition Groups_Pump Equipment Upgrade
Industrial | Ind ¦ Pump Equipment Upgrade | 2030 | Economic | MW | Before Competition Groups | 51.0981 | 0 | 0 | 732.1247 | 0.069794 | 8 | Industrial_2030_Economic_MW_Before Competition Groups_8 | Pump Equipment Upgrade | 6.979% | 0 | 51.0981 | Industrial_2030_Economic_MW_Before Competition Groups_Pump Equipment Upgrade
Industrial | Ind ¦ Air Compressor Optimization | 2030 | Technical | MW | Before Competition Groups | 55.4301 | 0 | 0 | 809.8173 | 0.068448 | 5 | Industrial_2030_Technical_MW_Before Competition Groups_5 | Air Compressor Optimization | 6.845% | 0 | 55.4301 | Industrial_2030_Technical_MW_Before Competition Groups_Air Compressor Optimization
Industrial | Ind ¦ Recommissioning | 2030 | Technical | MW | Before Competition Groups | 54.7553 | 0 | 0 | 809.8173 | 0.067614 | 6 | Industrial_2030_Technical_MW_Before Competition Groups_6 | Recommissioning | 6.761% | 0 | 54.7553 | Industrial_2030_Technical_MW_Before Competition Groups_Recommissioning
Industrial | Ind ¦ SEM | 2030 | Technical | MW | Before Competition Groups | 54.7553 | 0 | 0 | 809.8173 | 0.067614 | 7 | Industrial_2030_Technical_MW_Before Competition Groups_7 | SEM | 6.761% | 0 | 54.7553 | Industrial_2030_Technical_MW_Before Competition Groups_SEM
Industrial | Ind ¦ Efficient Compressed Air Nozzles | 2030 | Economic | MW | Before Competition Groups | 48.104 | 0 | 0 | 732.1247 | 0.065705 | 9 | Industrial_2030_Economic_MW_Before Competition Groups_9 | Efficient Compressed Air Nozzles | 6.57% | 0 | 48.104 | Industrial_2030_Economic_MW_Before Competition Groups_Efficient Compressed Air Nozzles
Industrial | Ind ¦ Pump Equipment Upgrade | 2030 | Technical | MW | Before Competition Groups | 51.0981 | 0 | 0 | 809.8173 | 0.063098 | 8 | Industrial_2030_Technical_MW_Before Competition Groups_8 | Pump Equipment Upgrade | 6.31% | 0 | 51.0981 | Industrial_2030_Technical_MW_Before Competition Groups_Pump Equipment Upgrade
Industrial | Ind ¦ Efficient Compressed Air Nozzles | 2030 | Achievable | MW | Before Competition Groups | 18.8135 | 0 | 0 | 310.4698 | 0.060597 | 8 | Industrial_2030_Achievable_MW_Before Competition Groups_8 | Efficient Compressed Air Nozzles | 6.06% | 0 | 18.8135 | Industrial_2030_Achievable_MW_Before Competition Groups_Efficient Compressed Air Nozzles
Industrial | Ind ¦ Efficient Compressed Air Nozzles | 2030 | Technical | MW | Before Competition Groups | 48.104 | 0 | 0 | 809.8173 | 0.059401 | 9 | Industrial_2030_Technical_MW_Before Competition Groups_9 | Efficient Compressed Air Nozzles | 5.94% | 0 | 48.104 | Industrial_2030_Technical_MW_Before Competition Groups_Efficient Compressed Air Nozzles
Industrial | Ind ¦ High Efficiency HVAC Fans | 2030 | Achievable | MW | Before Competition Groups | 17.5345 | 0 | 0 | 310.4698 | 0.056477 | 9 | Industrial_2030_Achievable_MW_Before Competition Groups_9 | High Efficiency HVAC Fans | 5.648% | 0 | 17.5345 | Industrial_2030_Achievable_MW_Before Competition Groups_High Efficiency HVAC Fans
Industrial | Ind ¦ High Efficiency HVAC Fans | 2030 | Economic | MW | Before Competition Groups | 35.0766 | 0 | 0 | 732.1247 | 0.047911 | 10 | Industrial_2030_Economic_MW_Before Competition Groups_10 | High Efficiency HVAC Fans | 4.791% | 0 | 35.0766 | Industrial_2030_Economic_MW_Before Competition Groups_High Efficiency HVAC Fans
Industrial | Ind ¦ High Efficiency HVAC Fans | 2030 | Technical | MW | Before Competition Groups | 35.0766 | 0 | 0 | 809.8173 | 0.043314 | 10 | Industrial_2030_Technical_MW_Before Competition Groups_10 | High Efficiency HVAC Fans | 4.331% | 0 | 35.0766 | Industrial_2030_Technical_MW_Before Competition Groups_High Efficiency HVAC Fans
Industrial | Ind ¦ HE Lighting | 2030 | Achievable | MW | Before Competition Groups | 12.7343 | 0 | 0 | 310.4698 | 0.041016 | 10 | Industrial_2030_Achievable_MW_Before Competition Groups_10 | HE Lighting | 4.102% | 0 | 12.7343 | Industrial_2030_Achievable_MW_Before Competition Groups_HE Lighting
Industrial | Ind ¦ Fan System Optimization | 2030 | Achievable | MW | Before Competition Groups | 10.4692 | 0 | 0 | 310.4698 | 0.03372 | 11 | Industrial_2030_Achievable_MW_Before Competition Groups_11 | Fan System Optimization | 3.372% | 0 | 10.4692 | Industrial_2030_Achievable_MW_Before Competition Groups_Fan System Optimization
Industrial | Ind ¦ Process Optimization (Elec) | 2030 | Economic | MW | Before Competition Groups | 20.1967 | 0 | 0 | 732.1247 | 0.027586 | 11 | Industrial_2030_Economic_MW_Before Competition Groups_11 | Process Optimization (Elec) | 2.759% | 0 | 20.1967 | Industrial_2030_Economic_MW_Before Competition Groups_Process Optimization (Elec)
Industrial | Ind ¦ Fan System Optimization | 2030 | Economic | MW | Before Competition Groups | 19.1804 | 0 | 0 | 732.1247 | 0.026198 | 12 | Industrial_2030_Economic_MW_Before Competition Groups_12 | Fan System Optimization | 2.62% | 0 | 19.1804 | Industrial_2030_Economic_MW_Before Competition Groups_Fan System Optimization
Industrial | Ind ¦ Improved Controls - Process Cooling | 2030 | Achievable | MW | Before Competition Groups | 7.94 | 0 | 0 | 310.4698 | 0.025574 | 12 | Industrial_2030_Achievable_MW_Before Competition Groups_12 | Improved Controls - Process Cooling | 2.557% | 0 | 7.94 | Industrial_2030_Achievable_MW_Before Competition Groups_Improved Controls - Process Cooling
Industrial | Ind ¦ Process Optimization (Elec) | 2030 | Technical | MW | Before Competition Groups | 20.1967 | 0 | 0 | 809.8173 | 0.02494 | 11 | Industrial_2030_Technical_MW_Before Competition Groups_11 | Process Optimization (Elec) | 2.494% | 0 | 20.1967 | Industrial_2030_Technical_MW_Before Competition Groups_Process Optimization (Elec)
Industrial | Ind ¦ Fan System Optimization | 2030 | Technical | MW | Before Competition Groups | 19.1804 | 0 | 0 | 809.8173 | 0.023685 | 12 | Industrial_2030_Technical_MW_Before Competition Groups_12 | Fan System Optimization | 2.368% | 0 | 19.1804 | Industrial_2030_Technical_MW_Before Competition Groups_Fan System Optimization
Industrial | Ind ¦ Premium Efficient Motors | 2030 | Technical | MW | Before Competition Groups | 18.441 | 0 | 0 | 809.8173 | 0.022772 | 13 | Industrial_2030_Technical_MW_Before Competition Groups_13 | Premium Efficient Motors | 2.277% | 0 | 18.441 | Industrial_2030_Technical_MW_Before Competition Groups_Premium Efficient Motors
Industrial | Ind ¦ Improved Controls - Process Cooling | 2030 | Economic | MW | Before Competition Groups | 15.5738 | 0 | 0 | 732.1247 | 0.021272 | 13 | Industrial_2030_Economic_MW_Before Competition Groups_13 | Improved Controls - Process Cooling | 2.127% | 0 | 15.5738 | Industrial_2030_Economic_MW_Before Competition Groups_Improved Controls - Process Cooling
Industrial | Ind ¦ Improved Controls - Process Cooling | 2030 | Technical | MW | Before Competition Groups | 15.5738 | 0 | 0 | 809.8173 | 0.019231 | 14 | Industrial_2030_Technical_MW_Before Competition Groups_14 | Improved Controls - Process Cooling | 1.923% | 0 | 15.5738 | Industrial_2030_Technical_MW_Before Competition Groups_Improved Controls - Process Cooling
Industrial | Ind ¦ Material Handling Improvements | 2030 | Achievable | MW | Before Competition Groups | 3.6339 | 0 | 0 | 310.4698 | 0.011705 | 13 | Industrial_2030_Achievable_MW_Before Competition Groups_13 | Material Handling Improvements | 1.17% | 0 | 3.6339 | Industrial_2030_Achievable_MW_Before Competition Groups_Material Handling Improvements
Industrial | Ind ¦ Pulp and Paper Process Improvements | 2030 | Achievable | MW | Before Competition Groups | 3.5883 | 0 | 0 | 310.4698 | 0.011557 | 14 | Industrial_2030_Achievable_MW_Before Competition Groups_14 | Pulp and Paper Process Improvements | 1.156% | 0 | 3.5883 | Industrial_2030_Achievable_MW_Before Competition Groups_Pulp and Paper Process Improvements
Industrial | Ind ¦ Ventilation Optimization | 2030 | Technical | MW | Before Competition Groups | 8.6423 | 0 | 0 | 809.8173 | 0.010672 | 15 | Industrial_2030_Technical_MW_Before Competition Groups_15 | Ventilation Optimization | 1.067% | 0 | 8.6423 | Industrial_2030_Technical_MW_Before Competition Groups_Ventilation Optimization
Industrial | Ind ¦ HVLS Fans | 2030 | Technical | MW | Before Competition Groups | 8.4761 | 0 | 0 | 809.8173 | 0.010467 | 16 | Industrial_2030_Technical_MW_Before Competition Groups_16 | HVLS Fans | 1.047% | 0 | 8.4761 | Industrial_2030_Technical_MW_Before Competition Groups_HVLS Fans
Industrial | Ind ¦ Pulp and Paper Process Improvements | 2030 | Economic | MW | Before Competition Groups | 7.551 | 0 | 0 | 732.1247 | 0.010314 | 14 | Industrial_2030_Economic_MW_Before Competition Groups_14 | Pulp and Paper Process Improvements | 1.031% | 0 | 7.551 | Industrial_2030_Economic_MW_Before Competition Groups_Pulp and Paper Process Improvements
Industrial | Ind ¦ HE HVAC Controls | 2030 | Technical | MW | Before Competition Groups | 8.2998 | 0 | 0 | 809.8173 | 0.010249 | 17 | Industrial_2030_Technical_MW_Before Competition Groups_17 | HE HVAC Controls | 1.025% | 0 | 8.2998 | Industrial_2030_Technical_MW_Before Competition Groups_HE HVAC Controls
Industrial | Ind ¦ Efficient Irrigation | 2030 | Economic | MW | Before Competition Groups | 7.065 | 0 | 0 | 732.1247 | 0.00965 | 15 | Industrial_2030_Economic_MW_Before Competition Groups_15 | Efficient Irrigation | 0.965% | 0 | 7.065 | Industrial_2030_Economic_MW_Before Competition Groups_Efficient Irrigation
Industrial | Ind ¦ Pulp and Paper Process Improvements | 2030 | Technical | MW | Before Competition Groups | 7.551 | 0 | 0 | 809.8173 | 0.0093243 | 18 | Industrial_2030_Technical_MW_Before Competition Groups_18 | Pulp and Paper Process Improvements | 0.9324% | 0 | 7.551 | Industrial_2030_Technical_MW_Before Competition Groups_Pulp and Paper Process Improvements
Industrial | Ind ¦ Free Cooling | 2030 | Economic | MW | Before Competition Groups | 6.8245 | 0 | 0 | 732.1247 | 0.0093215 | 16 | Industrial_2030_Economic_MW_Before Competition Groups_16 | Free Cooling | 0.9321% | 0 | 6.8245 | Industrial_2030_Economic_MW_Before Competition Groups_Free Cooling
Industrial | Ind ¦ Material Handling Improvements | 2030 | Economic | MW | Before Competition Groups | 6.6124 | 0 | 0 | 732.1247 | 0.0090318 | 17 | Industrial_2030_Economic_MW_Before Competition Groups_17 | Material Handling Improvements | 0.9032% | 0 | 6.6124 | Industrial_2030_Economic_MW_Before Competition Groups_Material Handling Improvements
Industrial | Ind ¦ Efficient Irrigation | 2030 | Technical | MW | Before Competition Groups | 7.065 | 0 | 0 | 809.8173 | 0.0087242 | 19 | Industrial_2030_Technical_MW_Before Competition Groups_19 | Efficient Irrigation | 0.8724% | 0 | 7.065 | Industrial_2030_Technical_MW_Before Competition Groups_Efficient Irrigation
Industrial | Ind ¦ HE HVAC Units | 2030 | Technical | MW | Before Competition Groups | 6.961 | 0 | 0 | 809.8173 | 0.0085957 | 20 | Industrial_2030_Technical_MW_Before Competition Groups_20 | HE HVAC Units | 0.8596% | 0 | 6.961 | Industrial_2030_Technical_MW_Before Competition Groups_HE HVAC Units
Industrial | Ind ¦ Free Cooling | 2030 | Technical | MW | Before Competition Groups | 6.8245 | 0 | 0 | 809.8173 | 0.0084272 | 21 | Industrial_2030_Technical_MW_Before Competition Groups_21 | Free Cooling | 0.8427% | 0 | 6.8245 | Industrial_2030_Technical_MW_Before Competition Groups_Free Cooling
Industrial | Ind ¦ Material Handling Improvements | 2030 | Technical | MW | Before Competition Groups | 6.6124 | 0 | 0 | 809.8173 | 0.0081653 | 22 | Industrial_2030_Technical_MW_Before Competition Groups_22 | Material Handling Improvements | 0.8165% | 0 | 6.6124 | Industrial_2030_Technical_MW_Before Competition Groups_Material Handling Improvements
Industrial | Ind ¦ Refiner Plate Improvements | 2030 | Economic | MW | Before Competition Groups | 5.5249 | 0 | 0 | 732.1247 | 0.0075464 | 18 | Industrial_2030_Economic_MW_Before Competition Groups_18 | Refiner Plate Improvements | 0.7546% | 0 | 5.5249 | Industrial_2030_Economic_MW_Before Competition Groups_Refiner Plate Improvements
Industrial | Ind ¦ Refiner Plate Improvements | 2030 | Technical | MW | Before Competition Groups | 5.5249 | 0 | 0 | 809.8173 | 0.0068224 | 23 | Industrial_2030_Technical_MW_Before Competition Groups_23 | Refiner Plate Improvements | 0.6822% | 0 | 5.5249 | Industrial_2030_Technical_MW_Before Competition Groups_Refiner Plate Improvements
Industrial | Ind ¦ Refiner Plate Improvements | 2030 | Achievable | MW | Before Competition Groups | 2.1142 | 0 | 0 | 310.4698 | 0.0068095 | 15 | Industrial_2030_Achievable_MW_Before Competition Groups_15 | Refiner Plate Improvements | 0.681% | 0 | 2.1142 | Industrial_2030_Achievable_MW_Before Competition Groups_Refiner Plate Improvements
Industrial | Ind ¦ Chiller Optimization | 2030 | Technical | MW | Before Competition Groups | 5.3496 | 0 | 0 | 809.8173 | 0.0066059 | 24 | Industrial_2030_Technical_MW_Before Competition Groups_24 | Chiller Optimization | 0.6606% | 0 | 5.3496 | Industrial_2030_Technical_MW_Before Competition Groups_Chiller Optimization
Industrial | Ind ¦ VAV Conversion Project | 2030 | Achievable | MW | Before Competition Groups | 2.002 | 0 | 0 | 310.4698 | 0.0064482 | 16 | Industrial_2030_Achievable_MW_Before Competition Groups_16 | VAV Conversion Project | 0.6448% | 0 | 2.002 | Industrial_2030_Achievable_MW_Before Competition Groups_VAV Conversion Project
Industrial | Ind ¦ Cold Storage Retrofit | 2030 | Technical | MW | Before Competition Groups | 4.8591 | 0 | 0 | 809.8173 | 0.0060002 | 25 | Industrial_2030_Technical_MW_Before Competition Groups_25 | Cold Storage Retrofit | 0.6% | 0 | 4.8591 | Industrial_2030_Technical_MW_Before Competition Groups_Cold Storage Retrofit
Industrial | Ind ¦ Ventilation Optimization | 2030 | Achievable | MW | Before Competition Groups | 1.7839 | 0 | 0 | 310.4698 | 0.0057459 | 17 | Industrial_2030_Achievable_MW_Before Competition Groups_17 | Ventilation Optimization | 0.5746% | 0 | 1.7839 | Industrial_2030_Achievable_MW_Before Competition Groups_Ventilation Optimization
Industrial | Ind ¦ Process Optimization (Elec) | 2030 | Achievable | MW | Before Competition Groups | 1.7766 | 0 | 0 | 310.4698 | 0.0057224 | 18 | Industrial_2030_Achievable_MW_Before Competition Groups_18 | Process Optimization (Elec) | 0.5722% | 0 | 1.7766 | Industrial_2030_Achievable_MW_Before Competition Groups_Process Optimization (Elec)
Industrial | Ind ¦ VAV Conversion Project | 2030 | Economic | MW | Before Competition Groups | 3.865 | 0 | 0 | 732.1247 | 0.0052792 | 19 | Industrial_2030_Economic_MW_Before Competition Groups_19 | VAV Conversion Project | 0.5279% | 0 | 3.865 | Industrial_2030_Economic_MW_Before Competition Groups_VAV Conversion Project
Industrial | Ind ¦ Cooling Tower Optimization | 2030 | Technical | MW | Before Competition Groups | 4.0569 | 0 | 0 | 809.8173 | 0.0050096 | 26 | Industrial_2030_Technical_MW_Before Competition Groups_26 | Cooling Tower Optimization | 0.501% | 0 | 4.0569 | Industrial_2030_Technical_MW_Before Competition Groups_Cooling Tower Optimization
Industrial | Ind ¦ Efficient Irrigation | 2030 | Achievable | MW | Before Competition Groups | 1.4961 | 0 | 0 | 310.4698 | 0.0048188 | 19 | Industrial_2030_Achievable_MW_Before Competition Groups_19 | Efficient Irrigation | 0.4819% | 0 | 1.4961 | Industrial_2030_Achievable_MW_Before Competition Groups_Efficient Irrigation
Industrial | Ind ¦ VAV Conversion Project | 2030 | Technical | MW | Before Competition Groups | 3.865 | 0 | 0 | 809.8173 | 0.0047727 | 27 | Industrial_2030_Technical_MW_Before Competition Groups_27 | VAV Conversion Project | 0.4773% | 0 | 3.865 | Industrial_2030_Technical_MW_Before Competition Groups_VAV Conversion Project
Industrial | Ind ¦ Ventilation Optimization | 2030 | Economic | MW | Before Competition Groups | 2.9214 | 0 | 0 | 732.1247 | 0.0039904 | 20 | Industrial_2030_Economic_MW_Before Competition Groups_20 | Ventilation Optimization | 0.399% | 0 | 2.9214 | Industrial_2030_Economic_MW_Before Competition Groups_Ventilation Optimization
Industrial | Ind ¦ Process Heat Recovery | 2030 | Achievable | MW | Before Competition Groups | 1.2207 | 0 | 0 | 310.4698 | 0.0039319 | 20 | Industrial_2030_Achievable_MW_Before Competition Groups_20 | Process Heat Recovery | 0.3932% | 0 | 1.2207 | Industrial_2030_Achievable_MW_Before Competition Groups_Process Heat Recovery
Industrial | Ind ¦ High Efficiency Battery Charger | 2030 | Achievable | MW | Before Competition Groups | 1.2206 | 0 | 0 | 310.4698 | 0.0039314 | 21 | Industrial_2030_Achievable_MW_Before Competition Groups_21 | High Efficiency Battery Charger | 0.3931% | 0 | 1.2206 | Industrial_2030_Achievable_MW_Before Competition Groups_High Efficiency Battery Charger
Industrial | Ind ¦ High Efficiency Battery Charger | 2030 | Economic | MW | Before Competition Groups | 2.5845 | 0 | 0 | 732.1247 | 0.0035301 | 21 | Industrial_2030_Economic_MW_Before Competition Groups_21 | High Efficiency Battery Charger | 0.353% | 0 | 2.5845 | Industrial_2030_Economic_MW_Before Competition Groups_High Efficiency Battery Charger
Industrial | Ind ¦ Process Heat Recovery | 2030 | Economic | MW | Before Competition Groups | 2.4663 | 0 | 0 | 732.1247 | 0.0033687 | 22 | Industrial_2030_Economic_MW_Before Competition Groups_22 | Process Heat Recovery | 0.3369% | 0 | 2.4663 | Industrial_2030_Economic_MW_Before Competition Groups_Process Heat Recovery
Industrial | Ind ¦ Process Improvements | 2030 | Achievable | MW | Before Competition Groups | 1.0168 | 0 | 0 | 310.4698 | 0.0032751 | 22 | Industrial_2030_Achievable_MW_Before Competition Groups_22 | Process Improvements | 0.3275% | 0 | 1.0168 | Industrial_2030_Achievable_MW_Before Competition Groups_Process Improvements
Industrial | Ind ¦ High Efficiency Battery Charger | 2030 | Technical | MW | Before Competition Groups | 2.5845 | 0 | 0 | 809.8173 | 0.0031915 | 28 | Industrial_2030_Technical_MW_Before Competition Groups_28 | High Efficiency Battery Charger | 0.3191% | 0 | 2.5845 | Industrial_2030_Technical_MW_Before Competition Groups_High Efficiency Battery Charger
Industrial | Ind ¦ Synchronous Belts | 2030 | Technical | MW | Before Competition Groups | 2.5292 | 0 | 0 | 809.8173 | 0.0031232 | 29 | Industrial_2030_Technical_MW_Before Competition Groups_29 | Synchronous Belts | 0.3123% | 0 | 2.5292 | Industrial_2030_Technical_MW_Before Competition Groups_Synchronous Belts
Industrial | Ind ¦ Process Heat Recovery | 2030 | Technical | MW | Before Competition Groups | 2.4663 | 0 | 0 | 809.8173 | 0.0030456 | 30 | Industrial_2030_Technical_MW_Before Competition Groups_30 | Process Heat Recovery | 0.3046% | 0 | 2.4663 | Industrial_2030_Technical_MW_Before Competition Groups_Process Heat Recovery
Industrial | Ind ¦ Process Improvements | 2030 | Economic | MW | Before Competition Groups | 1.9995 | 0 | 0 | 732.1247 | 0.0027311 | 23 | Industrial_2030_Economic_MW_Before Competition Groups_23 | Process Improvements | 0.2731% | 0 | 1.9995 | Industrial_2030_Economic_MW_Before Competition Groups_Process Improvements
Industrial | Ind ¦ Refrigeration Compressor VFD | 2030 | Achievable | MW | Before Competition Groups | 0.80031 | 0 | 0 | 310.4698 | 0.0025777 | 23 | Industrial_2030_Achievable_MW_Before Competition Groups_23 | Refrigeration Compressor VFD | 0.2578% | 0 | 0.80031 | Industrial_2030_Achievable_MW_Before Competition Groups_Refrigeration Compressor VFD
Industrial | Ind ¦ Process Improvements | 2030 | Technical | MW | Before Competition Groups | 1.9995 | 0 | 0 | 809.8173 | 0.0024691 | 31 | Industrial_2030_Technical_MW_Before Competition Groups_31 | Process Improvements | 0.2469% | 0 | 1.9995 | Industrial_2030_Technical_MW_Before Competition Groups_Process Improvements
Industrial | Ind ¦ Dairy Pre-Cooler | 2030 | Technical | MW | Before Competition Groups | 1.8953 | 0 | 0 | 809.8173 | 0.0023405 | 32 | Industrial_2030_Technical_MW_Before Competition Groups_32 | Dairy Pre-Cooler | 0.234% | 0 | 1.8953 | Industrial_2030_Technical_MW_Before Competition Groups_Dairy Pre-Cooler
Industrial | Ind ¦ Refrigeration Compressor VFD | 2030 | Economic | MW | Before Competition Groups | 1.6639 | 0 | 0 | 732.1247 | 0.0022727 | 24 | Industrial_2030_Economic_MW_Before Competition Groups_24 | Refrigeration Compressor VFD | 0.2273% | 0 | 1.6639 | Industrial_2030_Economic_MW_Before Competition Groups_Refrigeration Compressor VFD
Industrial | Ind ¦ Improved Controls - Process Heating | 2030 | Achievable | MW | Before Competition Groups | 0.64698 | 0 | 0 | 310.4698 | 0.0020839 | 24 | Industrial_2030_Achievable_MW_Before Competition Groups_24 | Improved Controls - Process Heating | 0.2084% | 0 | 0.64698 | Industrial_2030_Achievable_MW_Before Competition Groups_Improved Controls - Process Heating
Industrial | Ind ¦ Refrigeration Compressor VFD | 2030 | Technical | MW | Before Competition Groups | 1.6639 | 0 | 0 | 809.8173 | 0.0020547 | 33 | Industrial_2030_Technical_MW_Before Competition Groups_33 | Refrigeration Compressor VFD | 0.2055% | 0 | 1.6639 | Industrial_2030_Technical_MW_Before Competition Groups_Refrigeration Compressor VFD
Industrial | Ind ¦ Dairy Pre-Cooler | 2030 | Achievable | MW | Before Competition Groups | 0.59749 | 0 | 0 | 310.4698 | 0.0019245 | 25 | Industrial_2030_Achievable_MW_Before Competition Groups_25 | Dairy Pre-Cooler | 0.1924% | 0 | 0.59749 | Industrial_2030_Achievable_MW_Before Competition Groups_Dairy Pre-Cooler
Industrial | Ind ¦ Improved Controls - Process Heating | 2030 | Economic | MW | Before Competition Groups | 1.2563 | 0 | 0 | 732.1247 | 0.0017159 | 25 | Industrial_2030_Economic_MW_Before Competition Groups_25 | Improved Controls - Process Heating | 0.1716% | 0 | 1.2563 | Industrial_2030_Economic_MW_Before Competition Groups_Improved Controls - Process Heating
Industrial | Ind ¦ Efficient Transformer | 2030 | Technical | MW | Before Competition Groups | 1.2966 | 0 | 0 | 809.8173 | 0.0016011 | 34 | Industrial_2030_Technical_MW_Before Competition Groups_34 | Efficient Transformer | 0.1601% | 0 | 1.2966 | Industrial_2030_Technical_MW_Before Competition Groups_Efficient Transformer
Industrial | Ind ¦ Improved Controls - Process Heating | 2030 | Technical | MW | Before Competition Groups | 1.2563 | 0 | 0 | 809.8173 | 0.0015513 | 35 | Industrial_2030_Technical_MW_Before Competition Groups_35 | Improved Controls - Process Heating | 0.1551% | 0 | 1.2563 | Industrial_2030_Technical_MW_Before Competition Groups_Improved Controls - Process Heating
Industrial | Ind ¦ High Efficiency Welders | 2030 | Technical | MW | Before Competition Groups | 1.201 | 0 | 0 | 809.8173 | 0.001483 | 36 | Industrial_2030_Technical_MW_Before Competition Groups_36 | High Efficiency Welders | 0.1483% | 0 | 1.201 | Industrial_2030_Technical_MW_Before Competition Groups_High Efficiency Welders
Industrial | Ind ¦ Dairy Pre-Cooler | 2030 | Economic | MW | Before Competition Groups | 1.0791 | 0 | 0 | 732.1247 | 0.001474 | 26 | Industrial_2030_Economic_MW_Before Competition Groups_26 | Dairy Pre-Cooler | 0.1474% | 0 | 1.0791 | Industrial_2030_Economic_MW_Before Competition Groups_Dairy Pre-Cooler
Industrial | Ind ¦ Engine Block Heater Timer | 2030 | Achievable | MW | Before Competition Groups | 0.39736 | 0 | 0 | 310.4698 | 0.0012799 | 26 | Industrial_2030_Achievable_MW_Before Competition Groups_26 | Engine Block Heater Timer | 0.128% | 0 | 0.39736 | Industrial_2030_Achievable_MW_Before Competition Groups_Engine Block Heater Timer
Industrial | Ind ¦ Engine Block Heater Timer | 2030 | Economic | MW | Before Competition Groups | 0.7878 | 0 | 0 | 732.1247 | 0.001076 | 27 | Industrial_2030_Economic_MW_Before Competition Groups_27 | Engine Block Heater Timer | 0.1076% | 0 | 0.7878 | Industrial_2030_Economic_MW_Before Competition Groups_Engine Block Heater Timer
Industrial | Ind ¦ Free Cooling | 2030 | Achievable | MW | Before Competition Groups | 0.3143 | 0 | 0 | 310.4698 | 0.0010123 | 27 | Industrial_2030_Achievable_MW_Before Competition Groups_27 | Free Cooling | 0.1012% | 0 | 0.3143 | Industrial_2030_Achievable_MW_Before Competition Groups_Free Cooling
Industrial | Ind ¦ Engine Block Heater Timer | 2030 | Technical | MW | Before Competition Groups | 0.7878 | 0 | 0 | 809.8173 | 0.00097281 | 37 | Industrial_2030_Technical_MW_Before Competition Groups_37 | Engine Block Heater Timer | 0.09728% | 0 | 0.7878 | Industrial_2030_Technical_MW_Before Competition Groups_Engine Block Heater Timer
Industrial | Ind ¦ Efficient Refrigeration Compressor | 2030 | Achievable | MW | Before Competition Groups | 0.26064 | 0 | 0 | 310.4698 | 0.00083951 | 28 | Industrial_2030_Achievable_MW_Before Competition Groups_28 | Efficient Refrigeration Compressor | 0.08395% | 0 | 0.26064 | Industrial_2030_Achievable_MW_Before Competition Groups_Efficient Refrigeration Compressor
Industrial | Ind ¦ Air Compressor Heat Recovery | 2030 | Achievable | MW | Before Competition Groups | 0.16738 | 0 | 0 | 310.4698 | 0.00053912 | 29 | Industrial_2030_Achievable_MW_Before Competition Groups_29 | Air Compressor Heat Recovery | 0.05391% | 0 | 0.16738 | Industrial_2030_Achievable_MW_Before Competition Groups_Air Compressor Heat Recovery
Industrial | Ind ¦ Efficient Refrigeration Compressor | 2030 | Economic | MW | Before Competition Groups | 0.37889 | 0 | 0 | 732.1247 | 0.00051752 | 28 | Industrial_2030_Economic_MW_Before Competition Groups_28 | Efficient Refrigeration Compressor | 0.05175% | 0 | 0.37889 | Industrial_2030_Economic_MW_Before Competition Groups_Efficient Refrigeration Compressor
Industrial | Ind ¦ Heat Lamps/Heat Pad | 2030 | Technical | MW | Before Competition Groups | 0.38822 | 0 | 0 | 809.8173 | 0.00047939 | 38 | Industrial_2030_Technical_MW_Before Competition Groups_38 | Heat Lamps/Heat Pad | 0.04794% | 0 | 0.38822 | Industrial_2030_Technical_MW_Before Competition Groups_Heat Lamps/Heat Pad
Industrial | Ind ¦ Efficient Refrigeration Compressor | 2030 | Technical | MW | Before Competition Groups | 0.37889 | 0 | 0 | 809.8173 | 0.00046787 | 39 | Industrial_2030_Technical_MW_Before Competition Groups_39 | Efficient Refrigeration Compressor | 0.04679% | 0 | 0.37889 | Industrial_2030_Technical_MW_Before Competition Groups_Efficient Refrigeration Compressor
Industrial | Ind ¦ Air Compressor Heat Recovery | 2030 | Economic | MW | Before Competition Groups | 0.33152 | 0 | 0 | 732.1247 | 0.00045282 | 29 | Industrial_2030_Economic_MW_Before Competition Groups_29 | Air Compressor Heat Recovery | 0.04528% | 0 | 0.33152 | Industrial_2030_Economic_MW_Before Competition Groups_Air Compressor Heat Recovery
Industrial | Ind ¦ Air Compressor Heat Recovery | 2030 | Technical | MW | Before Competition Groups | 0.33152 | 0 | 0 | 809.8173 | 0.00040937 | 40 | Industrial_2030_Technical_MW_Before Competition Groups_40 | Air Compressor Heat Recovery | 0.04094% | 0 | 0.33152 | Industrial_2030_Technical_MW_Before Competition Groups_Air Compressor Heat Recovery
Industrial | Ind ¦ Creep Heat Controller | 2030 | Technical | MW | Before Competition Groups | 0.29141 | 0 | 0 | 809.8173 | 0.00035985 | 41 | Industrial_2030_Technical_MW_Before Competition Groups_41 | Creep Heat Controller | 0.03599% | 0 | 0.29141 | Industrial_2030_Technical_MW_Before Competition Groups_Creep Heat Controller
Industrial | Ind ¦ Optimize Compressed Air Dryer | 2030 | Technical | MW | Before Competition Groups | 0.23957 | 0 | 0 | 809.8173 | 0.00029583 | 42 | Industrial_2030_Technical_MW_Before Competition Groups_42 | Optimize Compressed Air Dryer | 0.02958% | 0 | 0.23957 | Industrial_2030_Technical_MW_Before Competition Groups_Optimize Compressed Air Dryer
Industrial | Ind ¦ Cooling Tower Optimization | 2030 | Achievable | MW | Before Competition Groups | 0 | 0 | 0 | 310.4698 | 0 | 30 | Industrial_2030_Achievable_MW_Before Competition Groups_30 | Cooling Tower Optimization | 0% | 0 | 0 | Industrial_2030_Achievable_MW_Before Competition Groups_Cooling Tower Optimization
Industrial | Ind ¦ Cooling Tower Optimization | 2030 | Economic | MW | Before Competition Groups | 0 | 0 | 0 | 732.1247 | 0 | 30 | Industrial_2030_Economic_MW_Before Competition Groups_30 | Cooling Tower Optimization | 0% | 0 | 0 | Industrial_2030_Economic_MW_Before Competition Groups_Cooling Tower Optimization
Industrial | Ind ¦ Creep Heat Controller | 2030 | Achievable | MW | Before Competition Groups | 0 | 0 | 0 | 310.4698 | 0 | 31 | Industrial_2030_Achievable_MW_Before Competition Groups_31 | Creep Heat Controller | 0% | 0 | 0 | Industrial_2030_Achievable_MW_Before Competition Groups_Creep Heat Controller
Industrial | Ind ¦ Creep Heat Controller | 2030 | Economic | MW | Before Competition Groups | 0 | 0 | 0 | 732.1247 | 0 | 31 | Industrial_2030_Economic_MW_Before Competition Groups_31 | Creep Heat Controller | 0% | 0 | 0 | Industrial_2030_Economic_MW_Before Competition Groups_Creep Heat Controller
Industrial | Ind ¦ Efficient Transformer | 2030 | Achievable | MW | Before Competition Groups | 0 | 0 | 0 | 310.4698 | 0 | 32 | Industrial_2030_Achievable_MW_Before Competition Groups_32 | Efficient Transformer | 0% | 0 | 0 | Industrial_2030_Achievable_MW_Before Competition Groups_Efficient Transformer
Industrial | Ind ¦ Efficient Transformer | 2030 | Economic | MW | Before Competition Groups | 0 | 0 | 0 | 732.1247 | 0 | 32 | Industrial_2030_Economic_MW_Before Competition Groups_32 | Efficient Transformer | 0% | 0 | 0 | Industrial_2030_Economic_MW_Before Competition Groups_Efficient Transformer
Industrial | Ind ¦ Heat Lamps/Heat Pad | 2030 | Achievable | MW | Before Competition Groups | 0 | 0 | 0 | 310.4698 | 0 | 33 | Industrial_2030_Achievable_MW_Before Competition Groups_33 | Heat Lamps/Heat Pad | 0% | 0 | 0 | Industrial_2030_Achievable_MW_Before Competition Groups_Heat Lamps/Heat Pad
Industrial | Ind ¦ Heat Lamps/Heat Pad | 2030 | Economic | MW | Before Competition Groups | 0 | 0 | 0 | 732.1247 | 0 | 33 | Industrial_2030_Economic_MW_Before Competition Groups_33 | Heat Lamps/Heat Pad | 0% | 0 | 0 | Industrial_2030_Economic_MW_Before Competition Groups_Heat Lamps/Heat Pad
Industrial | Ind ¦ High Efficiency Welders | 2030 | Achievable | MW | Before Competition Groups | 0 | 0 | 0 | 310.4698 | 0 | 34 | Industrial_2030_Achievable_MW_Before Competition Groups_34 | High Efficiency Welders | 0% | 0 | 0 | Industrial_2030_Achievable_MW_Before Competition Groups_High Efficiency Welders
Industrial | Ind ¦ High Efficiency Welders | 2030 | Economic | MW | Before Competition Groups | 0 | 0 | 0 | 732.1247 | 0 | 34 | Industrial_2030_Economic_MW_Before Competition Groups_34 | High Efficiency Welders | 0% | 0 | 0 | Industrial_2030_Economic_MW_Before Competition Groups_High Efficiency Welders
Industrial | Ind ¦ HVLS Fans | 2030 | Achievable | MW | Before Competition Groups | 0 | 0 | 0 | 310.4698 | 0 | 35 | Industrial_2030_Achievable_MW_Before Competition Groups_35 | HVLS Fans | 0% | 0 | 0 | Industrial_2030_Achievable_MW_Before Competition Groups_HVLS Fans
Industrial | Ind ¦ HVLS Fans | 2030 | Economic | MW | Before Competition Groups | 0 | 0 | 0 | 732.1247 | 0 | 35 | Industrial_2030_Economic_MW_Before Competition Groups_35 | HVLS Fans | 0% | 0 | 0 | Industrial_2030_Economic_MW_Before Competition Groups_HVLS Fans
Industrial | Ind ¦ Optimize Compressed Air Dryer | 2030 | Achievable | MW | Before Competition Groups | 0 | 0 | 0 | 310.4698 | 0 | 36 | Industrial_2030_Achievable_MW_Before Competition Groups_36 | Optimize Compressed Air Dryer | 0% | 0 | 0 | Industrial_2030_Achievable_MW_Before Competition Groups_Optimize Compressed Air Dryer
Industrial | Ind ¦ Optimize Compressed Air Dryer | 2030 | Economic | MW | Before Competition Groups | 0 | 0 | 0 | 732.1247 | 0 | 36 | Industrial_2030_Economic_MW_Before Competition Groups_36 | Optimize Compressed Air Dryer | 0% | 0 | 0 | Industrial_2030_Economic_MW_Before Competition Groups_Optimize Compressed Air Dryer
Industrial | Ind ¦ Premium Efficient Motors | 2030 | Achievable | MW | Before Competition Groups | 0 | 0 | 0 | 310.4698 | 0 | 37 | Industrial_2030_Achievable_MW_Before Competition Groups_37 | Premium Efficient Motors | 0% | 0 | 0 | Industrial_2030_Achievable_MW_Before Competition Groups_Premium Efficient Motors
Industrial | Ind ¦ Premium Efficient Motors | 2030 | Economic | MW | Before Competition Groups | 0 | 0 | 0 | 732.1247 | 0 | 37 | Industrial_2030_Economic_MW_Before Competition Groups_37 | Premium Efficient Motors | 0% | 0 | 0 | Industrial_2030_Economic_MW_Before Competition Groups_Premium Efficient Motors
Industrial | Ind ¦ Synchronous Belts | 2030 | Achievable | MW | Before Competition Groups | 0 | 0 | 0 | 310.4698 | 0 | 38 | Industrial_2030_Achievable_MW_Before Competition Groups_38 | Synchronous Belts | 0% | 0 | 0 | Industrial_2030_Achievable_MW_Before Competition Groups_Synchronous Belts
Industrial | Ind ¦ Synchronous Belts | 2030 | Economic | MW | Before Competition Groups | 0 | 0 | 0 | 732.1247 | 0 | 38 | Industrial_2030_Economic_MW_Before Competition Groups_38 | Synchronous Belts | 0% | 0 | 0 | Industrial_2030_Economic_MW_Before Competition Groups_Synchronous Belts
Industrial | Ind ¦ Pump System Optimization | 2031 | Economic | MW | Before Competition Groups | 112.1657 | 0 | 0 | 756.3291 | 0.1483 | 1 | Industrial_2031_Economic_MW_Before Competition Groups_1 | Pump System Optimization | 14.83% | 0 | 112.1657 | Industrial_2031_Economic_MW_Before Competition Groups_Pump System Optimization
Industrial | Ind ¦ Pump System Optimization | 2031 | Achievable | MW | Before Competition Groups | 52.9845 | 0 | 0 | 363.8944 | 0.1456 | 1 | Industrial_2031_Achievable_MW_Before Competition Groups_1 | Pump System Optimization | 14.56% | 0 | 52.9845 | Industrial_2031_Achievable_MW_Before Competition Groups_Pump System Optimization
Industrial | Ind ¦ Pump System Optimization | 2031 | Technical | MW | Before Competition Groups | 114.4366 | 0 | 0 | 829.878 | 0.1379 | 1 | Industrial_2031_Technical_MW_Before Competition Groups_1 | Pump System Optimization | 13.79% | 0 | 114.4366 | Industrial_2031_Technical_MW_Before Competition Groups_Pump System Optimization
Industrial | Ind ¦ HE Lighting | 2031 | Economic | MW | Before Competition Groups | 85.0614 | 0 | 0 | 756.3291 | 0.11247 | 2 | Industrial_2031_Economic_MW_Before Competition Groups_2 | HE Lighting | 11.25% | 0 | 85.0614 | Industrial_2031_Economic_MW_Before Competition Groups_HE Lighting
Industrial | Ind ¦ Air Leak Survey and Repair | 2031 | Achievable | MW | Before Competition Groups | 40.9167 | 0 | 0 | 363.8944 | 0.11244 | 2 | Industrial_2031_Achievable_MW_Before Competition Groups_2 | Air Leak Survey and Repair | 11.24% | 0 | 40.9167 | Industrial_2031_Achievable_MW_Before Competition Groups_Air Leak Survey and Repair
Industrial | Ind ¦ HE Lighting | 2031 | Technical | MW | Before Competition Groups | 91.628 | 0 | 0 | 829.878 | 0.11041 | 2 | Industrial_2031_Technical_MW_Before Competition Groups_2 | HE Lighting | 11.04% | 0 | 91.628 | Industrial_2031_Technical_MW_Before Competition Groups_HE Lighting
Industrial | Ind ¦ Greenhouse Grow Lights | 2031 | Achievable | MW | Before Competition Groups | 36.0256 | 0 | 0 | 363.8944 | 0.099 | 3 | Industrial_2031_Achievable_MW_Before Competition Groups_3 | Greenhouse Grow Lights | 9.9% | 0 | 36.0256 | Industrial_2031_Achievable_MW_Before Competition Groups_Greenhouse Grow Lights
Industrial | Ind ¦ Air Compressor Optimization | 2031 | Achievable | MW | Before Competition Groups | 34.8044 | 0 | 0 | 363.8944 | 0.095644 | 4 | Industrial_2031_Achievable_MW_Before Competition Groups_4 | Air Compressor Optimization | 9.564% | 0 | 34.8044 | Industrial_2031_Achievable_MW_Before Competition Groups_Air Compressor Optimization
Industrial | Ind ¦ Air Leak Survey and Repair | 2031 | Economic | MW | Before Competition Groups | 71.0314 | 0 | 0 | 756.3291 | 0.093916 | 3 | Industrial_2031_Economic_MW_Before Competition Groups_3 | Air Leak Survey and Repair | 9.392% | 0 | 71.0314 | Industrial_2031_Economic_MW_Before Competition Groups_Air Leak Survey and Repair
Industrial | Ind ¦ Greenhouse Grow Lights | 2031 | Economic | MW | Before Competition Groups | 68.0542 | 0 | 0 | 756.3291 | 0.08998 | 4 | Industrial_2031_Economic_MW_Before Competition Groups_4 | Greenhouse Grow Lights | 8.998% | 0 | 68.0542 | Industrial_2031_Economic_MW_Before Competition Groups_Greenhouse Grow Lights
Industrial | Ind ¦ Recommissioning | 2031 | Achievable | MW | Before Competition Groups | 31.7582 | 0 | 0 | 363.8944 | 0.087273 | 5 | Industrial_2031_Achievable_MW_Before Competition Groups_5 | Recommissioning | 8.727% | 0 | 31.7582 | Industrial_2031_Achievable_MW_Before Competition Groups_Recommissioning
Industrial | Ind ¦ SEM | 2031 | Achievable | MW | Before Competition Groups | 31.7582 | 0 | 0 | 363.8944 | 0.087273 | 6 | Industrial_2031_Achievable_MW_Before Competition Groups_6 | SEM | 8.727% | 0 | 31.7582 | Industrial_2031_Achievable_MW_Before Competition Groups_SEM
Industrial | Ind ¦ Air Leak Survey and Repair | 2031 | Technical | MW | Before Competition Groups | 71.0314 | 0 | 0 | 829.878 | 0.085593 | 3 | Industrial_2031_Technical_MW_Before Competition Groups_3 | Air Leak Survey and Repair | 8.559% | 0 | 71.0314 | Industrial_2031_Technical_MW_Before Competition Groups_Air Leak Survey and Repair
Industrial | Ind ¦ Greenhouse Grow Lights | 2031 | Technical | MW | Before Competition Groups | 68.0542 | 0 | 0 | 829.878 | 0.082005 | 4 | Industrial_2031_Technical_MW_Before Competition Groups_4 | Greenhouse Grow Lights | 8.201% | 0 | 68.0542 | Industrial_2031_Technical_MW_Before Competition Groups_Greenhouse Grow Lights
Industrial | Ind ¦ Air Compressor Optimization | 2031 | Economic | MW | Before Competition Groups | 57.4178 | 0 | 0 | 756.3291 | 0.075916 | 5 | Industrial_2031_Economic_MW_Before Competition Groups_5 | Air Compressor Optimization | 7.592% | 0 | 57.4178 | Industrial_2031_Economic_MW_Before Competition Groups_Air Compressor Optimization
Industrial | Ind ¦ Pump Equipment Upgrade | 2031 | Achievable | MW | Before Competition Groups | 26.9944 | 0 | 0 | 363.8944 | 0.074182 | 7 | Industrial_2031_Achievable_MW_Before Competition Groups_7 | Pump Equipment Upgrade | 7.418% | 0 | 26.9944 | Industrial_2031_Achievable_MW_Before Competition Groups_Pump Equipment Upgrade
Industrial | Ind ¦ Recommissioning | 2031 | Economic | MW | Before Competition Groups | 54.3905 | 0 | 0 | 756.3291 | 0.071914 | 6 | Industrial_2031_Economic_MW_Before Competition Groups_6 | Recommissioning | 7.191% | 0 | 54.3905 | Industrial_2031_Economic_MW_Before Competition Groups_Recommissioning
Industrial | Ind ¦ SEM | 2031 | Economic | MW | Before Competition Groups | 54.3905 | 0 | 0 | 756.3291 | 0.071914 | 7 | Industrial_2031_Economic_MW_Before Competition Groups_7 | SEM | 7.191% | 0 | 54.3905 | Industrial_2031_Economic_MW_Before Competition Groups_SEM
Industrial | Ind ¦ Pump Equipment Upgrade | 2031 | Economic | MW | Before Competition Groups | 53.4653 | 0 | 0 | 756.3291 | 0.070691 | 8 | Industrial_2031_Economic_MW_Before Competition Groups_8 | Pump Equipment Upgrade | 7.069% | 0 | 53.4653 | Industrial_2031_Economic_MW_Before Competition Groups_Pump Equipment Upgrade
Industrial | Ind ¦ Air Compressor Optimization | 2031 | Technical | MW | Before Competition Groups | 57.4178 | 0 | 0 | 829.878 | 0.069188 | 5 | Industrial_2031_Technical_MW_Before Competition Groups_5 | Air Compressor Optimization | 6.919% | 0 | 57.4178 | Industrial_2031_Technical_MW_Before Competition Groups_Air Compressor Optimization
Industrial | Ind ¦ Efficient Compressed Air Nozzles | 2031 | Economic | MW | Before Competition Groups | 49.818 | 0 | 0 | 756.3291 | 0.065868 | 9 | Industrial_2031_Economic_MW_Before Competition Groups_9 | Efficient Compressed Air Nozzles | 6.587% | 0 | 49.818 | Industrial_2031_Economic_MW_Before Competition Groups_Efficient Compressed Air Nozzles
Industrial | Ind ¦ Recommissioning | 2031 | Technical | MW | Before Competition Groups | 54.3905 | 0 | 0 | 829.878 | 0.06554 | 6 | Industrial_2031_Technical_MW_Before Competition Groups_6 | Recommissioning | 6.554% | 0 | 54.3905 | Industrial_2031_Technical_MW_Before Competition Groups_Recommissioning
Industrial | Ind ¦ SEM | 2031 | Technical | MW | Before Competition Groups | 54.3905 | 0 | 0 | 829.878 | 0.06554 | 7 | Industrial_2031_Technical_MW_Before Competition Groups_7 | SEM | 6.554% | 0 | 54.3905 | Industrial_2031_Technical_MW_Before Competition Groups_SEM
Industrial | Ind ¦ Pump Equipment Upgrade | 2031 | Technical | MW | Before Competition Groups | 53.4653 | 0 | 0 | 829.878 | 0.064426 | 8 | Industrial_2031_Technical_MW_Before Competition Groups_8 | Pump Equipment Upgrade | 6.443% | 0 | 53.4653 | Industrial_2031_Technical_MW_Before Competition Groups_Pump Equipment Upgrade
Industrial | Ind ¦ Efficient Compressed Air Nozzles | 2031 | Achievable | MW | Before Competition Groups | 22.2687 | 0 | 0 | 363.8944 | 0.061196 | 8 | Industrial_2031_Achievable_MW_Before Competition Groups_8 | Efficient Compressed Air Nozzles | 6.12% | 0 | 22.2687 | Industrial_2031_Achievable_MW_Before Competition Groups_Efficient Compressed Air Nozzles
Industrial | Ind ¦ Efficient Compressed Air Nozzles | 2031 | Technical | MW | Before Competition Groups | 49.818 | 0 | 0 | 829.878 | 0.06003 | 9 | Industrial_2031_Technical_MW_Before Competition Groups_9 | Efficient Compressed Air Nozzles | 6.003% | 0 | 49.818 | Industrial_2031_Technical_MW_Before Competition Groups_Efficient Compressed Air Nozzles
Industrial | Ind ¦ High Efficiency HVAC Fans | 2031 | Achievable | MW | Before Competition Groups | 20.2366 | 0 | 0 | 363.8944 | 0.055611 | 9 | Industrial_2031_Achievable_MW_Before Competition Groups_9 | High Efficiency HVAC Fans | 5.561% | 0 | 20.2366 | Industrial_2031_Achievable_MW_Before Competition Groups_High Efficiency HVAC Fans
Industrial | Ind ¦ HE Lighting | 2031 | Achievable | MW | Before Competition Groups | 17.9072 | 0 | 0 | 363.8944 | 0.04921 | 10 | Industrial_2031_Achievable_MW_Before Competition Groups_10 | HE Lighting | 4.921% | 0 | 17.9072 | Industrial_2031_Achievable_MW_Before Competition Groups_HE Lighting
Industrial | Ind ¦ High Efficiency HVAC Fans | 2031 | Economic | MW | Before Competition Groups | 36.4523 | 0 | 0 | 756.3291 | 0.048196 | 10 | Industrial_2031_Economic_MW_Before Competition Groups_10 | High Efficiency HVAC Fans | 4.82% | 0 | 36.4523 | Industrial_2031_Economic_MW_Before Competition Groups_High Efficiency HVAC Fans
Industrial | Ind ¦ High Efficiency HVAC Fans | 2031 | Technical | MW | Before Competition Groups | 36.4523 | 0 | 0 | 829.878 | 0.043925 | 10 | Industrial_2031_Technical_MW_Before Competition Groups_10 | High Efficiency HVAC Fans | 4.392% | 0 | 36.4523 | Industrial_2031_Technical_MW_Before Competition Groups_High Efficiency HVAC Fans
Industrial | Ind ¦ Fan System Optimization | 2031 | Achievable | MW | Before Competition Groups | 11.931 | 0 | 0 | 363.8944 | 0.032787 | 11 | Industrial_2031_Achievable_MW_Before Competition Groups_11 | Fan System Optimization | 3.279% | 0 | 11.931 | Industrial_2031_Achievable_MW_Before Competition Groups_Fan System Optimization
Industrial | Ind ¦ Process Optimization (Elec) | 2031 | Economic | MW | Before Competition Groups | 20.0401 | 0 | 0 | 756.3291 | 0.026496 | 11 | Industrial_2031_Economic_MW_Before Competition Groups_11 | Process Optimization (Elec) | 2.65% | 0 | 20.0401 | Industrial_2031_Economic_MW_Before Competition Groups_Process Optimization (Elec)
Industrial | Ind ¦ Fan System Optimization | 2031 | Economic | MW | Before Competition Groups | 19.6518 | 0 | 0 | 756.3291 | 0.025983 | 12 | Industrial_2031_Economic_MW_Before Competition Groups_12 | Fan System Optimization | 2.598% | 0 | 19.6518 | Industrial_2031_Economic_MW_Before Competition Groups_Fan System Optimization
Industrial | Ind ¦ Improved Controls - Process Cooling | 2031 | Achievable | MW | Before Competition Groups | 9.0533 | 0 | 0 | 363.8944 | 0.024879 | 12 | Industrial_2031_Achievable_MW_Before Competition Groups_12 | Improved Controls - Process Cooling | 2.488% | 0 | 9.0533 | Industrial_2031_Achievable_MW_Before Competition Groups_Improved Controls - Process Cooling
Industrial | Ind ¦ Process Optimization (Elec) | 2031 | Technical | MW | Before Competition Groups | 20.0401 | 0 | 0 | 829.878 | 0.024148 | 11 | Industrial_2031_Technical_MW_Before Competition Groups_11 | Process Optimization (Elec) | 2.415% | 0 | 20.0401 | Industrial_2031_Technical_MW_Before Competition Groups_Process Optimization (Elec)
Industrial | Ind ¦ Fan System Optimization | 2031 | Technical | MW | Before Competition Groups | 19.6518 | 0 | 0 | 829.878 | 0.02368 | 12 | Industrial_2031_Technical_MW_Before Competition Groups_12 | Fan System Optimization | 2.368% | 0 | 19.6518 | Industrial_2031_Technical_MW_Before Competition Groups_Fan System Optimization
Industrial | Ind ¦ Premium Efficient Motors | 2031 | Technical | MW | Before Competition Groups | 18.3993 | 0 | 0 | 829.878 | 0.022171 | 13 | Industrial_2031_Technical_MW_Before Competition Groups_13 | Premium Efficient Motors | 2.217% | 0 | 18.3993 | Industrial_2031_Technical_MW_Before Competition Groups_Premium Efficient Motors
Industrial | Ind ¦ Improved Controls - Process Cooling | 2031 | Economic | MW | Before Competition Groups | 15.4638 | 0 | 0 | 756.3291 | 0.020446 | 13 | Industrial_2031_Economic_MW_Before Competition Groups_13 | Improved Controls - Process Cooling | 2.045% | 0 | 15.4638 | Industrial_2031_Economic_MW_Before Competition Groups_Improved Controls - Process Cooling
Industrial | Ind ¦ Improved Controls - Process Cooling | 2031 | Technical | MW | Before Competition Groups | 15.4638 | 0 | 0 | 829.878 | 0.018634 | 14 | Industrial_2031_Technical_MW_Before Competition Groups_14 | Improved Controls - Process Cooling | 1.863% | 0 | 15.4638 | Industrial_2031_Technical_MW_Before Competition Groups_Improved Controls - Process Cooling
Industrial | Ind ¦ Pulp and Paper Process Improvements | 2031 | Achievable | MW | Before Competition Groups | 4.1175 | 0 | 0 | 363.8944 | 0.011315 | 13 | Industrial_2031_Achievable_MW_Before Competition Groups_13 | Pulp and Paper Process Improvements | 1.132% | 0 | 4.1175 | Industrial_2031_Achievable_MW_Before Competition Groups_Pulp and Paper Process Improvements
Industrial | Ind ¦ Material Handling Improvements | 2031 | Achievable | MW | Before Competition Groups | 4.0764 | 0 | 0 | 363.8944 | 0.011202 | 14 | Industrial_2031_Achievable_MW_Before Competition Groups_14 | Material Handling Improvements | 1.12% | 0 | 4.0764 | Industrial_2031_Achievable_MW_Before Competition Groups_Material Handling Improvements
Industrial | Ind ¦ Ventilation Optimization | 2031 | Technical | MW | Before Competition Groups | 8.9205 | 0 | 0 | 829.878 | 0.010749 | 15 | Industrial_2031_Technical_MW_Before Competition Groups_15 | Ventilation Optimization | 1.075% | 0 | 8.9205 | Industrial_2031_Technical_MW_Before Competition Groups_Ventilation Optimization
Industrial | Ind ¦ HVLS Fans | 2031 | Technical | MW | Before Competition Groups | 8.8871 | 0 | 0 | 829.878 | 0.010709 | 16 | Industrial_2031_Technical_MW_Before Competition Groups_16 | HVLS Fans | 1.071% | 0 | 8.8871 | Industrial_2031_Technical_MW_Before Competition Groups_HVLS Fans
Industrial | Ind ¦ HE HVAC Controls | 2031 | Technical | MW | Before Competition Groups | 8.2893 | 0 | 0 | 829.878 | 0.0099886 | 17 | Industrial_2031_Technical_MW_Before Competition Groups_17 | HE HVAC Controls | 0.9989% | 0 | 8.2893 | Industrial_2031_Technical_MW_Before Competition Groups_HE HVAC Controls
Industrial | Ind ¦ Pulp and Paper Process Improvements | 2031 | Economic | MW | Before Competition Groups | 7.551 | 0 | 0 | 756.3291 | 0.0099837 | 14 | Industrial_2031_Economic_MW_Before Competition Groups_14 | Pulp and Paper Process Improvements | 0.9984% | 0 | 7.551 | Industrial_2031_Economic_MW_Before Competition Groups_Pulp and Paper Process Improvements
Industrial | Ind ¦ Efficient Irrigation | 2031 | Economic | MW | Before Competition Groups | 7.5079 | 0 | 0 | 756.3291 | 0.0099268 | 15 | Industrial_2031_Economic_MW_Before Competition Groups_15 | Efficient Irrigation | 0.9927% | 0 | 7.5079 | Industrial_2031_Economic_MW_Before Competition Groups_Efficient Irrigation
Industrial | Ind ¦ Pulp and Paper Process Improvements | 2031 | Technical | MW | Before Competition Groups | 7.551 | 0 | 0 | 829.878 | 0.0090989 | 18 | Industrial_2031_Technical_MW_Before Competition Groups_18 | Pulp and Paper Process Improvements | 0.9099% | 0 | 7.551 | Industrial_2031_Technical_MW_Before Competition Groups_Pulp and Paper Process Improvements
Industrial | Ind ¦ Efficient Irrigation | 2031 | Technical | MW | Before Competition Groups | 7.5079 | 0 | 0 | 829.878 | 0.009047 | 19 | Industrial_2031_Technical_MW_Before Competition Groups_19 | Efficient Irrigation | 0.9047% | 0 | 7.5079 | Industrial_2031_Technical_MW_Before Competition Groups_Efficient Irrigation
Industrial | Ind ¦ Free Cooling | 2031 | Economic | MW | Before Competition Groups | 6.8228 | 0 | 0 | 756.3291 | 0.009021 | 16 | Industrial_2031_Economic_MW_Before Competition Groups_16 | Free Cooling | 0.9021% | 0 | 6.8228 | Industrial_2031_Economic_MW_Before Competition Groups_Free Cooling
Industrial | Ind ¦ Material Handling Improvements | 2031 | Economic | MW | Before Competition Groups | 6.7727 | 0 | 0 | 756.3291 | 0.0089547 | 17 | Industrial_2031_Economic_MW_Before Competition Groups_17 | Material Handling Improvements | 0.8955% | 0 | 6.7727 | Industrial_2031_Economic_MW_Before Competition Groups_Material Handling Improvements
Industrial | Ind ¦ HE HVAC Units | 2031 | Technical | MW | Before Competition Groups | 7.1722 | 0 | 0 | 829.878 | 0.0086425 | 20 | Industrial_2031_Technical_MW_Before Competition Groups_20 | HE HVAC Units | 0.8643% | 0 | 7.1722 | Industrial_2031_Technical_MW_Before Competition Groups_HE HVAC Units
Industrial | Ind ¦ Free Cooling | 2031 | Technical | MW | Before Competition Groups | 6.8228 | 0 | 0 | 829.878 | 0.0082215 | 21 | Industrial_2031_Technical_MW_Before Competition Groups_21 | Free Cooling | 0.8221% | 0 | 6.8228 | Industrial_2031_Technical_MW_Before Competition Groups_Free Cooling
Industrial | Ind ¦ Material Handling Improvements | 2031 | Technical | MW | Before Competition Groups | 6.7727 | 0 | 0 | 829.878 | 0.0081611 | 22 | Industrial_2031_Technical_MW_Before Competition Groups_22 | Material Handling Improvements | 0.8161% | 0 | 6.7727 | Industrial_2031_Technical_MW_Before Competition Groups_Material Handling Improvements
Industrial | Ind ¦ Refiner Plate Improvements | 2031 | Economic | MW | Before Competition Groups | 5.6869 | 0 | 0 | 756.3291 | 0.007519 | 18 | Industrial_2031_Economic_MW_Before Competition Groups_18 | Refiner Plate Improvements | 0.7519% | 0 | 5.6869 | Industrial_2031_Economic_MW_Before Competition Groups_Refiner Plate Improvements
Industrial | Ind ¦ Refiner Plate Improvements | 2031 | Technical | MW | Before Competition Groups | 5.6869 | 0 | 0 | 829.878 | 0.0068526 | 23 | Industrial_2031_Technical_MW_Before Competition Groups_23 | Refiner Plate Improvements | 0.6853% | 0 | 5.6869 | Industrial_2031_Technical_MW_Before Competition Groups_Refiner Plate Improvements
Industrial | Ind ¦ Refiner Plate Improvements | 2031 | Achievable | MW | Before Competition Groups | 2.4813 | 0 | 0 | 363.8944 | 0.0068187 | 15 | Industrial_2031_Achievable_MW_Before Competition Groups_15 | Refiner Plate Improvements | 0.6819% | 0 | 2.4813 | Industrial_2031_Achievable_MW_Before Competition Groups_Refiner Plate Improvements
Industrial | Ind ¦ Chiller Optimization | 2031 | Technical | MW | Before Competition Groups | 5.3495 | 0 | 0 | 829.878 | 0.0064461 | 24 | Industrial_2031_Technical_MW_Before Competition Groups_24 | Chiller Optimization | 0.6446% | 0 | 5.3495 | Industrial_2031_Technical_MW_Before Competition Groups_Chiller Optimization
Industrial | Ind ¦ VAV Conversion Project | 2031 | Achievable | MW | Before Competition Groups | 2.2751 | 0 | 0 | 363.8944 | 0.006252 | 16 | Industrial_2031_Achievable_MW_Before Competition Groups_16 | VAV Conversion Project | 0.6252% | 0 | 2.2751 | Industrial_2031_Achievable_MW_Before Competition Groups_VAV Conversion Project
Industrial | Ind ¦ Cold Storage Retrofit | 2031 | Technical | MW | Before Competition Groups | 4.8584 | 0 | 0 | 829.878 | 0.0058543 | 25 | Industrial_2031_Technical_MW_Before Competition Groups_25 | Cold Storage Retrofit | 0.5854% | 0 | 4.8584 | Industrial_2031_Technical_MW_Before Competition Groups_Cold Storage Retrofit
Industrial | Ind ¦ Process Optimization (Elec) | 2031 | Achievable | MW | Before Competition Groups | 2.0816 | 0 | 0 | 363.8944 | 0.0057205 | 17 | Industrial_2031_Achievable_MW_Before Competition Groups_17 | Process Optimization (Elec) | 0.572% | 0 | 2.0816 | Industrial_2031_Achievable_MW_Before Competition Groups_Process Optimization (Elec)
Industrial | Ind ¦ Efficient Irrigation | 2031 | Achievable | MW | Before Competition Groups | 2.04 | 0 | 0 | 363.8944 | 0.0056061 | 18 | Industrial_2031_Achievable_MW_Before Competition Groups_18 | Efficient Irrigation | 0.5606% | 0 | 2.04 | Industrial_2031_Achievable_MW_Before Competition Groups_Efficient Irrigation
Industrial | Ind ¦ Ventilation Optimization | 2031 | Achievable | MW | Before Competition Groups | 2.0298 | 0 | 0 | 363.8944 | 0.0055781 | 19 | Industrial_2031_Achievable_MW_Before Competition Groups_19 | Ventilation Optimization | 0.5578% | 0 | 2.0298 | Industrial_2031_Achievable_MW_Before Competition Groups_Ventilation Optimization
Industrial | Ind ¦ Cooling Tower Optimization | 2031 | Economic | MW | Before Competition Groups | 4.0568 | 0 | 0 | 756.3291 | 0.0053638 | 19 | Industrial_2031_Economic_MW_Before Competition Groups_19 | Cooling Tower Optimization | 0.5364% | 0 | 4.0568 | Industrial_2031_Economic_MW_Before Competition Groups_Cooling Tower Optimization
Industrial | Ind ¦ VAV Conversion Project | 2031 | Economic | MW | Before Competition Groups | 3.8101 | 0 | 0 | 756.3291 | 0.0050376 | 20 | Industrial_2031_Economic_MW_Before Competition Groups_20 | VAV Conversion Project | 0.5038% | 0 | 3.8101 | Industrial_2031_Economic_MW_Before Competition Groups_VAV Conversion Project
Industrial | Ind ¦ Cooling Tower Optimization | 2031 | Technical | MW | Before Competition Groups | 4.0568 | 0 | 0 | 829.878 | 0.0048885 | 26 | Industrial_2031_Technical_MW_Before Competition Groups_26 | Cooling Tower Optimization | 0.4888% | 0 | 4.0568 | Industrial_2031_Technical_MW_Before Competition Groups_Cooling Tower Optimization
Industrial | Ind ¦ VAV Conversion Project | 2031 | Technical | MW | Before Competition Groups | 3.8101 | 0 | 0 | 829.878 | 0.0045911 | 27 | Industrial_2031_Technical_MW_Before Competition Groups_27 | VAV Conversion Project | 0.4591% | 0 | 3.8101 | Industrial_2031_Technical_MW_Before Competition Groups_VAV Conversion Project
Industrial | Ind ¦ Ventilation Optimization | 2031 | Economic | MW | Before Competition Groups | 3.1997 | 0 | 0 | 756.3291 | 0.0042306 | 21 | Industrial_2031_Economic_MW_Before Competition Groups_21 | Ventilation Optimization | 0.4231% | 0 | 3.1997 | Industrial_2031_Economic_MW_Before Competition Groups_Ventilation Optimization
Industrial | Ind ¦ High Efficiency Battery Charger | 2031 | Achievable | MW | Before Competition Groups | 1.3927 | 0 | 0 | 363.8944 | 0.0038271 | 20 | Industrial_2031_Achievable_MW_Before Competition Groups_20 | High Efficiency Battery Charger | 0.3827% | 0 | 1.3927 | Industrial_2031_Achievable_MW_Before Competition Groups_High Efficiency Battery Charger
Industrial | Ind ¦ Process Heat Recovery | 2031 | Achievable | MW | Before Competition Groups | 1.3893 | 0 | 0 | 363.8944 | 0.0038178 | 21 | Industrial_2031_Achievable_MW_Before Competition Groups_21 | Process Heat Recovery | 0.3818% | 0 | 1.3893 | Industrial_2031_Achievable_MW_Before Competition Groups_Process Heat Recovery
Industrial | Ind ¦ High Efficiency Battery Charger | 2031 | Economic | MW | Before Competition Groups | 2.6322 | 0 | 0 | 756.3291 | 0.0034802 | 22 | Industrial_2031_Economic_MW_Before Competition Groups_22 | High Efficiency Battery Charger | 0.348% | 0 | 2.6322 | Industrial_2031_Economic_MW_Before Competition Groups_High Efficiency Battery Charger
Industrial | Ind ¦ Process Heat Recovery | 2031 | Economic | MW | Before Competition Groups | 2.4254 | 0 | 0 | 756.3291 | 0.0032067 | 23 | Industrial_2031_Economic_MW_Before Competition Groups_23 | Process Heat Recovery | 0.3207% | 0 | 2.4254 | Industrial_2031_Economic_MW_Before Competition Groups_Process Heat Recovery
Industrial | Ind ¦ Process Improvements | 2031 | Achievable | MW | Before Competition Groups | 1.155 | 0 | 0 | 363.8944 | 0.003174 | 22 | Industrial_2031_Achievable_MW_Before Competition Groups_22 | Process Improvements | 0.3174% | 0 | 1.155 | Industrial_2031_Achievable_MW_Before Competition Groups_Process Improvements
Industrial | Ind ¦ High Efficiency Battery Charger | 2031 | Technical | MW | Before Competition Groups | 2.6322 | 0 | 0 | 829.878 | 0.0031717 | 28 | Industrial_2031_Technical_MW_Before Competition Groups_28 | High Efficiency Battery Charger | 0.3172% | 0 | 2.6322 | Industrial_2031_Technical_MW_Before Competition Groups_High Efficiency Battery Charger
Industrial | Ind ¦ Synchronous Belts | 2031 | Technical | MW | Before Competition Groups | 2.5292 | 0 | 0 | 829.878 | 0.0030477 | 29 | Industrial_2031_Technical_MW_Before Competition Groups_29 | Synchronous Belts | 0.3048% | 0 | 2.5292 | Industrial_2031_Technical_MW_Before Competition Groups_Synchronous Belts
Industrial | Ind ¦ Process Heat Recovery | 2031 | Technical | MW | Before Competition Groups | 2.4254 | 0 | 0 | 829.878 | 0.0029225 | 30 | Industrial_2031_Technical_MW_Before Competition Groups_30 | Process Heat Recovery | 0.2923% | 0 | 2.4254 | Industrial_2031_Technical_MW_Before Competition Groups_Process Heat Recovery
Industrial | Ind ¦ Dairy Pre-Cooler | 2031 | Economic | MW | Before Competition Groups | 2.0105 | 0 | 0 | 756.3291 | 0.0026583 | 24 | Industrial_2031_Economic_MW_Before Competition Groups_24 | Dairy Pre-Cooler | 0.2658% | 0 | 2.0105 | Industrial_2031_Economic_MW_Before Competition Groups_Dairy Pre-Cooler
Industrial | Ind ¦ Process Improvements | 2031 | Economic | MW | Before Competition Groups | 1.9624 | 0 | 0 | 756.3291 | 0.0025947 | 25 | Industrial_2031_Economic_MW_Before Competition Groups_25 | Process Improvements | 0.2595% | 0 | 1.9624 | Industrial_2031_Economic_MW_Before Competition Groups_Process Improvements
Industrial | Ind ¦ Refrigeration Compressor VFD | 2031 | Achievable | MW | Before Competition Groups | 0.92579 | 0 | 0 | 363.8944 | 0.0025441 | 23 | Industrial_2031_Achievable_MW_Before Competition Groups_23 | Refrigeration Compressor VFD | 0.2544% | 0 | 0.92579 | Industrial_2031_Achievable_MW_Before Competition Groups_Refrigeration Compressor VFD
Industrial | Ind ¦ Dairy Pre-Cooler | 2031 | Technical | MW | Before Competition Groups | 2.0105 | 0 | 0 | 829.878 | 0.0024227 | 31 | Industrial_2031_Technical_MW_Before Competition Groups_31 | Dairy Pre-Cooler | 0.2423% | 0 | 2.0105 | Industrial_2031_Technical_MW_Before Competition Groups_Dairy Pre-Cooler
Industrial | Ind ¦ Process Improvements | 2031 | Technical | MW | Before Competition Groups | 1.9624 | 0 | 0 | 829.878 | 0.0023647 | 32 | Industrial_2031_Technical_MW_Before Competition Groups_32 | Process Improvements | 0.2365% | 0 | 1.9624 | Industrial_2031_Technical_MW_Before Competition Groups_Process Improvements
Industrial | Ind ¦ Refrigeration Compressor VFD | 2031 | Economic | MW | Before Competition Groups | 1.7235 | 0 | 0 | 756.3291 | 0.0022787 | 26 | Industrial_2031_Economic_MW_Before Competition Groups_26 | Refrigeration Compressor VFD | 0.2279% | 0 | 1.7235 | Industrial_2031_Economic_MW_Before Competition Groups_Refrigeration Compressor VFD
Industrial | Ind ¦ Refrigeration Compressor VFD | 2031 | Technical | MW | Before Competition Groups | 1.7235 | 0 | 0 | 829.878 | 0.0020768 | 33 | Industrial_2031_Technical_MW_Before Competition Groups_33 | Refrigeration Compressor VFD | 0.2077% | 0 | 1.7235 | Industrial_2031_Technical_MW_Before Competition Groups_Refrigeration Compressor VFD
Industrial | Ind ¦ Dairy Pre-Cooler | 2031 | Achievable | MW | Before Competition Groups | 0.75109 | 0 | 0 | 363.8944 | 0.002064 | 24 | Industrial_2031_Achievable_MW_Before Competition Groups_24 | Dairy Pre-Cooler | 0.2064% | 0 | 0.75109 | Industrial_2031_Achievable_MW_Before Competition Groups_Dairy Pre-Cooler
Industrial | Ind ¦ Improved Controls - Process Heating | 2031 | Achievable | MW | Before Competition Groups | 0.73897 | 0 | 0 | 363.8944 | 0.0020307 | 25 | Industrial_2031_Achievable_MW_Before Competition Groups_25 | Improved Controls - Process Heating | 0.2031% | 0 | 0.73897 | Industrial_2031_Achievable_MW_Before Competition Groups_Improved Controls - Process Heating
Industrial | Ind ¦ Free Cooling | 2031 | Achievable | MW | Before Competition Groups | 0.67909 | 0 | 0 | 363.8944 | 0.0018662 | 26 | Industrial_2031_Achievable_MW_Before Competition Groups_26 | Free Cooling | 0.1866% | 0 | 0.67909 | Industrial_2031_Achievable_MW_Before Competition Groups_Free Cooling
Industrial | Ind ¦ Improved Controls - Process Heating | 2031 | Economic | MW | Before Competition Groups | 1.2562 | 0 | 0 | 756.3291 | 0.0016609 | 27 | Industrial_2031_Economic_MW_Before Competition Groups_27 | Improved Controls - Process Heating | 0.1661% | 0 | 1.2562 | Industrial_2031_Economic_MW_Before Competition Groups_Improved Controls - Process Heating
Industrial | Ind ¦ Efficient Transformer | 2031 | Technical | MW | Before Competition Groups | 1.3205 | 0 | 0 | 829.878 | 0.0015912 | 34 | Industrial_2031_Technical_MW_Before Competition Groups_34 | Efficient Transformer | 0.1591% | 0 | 1.3205 | Industrial_2031_Technical_MW_Before Competition Groups_Efficient Transformer
Industrial | Ind ¦ Improved Controls - Process Heating | 2031 | Technical | MW | Before Competition Groups | 1.2562 | 0 | 0 | 829.878 | 0.0015137 | 35 | Industrial_2031_Technical_MW_Before Competition Groups_35 | Improved Controls - Process Heating | 0.1514% | 0 | 1.2562 | Industrial_2031_Technical_MW_Before Competition Groups_Improved Controls - Process Heating
Industrial | Ind ¦ High Efficiency Welders | 2031 | Technical | MW | Before Competition Groups | 1.243 | 0 | 0 | 829.878 | 0.0014978 | 36 | Industrial_2031_Technical_MW_Before Competition Groups_36 | High Efficiency Welders | 0.1498% | 0 | 1.243 | Industrial_2031_Technical_MW_Before Competition Groups_High Efficiency Welders
Industrial | Ind ¦ Engine Block Heater Timer | 2031 | Achievable | MW | Before Competition Groups | 0.45159 | 0 | 0 | 363.8944 | 0.001241 | 27 | Industrial_2031_Achievable_MW_Before Competition Groups_27 | Engine Block Heater Timer | 0.1241% | 0 | 0.45159 | Industrial_2031_Achievable_MW_Before Competition Groups_Engine Block Heater Timer
Industrial | Ind ¦ Engine Block Heater Timer | 2031 | Economic | MW | Before Competition Groups | 0.77346 | 0 | 0 | 756.3291 | 0.0010226 | 28 | Industrial_2031_Economic_MW_Before Competition Groups_28 | Engine Block Heater Timer | 0.1023% | 0 | 0.77346 | Industrial_2031_Economic_MW_Before Competition Groups_Engine Block Heater Timer
Industrial | Ind ¦ Engine Block Heater Timer | 2031 | Technical | MW | Before Competition Groups | 0.77346 | 0 | 0 | 829.878 | 0.00093201 | 37 | Industrial_2031_Technical_MW_Before Competition Groups_37 | Engine Block Heater Timer | 0.0932% | 0 | 0.77346 | Industrial_2031_Technical_MW_Before Competition Groups_Engine Block Heater Timer
Industrial | Ind ¦ Efficient Refrigeration Compressor | 2031 | Achievable | MW | Before Competition Groups | 0.29572 | 0 | 0 | 363.8944 | 0.00081266 | 28 | Industrial_2031_Achievable_MW_Before Competition Groups_28 | Efficient Refrigeration Compressor | 0.08127% | 0 | 0.29572 | Industrial_2031_Achievable_MW_Before Competition Groups_Efficient Refrigeration Compressor
Industrial | Ind ¦ Efficient Refrigeration Compressor | 2031 | Economic | MW | Before Competition Groups | 0.40336 | 0 | 0 | 756.3291 | 0.00053331 | 29 | Industrial_2031_Economic_MW_Before Competition Groups_29 | Efficient Refrigeration Compressor | 0.05333% | 0 | 0.40336 | Industrial_2031_Economic_MW_Before Competition Groups_Efficient Refrigeration Compressor
Industrial | Ind ¦ Air Compressor Heat Recovery | 2031 | Achievable | MW | Before Competition Groups | 0.19143 | 0 | 0 | 363.8944 | 0.00052606 | 29 | Industrial_2031_Achievable_MW_Before Competition Groups_29 | Air Compressor Heat Recovery | 0.05261% | 0 | 0.19143 | Industrial_2031_Achievable_MW_Before Competition Groups_Air Compressor Heat Recovery
Industrial | Ind ¦ Cooling Tower Optimization | 2031 | Achievable | MW | Before Competition Groups | 0.18314 | 0 | 0 | 363.8944 | 0.00050329 | 30 | Industrial_2031_Achievable_MW_Before Competition Groups_30 | Cooling Tower Optimization | 0.05033% | 0 | 0.18314 | Industrial_2031_Achievable_MW_Before Competition Groups_Cooling Tower Optimization
Industrial | Ind ¦ Heat Lamps/Heat Pad | 2031 | Technical | MW | Before Competition Groups | 0.41112 | 0 | 0 | 829.878 | 0.0004954 | 38 | Industrial_2031_Technical_MW_Before Competition Groups_38 | Heat Lamps/Heat Pad | 0.04954% | 0 | 0.41112 | Industrial_2031_Technical_MW_Before Competition Groups_Heat Lamps/Heat Pad
Industrial | Ind ¦ Efficient Refrigeration Compressor | 2031 | Technical | MW | Before Competition Groups | 0.40336 | 0 | 0 | 829.878 | 0.00048605 | 39 | Industrial_2031_Technical_MW_Before Competition Groups_39 | Efficient Refrigeration Compressor | 0.0486% | 0 | 0.40336 | Industrial_2031_Technical_MW_Before Competition Groups_Efficient Refrigeration Compressor
Industrial | Ind ¦ Air Compressor Heat Recovery | 2031 | Economic | MW | Before Competition Groups | 0.33151 | 0 | 0 | 756.3291 | 0.00043832 | 30 | Industrial_2031_Economic_MW_Before Competition Groups_30 | Air Compressor Heat Recovery | 0.04383% | 0 | 0.33151 | Industrial_2031_Economic_MW_Before Competition Groups_Air Compressor Heat Recovery
Industrial | Ind ¦ Air Compressor Heat Recovery | 2031 | Technical | MW | Before Competition Groups | 0.33151 | 0 | 0 | 829.878 | 0.00039947 | 40 | Industrial_2031_Technical_MW_Before Competition Groups_40 | Air Compressor Heat Recovery | 0.03995% | 0 | 0.33151 | Industrial_2031_Technical_MW_Before Competition Groups_Air Compressor Heat Recovery
Industrial | Ind ¦ Creep Heat Controller | 2031 | Technical | MW | Before Competition Groups | 0.29134 | 0 | 0 | 829.878 | 0.00035106 | 41 | Industrial_2031_Technical_MW_Before Competition Groups_41 | Creep Heat Controller | 0.03511% | 0 | 0.29134 | Industrial_2031_Technical_MW_Before Competition Groups_Creep Heat Controller
Industrial | Ind ¦ Optimize Compressed Air Dryer | 2031 | Technical | MW | Before Competition Groups | 0.23956 | 0 | 0 | 829.878 | 0.00028867 | 42 | Industrial_2031_Technical_MW_Before Competition Groups_42 | Optimize Compressed Air Dryer | 0.02887% | 0 | 0.23956 | Industrial_2031_Technical_MW_Before Competition Groups_Optimize Compressed Air Dryer
Industrial | Ind ¦ Creep Heat Controller | 2031 | Achievable | MW | Before Competition Groups | 0 | 0 | 0 | 363.8944 | 0 | 31 | Industrial_2031_Achievable_MW_Before Competition Groups_31 | Creep Heat Controller | 0% | 0 | 0 | Industrial_2031_Achievable_MW_Before Competition Groups_Creep Heat Controller
Industrial | Ind ¦ Creep Heat Controller | 2031 | Economic | MW | Before Competition Groups | 0 | 0 | 0 | 756.3291 | 0 | 31 | Industrial_2031_Economic_MW_Before Competition Groups_31 | Creep Heat Controller | 0% | 0 | 0 | Industrial_2031_Economic_MW_Before Competition Groups_Creep Heat Controller
Industrial | Ind ¦ Efficient Transformer | 2031 | Achievable | MW | Before Competition Groups | 0 | 0 | 0 | 363.8944 | 0 | 32 | Industrial_2031_Achievable_MW_Before Competition Groups_32 | Efficient Transformer | 0% | 0 | 0 | Industrial_2031_Achievable_MW_Before Competition Groups_Efficient Transformer
Industrial | Ind ¦ Efficient Transformer | 2031 | Economic | MW | Before Competition Groups | 0 | 0 | 0 | 756.3291 | 0 | 32 | Industrial_2031_Economic_MW_Before Competition Groups_32 | Efficient Transformer | 0% | 0 | 0 | Industrial_2031_Economic_MW_Before Competition Groups_Efficient Transformer
Industrial | Ind ¦ Heat Lamps/Heat Pad | 2031 | Achievable | MW | Before Competition Groups | 0 | 0 | 0 | 363.8944 | 0 | 33 | Industrial_2031_Achievable_MW_Before Competition Groups_33 | Heat Lamps/Heat Pad | 0% | 0 | 0 | Industrial_2031_Achievable_MW_Before Competition Groups_Heat Lamps/Heat Pad
Industrial | Ind ¦ Heat Lamps/Heat Pad | 2031 | Economic | MW | Before Competition Groups | 0 | 0 | 0 | 756.3291 | 0 | 33 | Industrial_2031_Economic_MW_Before Competition Groups_33 | Heat Lamps/Heat Pad | 0% | 0 | 0 | Industrial_2031_Economic_MW_Before Competition Groups_Heat Lamps/Heat Pad
Industrial | Ind ¦ High Efficiency Welders | 2031 | Achievable | MW | Before Competition Groups | 0 | 0 | 0 | 363.8944 | 0 | 34 | Industrial_2031_Achievable_MW_Before Competition Groups_34 | High Efficiency Welders | 0% | 0 | 0 | Industrial_2031_Achievable_MW_Before Competition Groups_High Efficiency Welders
Industrial | Ind ¦ High Efficiency Welders | 2031 | Economic | MW | Before Competition Groups | 0 | 0 | 0 | 756.3291 | 0 | 34 | Industrial_2031_Economic_MW_Before Competition Groups_34 | High Efficiency Welders | 0% | 0 | 0 | Industrial_2031_Economic_MW_Before Competition Groups_High Efficiency Welders
Industrial | Ind ¦ HVLS Fans | 2031 | Achievable | MW | Before Competition Groups | 0 | 0 | 0 | 363.8944 | 0 | 35 | Industrial_2031_Achievable_MW_Before Competition Groups_35 | HVLS Fans | 0% | 0 | 0 | Industrial_2031_Achievable_MW_Before Competition Groups_HVLS Fans
Industrial | Ind ¦ HVLS Fans | 2031 | Economic | MW | Before Competition Groups | 0 | 0 | 0 | 756.3291 | 0 | 35 | Industrial_2031_Economic_MW_Before Competition Groups_35 | HVLS Fans | 0% | 0 | 0 | Industrial_2031_Economic_MW_Before Competition Groups_HVLS Fans
Industrial | Ind ¦ Optimize Compressed Air Dryer | 2031 | Achievable | MW | Before Competition Groups | 0 | 0 | 0 | 363.8944 | 0 | 36 | Industrial_2031_Achievable_MW_Before Competition Groups_36 | Optimize Compressed Air Dryer | 0% | 0 | 0 | Industrial_2031_Achievable_MW_Before Competition Groups_Optimize Compressed Air Dryer
Industrial | Ind ¦ Optimize Compressed Air Dryer | 2031 | Economic | MW | Before Competition Groups | 0 | 0 | 0 | 756.3291 | 0 | 36 | Industrial_2031_Economic_MW_Before Competition Groups_36 | Optimize Compressed Air Dryer | 0% | 0 | 0 | Industrial_2031_Economic_MW_Before Competition Groups_Optimize Compressed Air Dryer
Industrial | Ind ¦ Premium Efficient Motors | 2031 | Achievable | MW | Before Competition Groups | 0 | 0 | 0 | 363.8944 | 0 | 37 | Industrial_2031_Achievable_MW_Before Competition Groups_37 | Premium Efficient Motors | 0% | 0 | 0 | Industrial_2031_Achievable_MW_Before Competition Groups_Premium Efficient Motors
Industrial | Ind ¦ Premium Efficient Motors | 2031 | Economic | MW | Before Competition Groups | 0 | 0 | 0 | 756.3291 | 0 | 37 | Industrial_2031_Economic_MW_Before Competition Groups_37 | Premium Efficient Motors | 0% | 0 | 0 | Industrial_2031_Economic_MW_Before Competition Groups_Premium Efficient Motors
Industrial | Ind ¦ Synchronous Belts | 2031 | Achievable | MW | Before Competition Groups | 0 | 0 | 0 | 363.8944 | 0 | 38 | Industrial_2031_Achievable_MW_Before Competition Groups_38 | Synchronous Belts | 0% | 0 | 0 | Industrial_2031_Achievable_MW_Before Competition Groups_Synchronous Belts
Industrial | Ind ¦ Synchronous Belts | 2031 | Economic | MW | Before Competition Groups | 0 | 0 | 0 | 756.3291 | 0 | 38 | Industrial_2031_Economic_MW_Before Competition Groups_38 | Synchronous Belts | 0% | 0 | 0 | Industrial_2031_Economic_MW_Before Competition Groups_Synchronous Belts
Industrial | Ind ¦ Pump System Optimization | 2032 | Economic | MW | Before Competition Groups | 116.7841 | 0 | 0 | 775.3114 | 0.15063 | 1 | Industrial_2032_Economic_MW_Before Competition Groups_1 | Pump System Optimization | 15.06% | 0 | 116.7841 | Industrial_2032_Economic_MW_Before Competition Groups_Pump System Optimization
Industrial | Ind ¦ Pump System Optimization | 2032 | Achievable | MW | Before Competition Groups | 61.3585 | 0 | 0 | 418.3815 | 0.14666 | 1 | Industrial_2032_Achievable_MW_Before Competition Groups_1 | Pump System Optimization | 14.67% | 0 | 61.3585 | Industrial_2032_Achievable_MW_Before Competition Groups_Pump System Optimization
Industrial | Ind ¦ Pump System Optimization | 2032 | Technical | MW | Before Competition Groups | 119.0677 | 0 | 0 | 849.3831 | 0.14018 | 1 | Industrial_2032_Technical_MW_Before Competition Groups_1 | Pump System Optimization | 14.02% | 0 | 119.0677 | Industrial_2032_Technical_MW_Before Competition Groups_Pump System Optimization
Industrial | Ind ¦ HE Lighting | 2032 | Economic | MW | Before Competition Groups | 87.4481 | 0 | 0 | 775.3114 | 0.11279 | 2 | Industrial_2032_Economic_MW_Before Competition Groups_2 | HE Lighting | 11.28% | 0 | 87.4481 | Industrial_2032_Economic_MW_Before Competition Groups_HE Lighting
Industrial | Ind ¦ HE Lighting | 2032 | Technical | MW | Before Competition Groups | 94.0148 | 0 | 0 | 849.3831 | 0.11069 | 2 | Industrial_2032_Technical_MW_Before Competition Groups_2 | HE Lighting | 11.07% | 0 | 94.0148 | Industrial_2032_Technical_MW_Before Competition Groups_HE Lighting
Industrial | Ind ¦ Air Leak Survey and Repair | 2032 | Achievable | MW | Before Competition Groups | 45.7302 | 0 | 0 | 418.3815 | 0.1093 | 2 | Industrial_2032_Achievable_MW_Before Competition Groups_2 | Air Leak Survey and Repair | 10.93% | 0 | 45.7302 | Industrial_2032_Achievable_MW_Before Competition Groups_Air Leak Survey and Repair
Industrial | Ind ¦ Greenhouse Grow Lights | 2032 | Achievable | MW | Before Competition Groups | 42.6714 | 0 | 0 | 418.3815 | 0.10199 | 3 | Industrial_2032_Achievable_MW_Before Competition Groups_3 | Greenhouse Grow Lights | 10.2% | 0 | 42.6714 | Industrial_2032_Achievable_MW_Before Competition Groups_Greenhouse Grow Lights
Industrial | Ind ¦ Greenhouse Grow Lights | 2032 | Economic | MW | Before Competition Groups | 72.8636 | 0 | 0 | 775.3114 | 0.09398 | 3 | Industrial_2032_Economic_MW_Before Competition Groups_3 | Greenhouse Grow Lights | 9.398% | 0 | 72.8636 | Industrial_2032_Economic_MW_Before Competition Groups_Greenhouse Grow Lights
Industrial | Ind ¦ Air Compressor Optimization | 2032 | Achievable | MW | Before Competition Groups | 38.9472 | 0 | 0 | 418.3815 | 0.09309 | 4 | Industrial_2032_Achievable_MW_Before Competition Groups_4 | Air Compressor Optimization | 9.309% | 0 | 38.9472 | Industrial_2032_Achievable_MW_Before Competition Groups_Air Compressor Optimization
Industrial | Ind ¦ Air Leak Survey and Repair | 2032 | Economic | MW | Before Competition Groups | 70.851 | 0 | 0 | 775.3114 | 0.091384 | 4 | Industrial_2032_Economic_MW_Before Competition Groups_4 | Air Leak Survey and Repair | 9.138% | 0 | 70.851 | Industrial_2032_Economic_MW_Before Competition Groups_Air Leak Survey and Repair
Industrial | Ind ¦ Greenhouse Grow Lights | 2032 | Technical | MW | Before Competition Groups | 72.8636 | 0 | 0 | 849.3831 | 0.085784 | 3 | Industrial_2032_Technical_MW_Before Competition Groups_3 | Greenhouse Grow Lights | 8.578% | 0 | 72.8636 | Industrial_2032_Technical_MW_Before Competition Groups_Greenhouse Grow Lights
Industrial | Ind ¦ Recommissioning | 2032 | Achievable | MW | Before Competition Groups | 35.4202 | 0 | 0 | 418.3815 | 0.08466 | 5 | Industrial_2032_Achievable_MW_Before Competition Groups_5 | Recommissioning | 8.466% | 0 | 35.4202 | Industrial_2032_Achievable_MW_Before Competition Groups_Recommissioning
Industrial | Ind ¦ SEM | 2032 | Achievable | MW | Before Competition Groups | 35.4202 | 0 | 0 | 418.3815 | 0.08466 | 6 | Industrial_2032_Achievable_MW_Before Competition Groups_6 | SEM | 8.466% | 0 | 35.4202 | Industrial_2032_Achievable_MW_Before Competition Groups_SEM
Industrial | Ind ¦ Air Leak Survey and Repair | 2032 | Technical | MW | Before Competition Groups | 70.851 | 0 | 0 | 849.3831 | 0.083415 | 4 | Industrial_2032_Technical_MW_Before Competition Groups_4 | Air Leak Survey and Repair | 8.341% | 0 | 70.851 | Industrial_2032_Technical_MW_Before Competition Groups_Air Leak Survey and Repair
Industrial | Ind ¦ Air Compressor Optimization | 2032 | Economic | MW | Before Competition Groups | 59.305 | 0 | 0 | 775.3114 | 0.076492 | 5 | Industrial_2032_Economic_MW_Before Competition Groups_5 | Air Compressor Optimization | 7.649% | 0 | 59.305 | Industrial_2032_Economic_MW_Before Competition Groups_Air Compressor Optimization
Industrial | Ind ¦ Pump Equipment Upgrade | 2032 | Achievable | MW | Before Competition Groups | 31.3921 | 0 | 0 | 418.3815 | 0.075032 | 7 | Industrial_2032_Achievable_MW_Before Competition Groups_7 | Pump Equipment Upgrade | 7.503% | 0 | 31.3921 | Industrial_2032_Achievable_MW_Before Competition Groups_Pump Equipment Upgrade
Industrial | Ind ¦ Pump Equipment Upgrade | 2032 | Economic | MW | Before Competition Groups | 55.929 | 0 | 0 | 775.3114 | 0.072137 | 6 | Industrial_2032_Economic_MW_Before Competition Groups_6 | Pump Equipment Upgrade | 7.214% | 0 | 55.929 | Industrial_2032_Economic_MW_Before Competition Groups_Pump Equipment Upgrade
Industrial | Ind ¦ Air Compressor Optimization | 2032 | Technical | MW | Before Competition Groups | 59.305 | 0 | 0 | 849.3831 | 0.069821 | 5 | Industrial_2032_Technical_MW_Before Competition Groups_5 | Air Compressor Optimization | 6.982% | 0 | 59.305 | Industrial_2032_Technical_MW_Before Competition Groups_Air Compressor Optimization
Industrial | Ind ¦ Recommissioning | 2032 | Economic | MW | Before Competition Groups | 53.8657 | 0 | 0 | 775.3114 | 0.069476 | 7 | Industrial_2032_Economic_MW_Before Competition Groups_7 | Recommissioning | 6.948% | 0 | 53.8657 | Industrial_2032_Economic_MW_Before Competition Groups_Recommissioning
Industrial | Ind ¦ SEM | 2032 | Economic | MW | Before Competition Groups | 53.8657 | 0 | 0 | 775.3114 | 0.069476 | 8 | Industrial_2032_Economic_MW_Before Competition Groups_8 | SEM | 6.948% | 0 | 53.8657 | Industrial_2032_Economic_MW_Before Competition Groups_SEM
Industrial | Ind ¦ Efficient Compressed Air Nozzles | 2032 | Economic | MW | Before Competition Groups | 51.3623 | 0 | 0 | 775.3114 | 0.066247 | 9 | Industrial_2032_Economic_MW_Before Competition Groups_9 | Efficient Compressed Air Nozzles | 6.625% | 0 | 51.3623 | Industrial_2032_Economic_MW_Before Competition Groups_Efficient Compressed Air Nozzles
Industrial | Ind ¦ Pump Equipment Upgrade | 2032 | Technical | MW | Before Competition Groups | 55.929 | 0 | 0 | 849.3831 | 0.065847 | 6 | Industrial_2032_Technical_MW_Before Competition Groups_6 | Pump Equipment Upgrade | 6.585% | 0 | 55.929 | Industrial_2032_Technical_MW_Before Competition Groups_Pump Equipment Upgrade
Industrial | Ind ¦ Recommissioning | 2032 | Technical | MW | Before Competition Groups | 53.8657 | 0 | 0 | 849.3831 | 0.063417 | 7 | Industrial_2032_Technical_MW_Before Competition Groups_7 | Recommissioning | 6.342% | 0 | 53.8657 | Industrial_2032_Technical_MW_Before Competition Groups_Recommissioning
Industrial | Ind ¦ SEM | 2032 | Technical | MW | Before Competition Groups | 53.8657 | 0 | 0 | 849.3831 | 0.063417 | 8 | Industrial_2032_Technical_MW_Before Competition Groups_8 | SEM | 6.342% | 0 | 53.8657 | Industrial_2032_Technical_MW_Before Competition Groups_SEM
Industrial | Ind ¦ Efficient Compressed Air Nozzles | 2032 | Achievable | MW | Before Competition Groups | 25.7284 | 0 | 0 | 418.3815 | 0.061495 | 8 | Industrial_2032_Achievable_MW_Before Competition Groups_8 | Efficient Compressed Air Nozzles | 6.15% | 0 | 25.7284 | Industrial_2032_Achievable_MW_Before Competition Groups_Efficient Compressed Air Nozzles
Industrial | Ind ¦ Efficient Compressed Air Nozzles | 2032 | Technical | MW | Before Competition Groups | 51.3623 | 0 | 0 | 849.3831 | 0.06047 | 9 | Industrial_2032_Technical_MW_Before Competition Groups_9 | Efficient Compressed Air Nozzles | 6.047% | 0 | 51.3623 | Industrial_2032_Technical_MW_Before Competition Groups_Efficient Compressed Air Nozzles
Industrial | Ind ¦ HE Lighting | 2032 | Achievable | MW | Before Competition Groups | 23.723 | 0 | 0 | 418.3815 | 0.056702 | 9 | Industrial_2032_Achievable_MW_Before Competition Groups_9 | HE Lighting | 5.67% | 0 | 23.723 | Industrial_2032_Achievable_MW_Before Competition Groups_HE Lighting
Industrial | Ind ¦ High Efficiency HVAC Fans | 2032 | Achievable | MW | Before Competition Groups | 23.0021 | 0 | 0 | 418.3815 | 0.054979 | 10 | Industrial_2032_Achievable_MW_Before Competition Groups_10 | High Efficiency HVAC Fans | 5.498% | 0 | 23.0021 | Industrial_2032_Achievable_MW_Before Competition Groups_High Efficiency HVAC Fans
Industrial | Ind ¦ High Efficiency HVAC Fans | 2032 | Economic | MW | Before Competition Groups | 37.8328 | 0 | 0 | 775.3114 | 0.048797 | 10 | Industrial_2032_Economic_MW_Before Competition Groups_10 | High Efficiency HVAC Fans | 4.88% | 0 | 37.8328 | Industrial_2032_Economic_MW_Before Competition Groups_High Efficiency HVAC Fans
Industrial | Ind ¦ High Efficiency HVAC Fans | 2032 | Technical | MW | Before Competition Groups | 37.8328 | 0 | 0 | 849.3831 | 0.044541 | 10 | Industrial_2032_Technical_MW_Before Competition Groups_10 | High Efficiency HVAC Fans | 4.454% | 0 | 37.8328 | Industrial_2032_Technical_MW_Before Competition Groups_High Efficiency HVAC Fans
Industrial | Ind ¦ Fan System Optimization | 2032 | Achievable | MW | Before Competition Groups | 13.3112 | 0 | 0 | 418.3815 | 0.031816 | 11 | Industrial_2032_Achievable_MW_Before Competition Groups_11 | Fan System Optimization | 3.182% | 0 | 13.3112 | Industrial_2032_Achievable_MW_Before Competition Groups_Fan System Optimization
Industrial | Ind ¦ Fan System Optimization | 2032 | Economic | MW | Before Competition Groups | 20.0734 | 0 | 0 | 775.3114 | 0.025891 | 11 | Industrial_2032_Economic_MW_Before Competition Groups_11 | Fan System Optimization | 2.589% | 0 | 20.0734 | Industrial_2032_Economic_MW_Before Competition Groups_Fan System Optimization
Industrial | Ind ¦ Process Optimization (Elec) | 2032 | Economic | MW | Before Competition Groups | 19.8221 | 0 | 0 | 775.3114 | 0.025567 | 12 | Industrial_2032_Economic_MW_Before Competition Groups_12 | Process Optimization (Elec) | 2.557% | 0 | 19.8221 | Industrial_2032_Economic_MW_Before Competition Groups_Process Optimization (Elec)
Industrial | Ind ¦ Improved Controls - Process Cooling | 2032 | Achievable | MW | Before Competition Groups | 10.0958 | 0 | 0 | 418.3815 | 0.024131 | 12 | Industrial_2032_Achievable_MW_Before Competition Groups_12 | Improved Controls - Process Cooling | 2.413% | 0 | 10.0958 | Industrial_2032_Achievable_MW_Before Competition Groups_Improved Controls - Process Cooling
Industrial | Ind ¦ Fan System Optimization | 2032 | Technical | MW | Before Competition Groups | 20.0734 | 0 | 0 | 849.3831 | 0.023633 | 11 | Industrial_2032_Technical_MW_Before Competition Groups_11 | Fan System Optimization | 2.363% | 0 | 20.0734 | Industrial_2032_Technical_MW_Before Competition Groups_Fan System Optimization
Industrial | Ind ¦ Process Optimization (Elec) | 2032 | Technical | MW | Before Competition Groups | 19.8221 | 0 | 0 | 849.3831 | 0.023337 | 12 | Industrial_2032_Technical_MW_Before Competition Groups_12 | Process Optimization (Elec) | 2.334% | 0 | 19.8221 | Industrial_2032_Technical_MW_Before Competition Groups_Process Optimization (Elec)
Industrial | Ind ¦ Premium Efficient Motors | 2032 | Technical | MW | Before Competition Groups | 18.2006 | 0 | 0 | 849.3831 | 0.021428 | 13 | Industrial_2032_Technical_MW_Before Competition Groups_13 | Premium Efficient Motors | 2.143% | 0 | 18.2006 | Industrial_2032_Technical_MW_Before Competition Groups_Premium Efficient Motors
Industrial | Ind ¦ Improved Controls - Process Cooling | 2032 | Economic | MW | Before Competition Groups | 15.3067 | 0 | 0 | 775.3114 | 0.019743 | 13 | Industrial_2032_Economic_MW_Before Competition Groups_13 | Improved Controls - Process Cooling | 1.974% | 0 | 15.3067 | Industrial_2032_Economic_MW_Before Competition Groups_Improved Controls - Process Cooling
Industrial | Ind ¦ Improved Controls - Process Cooling | 2032 | Technical | MW | Before Competition Groups | 15.3067 | 0 | 0 | 849.3831 | 0.018021 | 14 | Industrial_2032_Technical_MW_Before Competition Groups_14 | Improved Controls - Process Cooling | 1.802% | 0 | 15.3067 | Industrial_2032_Technical_MW_Before Competition Groups_Improved Controls - Process Cooling
Industrial | Ind ¦ Pulp and Paper Process Improvements | 2032 | Achievable | MW | Before Competition Groups | 4.6229 | 0 | 0 | 418.3815 | 0.011049 | 13 | Industrial_2032_Achievable_MW_Before Competition Groups_13 | Pulp and Paper Process Improvements | 1.105% | 0 | 4.6229 | Industrial_2032_Achievable_MW_Before Competition Groups_Pulp and Paper Process Improvements
Industrial | Ind ¦ HVLS Fans | 2032 | Technical | MW | Before Competition Groups | 9.3207 | 0 | 0 | 849.3831 | 0.010973 | 15 | Industrial_2032_Technical_MW_Before Competition Groups_15 | HVLS Fans | 1.097% | 0 | 9.3207 | Industrial_2032_Technical_MW_Before Competition Groups_HVLS Fans
Industrial | Ind ¦ Ventilation Optimization | 2032 | Technical | MW | Before Competition Groups | 9.1743 | 0 | 0 | 849.3831 | 0.010801 | 16 | Industrial_2032_Technical_MW_Before Competition Groups_16 | Ventilation Optimization | 1.08% | 0 | 9.1743 | Industrial_2032_Technical_MW_Before Competition Groups_Ventilation Optimization
Industrial | Ind ¦ Material Handling Improvements | 2032 | Achievable | MW | Before Competition Groups | 4.4882 | 0 | 0 | 418.3815 | 0.010728 | 14 | Industrial_2032_Achievable_MW_Before Competition Groups_14 | Material Handling Improvements | 1.073% | 0 | 4.4882 | Industrial_2032_Achievable_MW_Before Competition Groups_Material Handling Improvements
Industrial | Ind ¦ Efficient Irrigation | 2032 | Economic | MW | Before Competition Groups | 8.0092 | 0 | 0 | 775.3114 | 0.01033 | 14 | Industrial_2032_Economic_MW_Before Competition Groups_14 | Efficient Irrigation | 1.033% | 0 | 8.0092 | Industrial_2032_Economic_MW_Before Competition Groups_Efficient Irrigation
Industrial | Ind ¦ Pulp and Paper Process Improvements | 2032 | Economic | MW | Before Competition Groups | 7.551 | 0 | 0 | 775.3114 | 0.0097393 | 15 | Industrial_2032_Economic_MW_Before Competition Groups_15 | Pulp and Paper Process Improvements | 0.9739% | 0 | 7.551 | Industrial_2032_Economic_MW_Before Competition Groups_Pulp and Paper Process Improvements
Industrial | Ind ¦ HE HVAC Controls | 2032 | Technical | MW | Before Competition Groups | 8.2713 | 0 | 0 | 849.3831 | 0.009738 | 17 | Industrial_2032_Technical_MW_Before Competition Groups_17 | HE HVAC Controls | 0.9738% | 0 | 8.2713 | Industrial_2032_Technical_MW_Before Competition Groups_HE HVAC Controls
Industrial | Ind ¦ Efficient Irrigation | 2032 | Technical | MW | Before Competition Groups | 8.0092 | 0 | 0 | 849.3831 | 0.0094295 | 18 | Industrial_2032_Technical_MW_Before Competition Groups_18 | Efficient Irrigation | 0.9429% | 0 | 8.0092 | Industrial_2032_Technical_MW_Before Competition Groups_Efficient Irrigation
Industrial | Ind ¦ Pulp and Paper Process Improvements | 2032 | Technical | MW | Before Competition Groups | 7.551 | 0 | 0 | 849.3831 | 0.0088899 | 19 | Industrial_2032_Technical_MW_Before Competition Groups_19 | Pulp and Paper Process Improvements | 0.889% | 0 | 7.551 | Industrial_2032_Technical_MW_Before Competition Groups_Pulp and Paper Process Improvements
Industrial | Ind ¦ Material Handling Improvements | 2032 | Economic | MW | Before Competition Groups | 6.8908 | 0 | 0 | 775.3114 | 0.0088878 | 16 | Industrial_2032_Economic_MW_Before Competition Groups_16 | Material Handling Improvements | 0.8888% | 0 | 6.8908 | Industrial_2032_Economic_MW_Before Competition Groups_Material Handling Improvements
Industrial | Ind ¦ Free Cooling | 2032 | Economic | MW | Before Competition Groups | 6.8218 | 0 | 0 | 775.3114 | 0.0087987 | 17 | Industrial_2032_Economic_MW_Before Competition Groups_17 | Free Cooling | 0.8799% | 0 | 6.8218 | Industrial_2032_Economic_MW_Before Competition Groups_Free Cooling
Industrial | Ind ¦ HE HVAC Units | 2032 | Technical | MW | Before Competition Groups | 7.395 | 0 | 0 | 849.3831 | 0.0087063 | 20 | Industrial_2032_Technical_MW_Before Competition Groups_20 | HE HVAC Units | 0.8706% | 0 | 7.395 | Industrial_2032_Technical_MW_Before Competition Groups_HE HVAC Units
Industrial | Ind ¦ Material Handling Improvements | 2032 | Technical | MW | Before Competition Groups | 6.8908 | 0 | 0 | 849.3831 | 0.0081128 | 21 | Industrial_2032_Technical_MW_Before Competition Groups_21 | Material Handling Improvements | 0.8113% | 0 | 6.8908 | Industrial_2032_Technical_MW_Before Competition Groups_Material Handling Improvements
Industrial | Ind ¦ Free Cooling | 2032 | Technical | MW | Before Competition Groups | 6.8218 | 0 | 0 | 849.3831 | 0.0080314 | 22 | Industrial_2032_Technical_MW_Before Competition Groups_22 | Free Cooling | 0.8031% | 0 | 6.8218 | Industrial_2032_Technical_MW_Before Competition Groups_Free Cooling
Industrial | Ind ¦ Refiner Plate Improvements | 2032 | Economic | MW | Before Competition Groups | 5.8508 | 0 | 0 | 775.3114 | 0.0075464 | 18 | Industrial_2032_Economic_MW_Before Competition Groups_18 | Refiner Plate Improvements | 0.7546% | 0 | 5.8508 | Industrial_2032_Economic_MW_Before Competition Groups_Refiner Plate Improvements
Industrial | Ind ¦ Refiner Plate Improvements | 2032 | Technical | MW | Before Competition Groups | 5.8508 | 0 | 0 | 849.3831 | 0.0068883 | 23 | Industrial_2032_Technical_MW_Before Competition Groups_23 | Refiner Plate Improvements | 0.6888% | 0 | 5.8508 | Industrial_2032_Technical_MW_Before Competition Groups_Refiner Plate Improvements
Industrial | Ind ¦ Refiner Plate Improvements | 2032 | Achievable | MW | Before Competition Groups | 2.8532 | 0 | 0 | 418.3815 | 0.0068196 | 15 | Industrial_2032_Achievable_MW_Before Competition Groups_15 | Refiner Plate Improvements | 0.682% | 0 | 2.8532 | Industrial_2032_Achievable_MW_Before Competition Groups_Refiner Plate Improvements
Industrial | Ind ¦ Efficient Irrigation | 2032 | Achievable | MW | Before Competition Groups | 2.6827 | 0 | 0 | 418.3815 | 0.006412 | 16 | Industrial_2032_Achievable_MW_Before Competition Groups_16 | Efficient Irrigation | 0.6412% | 0 | 2.6827 | Industrial_2032_Achievable_MW_Before Competition Groups_Efficient Irrigation
Industrial | Ind ¦ Chiller Optimization | 2032 | Technical | MW | Before Competition Groups | 5.3416 | 0 | 0 | 849.3831 | 0.0062889 | 24 | Industrial_2032_Technical_MW_Before Competition Groups_24 | Chiller Optimization | 0.6289% | 0 | 5.3416 | Industrial_2032_Technical_MW_Before Competition Groups_Chiller Optimization
Industrial | Ind ¦ VAV Conversion Project | 2032 | Achievable | MW | Before Competition Groups | 2.5296 | 0 | 0 | 418.3815 | 0.0060462 | 17 | Industrial_2032_Achievable_MW_Before Competition Groups_17 | VAV Conversion Project | 0.6046% | 0 | 2.5296 | Industrial_2032_Achievable_MW_Before Competition Groups_VAV Conversion Project
Industrial | Ind ¦ Process Optimization (Elec) | 2032 | Achievable | MW | Before Competition Groups | 2.409 | 0 | 0 | 418.3815 | 0.0057578 | 18 | Industrial_2032_Achievable_MW_Before Competition Groups_18 | Process Optimization (Elec) | 0.5758% | 0 | 2.409 | Industrial_2032_Achievable_MW_Before Competition Groups_Process Optimization (Elec)
Industrial | Ind ¦ Cold Storage Retrofit | 2032 | Technical | MW | Before Competition Groups | 4.856 | 0 | 0 | 849.3831 | 0.0057171 | 25 | Industrial_2032_Technical_MW_Before Competition Groups_25 | Cold Storage Retrofit | 0.5717% | 0 | 4.856 | Industrial_2032_Technical_MW_Before Competition Groups_Cold Storage Retrofit
Industrial | Ind ¦ Ventilation Optimization | 2032 | Achievable | MW | Before Competition Groups | 2.2637 | 0 | 0 | 418.3815 | 0.0054105 | 19 | Industrial_2032_Achievable_MW_Before Competition Groups_19 | Ventilation Optimization | 0.5411% | 0 | 2.2637 | Industrial_2032_Achievable_MW_Before Competition Groups_Ventilation Optimization
Industrial | Ind ¦ Cooling Tower Optimization | 2032 | Economic | MW | Before Competition Groups | 4.0527 | 0 | 0 | 775.3114 | 0.0052272 | 19 | Industrial_2032_Economic_MW_Before Competition Groups_19 | Cooling Tower Optimization | 0.5227% | 0 | 4.0527 | Industrial_2032_Economic_MW_Before Competition Groups_Cooling Tower Optimization
Industrial | Ind ¦ VAV Conversion Project | 2032 | Economic | MW | Before Competition Groups | 3.7343 | 0 | 0 | 775.3114 | 0.0048166 | 20 | Industrial_2032_Economic_MW_Before Competition Groups_20 | VAV Conversion Project | 0.4817% | 0 | 3.7343 | Industrial_2032_Economic_MW_Before Competition Groups_VAV Conversion Project
Industrial | Ind ¦ Cooling Tower Optimization | 2032 | Technical | MW | Before Competition Groups | 4.0527 | 0 | 0 | 849.3831 | 0.0047714 | 26 | Industrial_2032_Technical_MW_Before Competition Groups_26 | Cooling Tower Optimization | 0.4771% | 0 | 4.0527 | Industrial_2032_Technical_MW_Before Competition Groups_Cooling Tower Optimization
Industrial | Ind ¦ Ventilation Optimization | 2032 | Economic | MW | Before Competition Groups | 3.4552 | 0 | 0 | 775.3114 | 0.0044566 | 21 | Industrial_2032_Economic_MW_Before Competition Groups_21 | Ventilation Optimization | 0.4457% | 0 | 3.4552 | Industrial_2032_Economic_MW_Before Competition Groups_Ventilation Optimization
Industrial | Ind ¦ VAV Conversion Project | 2032 | Technical | MW | Before Competition Groups | 3.7343 | 0 | 0 | 849.3831 | 0.0043965 | 27 | Industrial_2032_Technical_MW_Before Competition Groups_27 | VAV Conversion Project | 0.4397% | 0 | 3.7343 | Industrial_2032_Technical_MW_Before Competition Groups_VAV Conversion Project
Industrial | Ind ¦ High Efficiency Battery Charger | 2032 | Achievable | MW | Before Competition Groups | 1.5596 | 0 | 0 | 418.3815 | 0.0037276 | 20 | Industrial_2032_Achievable_MW_Before Competition Groups_20 | High Efficiency Battery Charger | 0.3728% | 0 | 1.5596 | Industrial_2032_Achievable_MW_Before Competition Groups_High Efficiency Battery Charger
Industrial | Ind ¦ Process Heat Recovery | 2032 | Achievable | MW | Before Competition Groups | 1.5486 | 0 | 0 | 418.3815 | 0.0037014 | 21 | Industrial_2032_Achievable_MW_Before Competition Groups_21 | Process Heat Recovery | 0.3701% | 0 | 1.5486 | Industrial_2032_Achievable_MW_Before Competition Groups_Process Heat Recovery
Industrial | Ind ¦ High Efficiency Battery Charger | 2032 | Economic | MW | Before Competition Groups | 2.6671 | 0 | 0 | 775.3114 | 0.00344 | 22 | Industrial_2032_Economic_MW_Before Competition Groups_22 | High Efficiency Battery Charger | 0.344% | 0 | 2.6671 | Industrial_2032_Economic_MW_Before Competition Groups_High Efficiency Battery Charger
Industrial | Ind ¦ High Efficiency Battery Charger | 2032 | Technical | MW | Before Competition Groups | 2.6671 | 0 | 0 | 849.3831 | 0.0031401 | 28 | Industrial_2032_Technical_MW_Before Competition Groups_28 | High Efficiency Battery Charger | 0.314% | 0 | 2.6671 | Industrial_2032_Technical_MW_Before Competition Groups_High Efficiency Battery Charger
Industrial | Ind ¦ Process Improvements | 2032 | Achievable | MW | Before Competition Groups | 1.2846 | 0 | 0 | 418.3815 | 0.0030704 | 22 | Industrial_2032_Achievable_MW_Before Competition Groups_22 | Process Improvements | 0.307% | 0 | 1.2846 | Industrial_2032_Achievable_MW_Before Competition Groups_Process Improvements
Industrial | Ind ¦ Process Heat Recovery | 2032 | Economic | MW | Before Competition Groups | 2.3673 | 0 | 0 | 775.3114 | 0.0030534 | 23 | Industrial_2032_Economic_MW_Before Competition Groups_23 | Process Heat Recovery | 0.3053% | 0 | 2.3673 | Industrial_2032_Economic_MW_Before Competition Groups_Process Heat Recovery
Industrial | Ind ¦ Synchronous Belts | 2032 | Technical | MW | Before Competition Groups | 2.5268 | 0 | 0 | 849.3831 | 0.0029749 | 29 | Industrial_2032_Technical_MW_Before Competition Groups_29 | Synchronous Belts | 0.2975% | 0 | 2.5268 | Industrial_2032_Technical_MW_Before Competition Groups_Synchronous Belts
Industrial | Ind ¦ Process Heat Recovery | 2032 | Technical | MW | Before Competition Groups | 2.3673 | 0 | 0 | 849.3831 | 0.0027871 | 30 | Industrial_2032_Technical_MW_Before Competition Groups_30 | Process Heat Recovery | 0.2787% | 0 | 2.3673 | Industrial_2032_Technical_MW_Before Competition Groups_Process Heat Recovery
Industrial | Ind ¦ Dairy Pre-Cooler | 2032 | Economic | MW | Before Competition Groups | 2.139 | 0 | 0 | 775.3114 | 0.0027588 | 24 | Industrial_2032_Economic_MW_Before Competition Groups_24 | Dairy Pre-Cooler | 0.2759% | 0 | 2.139 | Industrial_2032_Economic_MW_Before Competition Groups_Dairy Pre-Cooler
Industrial | Ind ¦ Free Cooling | 2032 | Achievable | MW | Before Competition Groups | 1.0943 | 0 | 0 | 418.3815 | 0.0026156 | 23 | Industrial_2032_Achievable_MW_Before Competition Groups_23 | Free Cooling | 0.2616% | 0 | 1.0943 | Industrial_2032_Achievable_MW_Before Competition Groups_Free Cooling
Industrial | Ind ¦ Dairy Pre-Cooler | 2032 | Technical | MW | Before Competition Groups | 2.139 | 0 | 0 | 849.3831 | 0.0025182 | 31 | Industrial_2032_Technical_MW_Before Competition Groups_31 | Dairy Pre-Cooler | 0.2518% | 0 | 2.139 | Industrial_2032_Technical_MW_Before Competition Groups_Dairy Pre-Cooler
Industrial | Ind ¦ Refrigeration Compressor VFD | 2032 | Achievable | MW | Before Competition Groups | 1.0516 | 0 | 0 | 418.3815 | 0.0025135 | 24 | Industrial_2032_Achievable_MW_Before Competition Groups_24 | Refrigeration Compressor VFD | 0.2514% | 0 | 1.0516 | Industrial_2032_Achievable_MW_Before Competition Groups_Refrigeration Compressor VFD
Industrial | Ind ¦ Process Improvements | 2032 | Economic | MW | Before Competition Groups | 1.9124 | 0 | 0 | 775.3114 | 0.0024667 | 25 | Industrial_2032_Economic_MW_Before Competition Groups_25 | Process Improvements | 0.2467% | 0 | 1.9124 | Industrial_2032_Economic_MW_Before Competition Groups_Process Improvements
Industrial | Ind ¦ Refrigeration Compressor VFD | 2032 | Economic | MW | Before Competition Groups | 1.7774 | 0 | 0 | 775.3114 | 0.0022925 | 26 | Industrial_2032_Economic_MW_Before Competition Groups_26 | Refrigeration Compressor VFD | 0.2292% | 0 | 1.7774 | Industrial_2032_Economic_MW_Before Competition Groups_Refrigeration Compressor VFD
Industrial | Ind ¦ Process Improvements | 2032 | Technical | MW | Before Competition Groups | 1.9124 | 0 | 0 | 849.3831 | 0.0022516 | 32 | Industrial_2032_Technical_MW_Before Competition Groups_32 | Process Improvements | 0.2252% | 0 | 1.9124 | Industrial_2032_Technical_MW_Before Competition Groups_Process Improvements
Industrial | Ind ¦ Dairy Pre-Cooler | 2032 | Achievable | MW | Before Competition Groups | 0.92591 | 0 | 0 | 418.3815 | 0.0022131 | 25 | Industrial_2032_Achievable_MW_Before Competition Groups_25 | Dairy Pre-Cooler | 0.2213% | 0 | 0.92591 | Industrial_2032_Achievable_MW_Before Competition Groups_Dairy Pre-Cooler
Industrial | Ind ¦ Refrigeration Compressor VFD | 2032 | Technical | MW | Before Competition Groups | 1.7774 | 0 | 0 | 849.3831 | 0.0020925 | 33 | Industrial_2032_Technical_MW_Before Competition Groups_33 | Refrigeration Compressor VFD | 0.2093% | 0 | 1.7774 | Industrial_2032_Technical_MW_Before Competition Groups_Refrigeration Compressor VFD
Industrial | Ind ¦ Improved Controls - Process Heating | 2032 | Achievable | MW | Before Competition Groups | 0.82475 | 0 | 0 | 418.3815 | 0.0019713 | 26 | Industrial_2032_Achievable_MW_Before Competition Groups_26 | Improved Controls - Process Heating | 0.1971% | 0 | 0.82475 | Industrial_2032_Achievable_MW_Before Competition Groups_Improved Controls - Process Heating
Industrial | Ind ¦ Improved Controls - Process Heating | 2032 | Economic | MW | Before Competition Groups | 1.2562 | 0 | 0 | 775.3114 | 0.0016202 | 27 | Industrial_2032_Economic_MW_Before Competition Groups_27 | Improved Controls - Process Heating | 0.162% | 0 | 1.2562 | Industrial_2032_Economic_MW_Before Competition Groups_Improved Controls - Process Heating
Industrial | Ind ¦ Efficient Transformer | 2032 | Technical | MW | Before Competition Groups | 1.338 | 0 | 0 | 849.3831 | 0.0015753 | 34 | Industrial_2032_Technical_MW_Before Competition Groups_34 | Efficient Transformer | 0.1575% | 0 | 1.338 | Industrial_2032_Technical_MW_Before Competition Groups_Efficient Transformer
Industrial | Ind ¦ High Efficiency Welders | 2032 | Technical | MW | Before Competition Groups | 1.2849 | 0 | 0 | 849.3831 | 0.0015128 | 35 | Industrial_2032_Technical_MW_Before Competition Groups_35 | High Efficiency Welders | 0.1513% | 0 | 1.2849 | Industrial_2032_Technical_MW_Before Competition Groups_High Efficiency Welders
Industrial | Ind ¦ Improved Controls - Process Heating | 2032 | Technical | MW | Before Competition Groups | 1.2562 | 0 | 0 | 849.3831 | 0.0014789 | 36 | Industrial_2032_Technical_MW_Before Competition Groups_36 | Improved Controls - Process Heating | 0.1479% | 0 | 1.2562 | Industrial_2032_Technical_MW_Before Competition Groups_Improved Controls - Process Heating
Industrial | Ind ¦ Engine Block Heater Timer | 2032 | Achievable | MW | Before Competition Groups | 0.50257 | 0 | 0 | 418.3815 | 0.0012012 | 27 | Industrial_2032_Achievable_MW_Before Competition Groups_27 | Engine Block Heater Timer | 0.1201% | 0 | 0.50257 | Industrial_2032_Achievable_MW_Before Competition Groups_Engine Block Heater Timer
Industrial | Ind ¦ Engine Block Heater Timer | 2032 | Economic | MW | Before Competition Groups | 0.75394 | 0 | 0 | 775.3114 | 0.00097244 | 28 | Industrial_2032_Economic_MW_Before Competition Groups_28 | Engine Block Heater Timer | 0.09724% | 0 | 0.75394 | Industrial_2032_Economic_MW_Before Competition Groups_Engine Block Heater Timer
Industrial | Ind ¦ Cooling Tower Optimization | 2032 | Achievable | MW | Before Competition Groups | 0.3935 | 0 | 0 | 418.3815 | 0.00094053 | 28 | Industrial_2032_Achievable_MW_Before Competition Groups_28 | Cooling Tower Optimization | 0.09405% | 0 | 0.3935 | Industrial_2032_Achievable_MW_Before Competition Groups_Cooling Tower Optimization
Industrial | Ind ¦ Engine Block Heater Timer | 2032 | Technical | MW | Before Competition Groups | 0.75394 | 0 | 0 | 849.3831 | 0.00088763 | 37 | Industrial_2032_Technical_MW_Before Competition Groups_37 | Engine Block Heater Timer | 0.08876% | 0 | 0.75394 | Industrial_2032_Technical_MW_Before Competition Groups_Engine Block Heater Timer
Industrial | Ind ¦ Efficient Refrigeration Compressor | 2032 | Achievable | MW | Before Competition Groups | 0.33266 | 0 | 0 | 418.3815 | 0.0007951 | 29 | Industrial_2032_Achievable_MW_Before Competition Groups_29 | Efficient Refrigeration Compressor | 0.07951% | 0 | 0.33266 | Industrial_2032_Achievable_MW_Before Competition Groups_Efficient Refrigeration Compressor
Industrial | Ind ¦ Efficient Refrigeration Compressor | 2032 | Economic | MW | Before Competition Groups | 0.43112 | 0 | 0 | 775.3114 | 0.00055606 | 29 | Industrial_2032_Economic_MW_Before Competition Groups_29 | Efficient Refrigeration Compressor | 0.05561% | 0 | 0.43112 | Industrial_2032_Economic_MW_Before Competition Groups_Efficient Refrigeration Compressor
Industrial | Ind ¦ Heat Lamps/Heat Pad | 2032 | Technical | MW | Before Competition Groups | 0.43681 | 0 | 0 | 849.3831 | 0.00051427 | 38 | Industrial_2032_Technical_MW_Before Competition Groups_38 | Heat Lamps/Heat Pad | 0.05143% | 0 | 0.43681 | Industrial_2032_Technical_MW_Before Competition Groups_Heat Lamps/Heat Pad
Industrial | Ind ¦ Air Compressor Heat Recovery | 2032 | Achievable | MW | Before Competition Groups | 0.214 | 0 | 0 | 418.3815 | 0.0005115 | 30 | Industrial_2032_Achievable_MW_Before Competition Groups_30 | Air Compressor Heat Recovery | 0.05115% | 0 | 0.214 | Industrial_2032_Achievable_MW_Before Competition Groups_Air Compressor Heat Recovery
Industrial | Ind ¦ Efficient Refrigeration Compressor | 2032 | Technical | MW | Before Competition Groups | 0.43112 | 0 | 0 | 849.3831 | 0.00050757 | 39 | Industrial_2032_Technical_MW_Before Competition Groups_39 | Efficient Refrigeration Compressor | 0.05076% | 0 | 0.43112 | Industrial_2032_Technical_MW_Before Competition Groups_Efficient Refrigeration Compressor
Industrial | Ind ¦ Air Compressor Heat Recovery | 2032 | Economic | MW | Before Competition Groups | 0.33147 | 0 | 0 | 775.3114 | 0.00042754 | 30 | Industrial_2032_Economic_MW_Before Competition Groups_30 | Air Compressor Heat Recovery | 0.04275% | 0 | 0.33147 | Industrial_2032_Economic_MW_Before Competition Groups_Air Compressor Heat Recovery
Industrial | Ind ¦ Air Compressor Heat Recovery | 2032 | Technical | MW | Before Competition Groups | 0.33147 | 0 | 0 | 849.3831 | 0.00039025 | 40 | Industrial_2032_Technical_MW_Before Competition Groups_40 | Air Compressor Heat Recovery | 0.03903% | 0 | 0.33147 | Industrial_2032_Technical_MW_Before Competition Groups_Air Compressor Heat Recovery
Industrial | Ind ¦ Creep Heat Controller | 2032 | Technical | MW | Before Competition Groups | 0.29134 | 0 | 0 | 849.3831 | 0.000343 | 41 | Industrial_2032_Technical_MW_Before Competition Groups_41 | Creep Heat Controller | 0.0343% | 0 | 0.29134 | Industrial_2032_Technical_MW_Before Competition Groups_Creep Heat Controller
Industrial | Ind ¦ Optimize Compressed Air Dryer | 2032 | Technical | MW | Before Competition Groups | 0.23935 | 0 | 0 | 849.3831 | 0.00028179 | 42 | Industrial_2032_Technical_MW_Before Competition Groups_42 | Optimize Compressed Air Dryer | 0.02818% | 0 | 0.23935 | Industrial_2032_Technical_MW_Before Competition Groups_Optimize Compressed Air Dryer
Industrial | Ind ¦ Creep Heat Controller | 2032 | Achievable | MW | Before Competition Groups | 0 | 0 | 0 | 418.3815 | 0 | 31 | Industrial_2032_Achievable_MW_Before Competition Groups_31 | Creep Heat Controller | 0% | 0 | 0 | Industrial_2032_Achievable_MW_Before Competition Groups_Creep Heat Controller
Industrial | Ind ¦ Creep Heat Controller | 2032 | Economic | MW | Before Competition Groups | 0 | 0 | 0 | 775.3114 | 0 | 31 | Industrial_2032_Economic_MW_Before Competition Groups_31 | Creep Heat Controller | 0% | 0 | 0 | Industrial_2032_Economic_MW_Before Competition Groups_Creep Heat Controller
Industrial | Ind ¦ Efficient Transformer | 2032 | Achievable | MW | Before Competition Groups | 0 | 0 | 0 | 418.3815 | 0 | 32 | Industrial_2032_Achievable_MW_Before Competition Groups_32 | Efficient Transformer | 0% | 0 | 0 | Industrial_2032_Achievable_MW_Before Competition Groups_Efficient Transformer
Industrial | Ind ¦ Efficient Transformer | 2032 | Economic | MW | Before Competition Groups | 0 | 0 | 0 | 775.3114 | 0 | 32 | Industrial_2032_Economic_MW_Before Competition Groups_32 | Efficient Transformer | 0% | 0 | 0 | Industrial_2032_Economic_MW_Before Competition Groups_Efficient Transformer
Industrial | Ind ¦ Heat Lamps/Heat Pad | 2032 | Achievable | MW | Before Competition Groups | 0 | 0 | 0 | 418.3815 | 0 | 33 | Industrial_2032_Achievable_MW_Before Competition Groups_33 | Heat Lamps/Heat Pad | 0% | 0 | 0 | Industrial_2032_Achievable_MW_Before Competition Groups_Heat Lamps/Heat Pad
Industrial | Ind ¦ Heat Lamps/Heat Pad | 2032 | Economic | MW | Before Competition Groups | 0 | 0 | 0 | 775.3114 | 0 | 33 | Industrial_2032_Economic_MW_Before Competition Groups_33 | Heat Lamps/Heat Pad | 0% | 0 | 0 | Industrial_2032_Economic_MW_Before Competition Groups_Heat Lamps/Heat Pad
Industrial | Ind ¦ High Efficiency Welders | 2032 | Achievable | MW | Before Competition Groups | 0 | 0 | 0 | 418.3815 | 0 | 34 | Industrial_2032_Achievable_MW_Before Competition Groups_34 | High Efficiency Welders | 0% | 0 | 0 | Industrial_2032_Achievable_MW_Before Competition Groups_High Efficiency Welders
Industrial | Ind ¦ High Efficiency Welders | 2032 | Economic | MW | Before Competition Groups | 0 | 0 | 0 | 775.3114 | 0 | 34 | Industrial_2032_Economic_MW_Before Competition Groups_34 | High Efficiency Welders | 0% | 0 | 0 | Industrial_2032_Economic_MW_Before Competition Groups_High Efficiency Welders
Industrial | Ind ¦ HVLS Fans | 2032 | Achievable | MW | Before Competition Groups | 0 | 0 | 0 | 418.3815 | 0 | 35 | Industrial_2032_Achievable_MW_Before Competition Groups_35 | HVLS Fans | 0% | 0 | 0 | Industrial_2032_Achievable_MW_Before Competition Groups_HVLS Fans
Industrial | Ind ¦ HVLS Fans | 2032 | Economic | MW | Before Competition Groups | 0 | 0 | 0 | 775.3114 | 0 | 35 | Industrial_2032_Economic_MW_Before Competition Groups_35 | HVLS Fans | 0% | 0 | 0 | Industrial_2032_Economic_MW_Before Competition Groups_HVLS Fans
Industrial | Ind ¦ Optimize Compressed Air Dryer | 2032 | Achievable | MW | Before Competition Groups | 0 | 0 | 0 | 418.3815 | 0 | 36 | Industrial_2032_Achievable_MW_Before Competition Groups_36 | Optimize Compressed Air Dryer | 0% | 0 | 0 | Industrial_2032_Achievable_MW_Before Competition Groups_Optimize Compressed Air Dryer
Industrial | Ind ¦ Optimize Compressed Air Dryer | 2032 | Economic | MW | Before Competition Groups | 0 | 0 | 0 | 775.3114 | 0 | 36 | Industrial_2032_Economic_MW_Before Competition Groups_36 | Optimize Compressed Air Dryer | 0% | 0 | 0 | Industrial_2032_Economic_MW_Before Competition Groups_Optimize Compressed Air Dryer
Industrial | Ind ¦ Premium Efficient Motors | 2032 | Achievable | MW | Before Competition Groups | 0 | 0 | 0 | 418.3815 | 0 | 37 | Industrial_2032_Achievable_MW_Before Competition Groups_37 | Premium Efficient Motors | 0% | 0 | 0 | Industrial_2032_Achievable_MW_Before Competition Groups_Premium Efficient Motors
Industrial | Ind ¦ Premium Efficient Motors | 2032 | Economic | MW | Before Competition Groups | 0 | 0 | 0 | 775.3114 | 0 | 37 | Industrial_2032_Economic_MW_Before Competition Groups_37 | Premium Efficient Motors | 0% | 0 | 0 | Industrial_2032_Economic_MW_Before Competition Groups_Premium Efficient Motors
Industrial | Ind ¦ Synchronous Belts | 2032 | Achievable | MW | Before Competition Groups | 0 | 0 | 0 | 418.3815 | 0 | 38 | Industrial_2032_Achievable_MW_Before Competition Groups_38 | Synchronous Belts | 0% | 0 | 0 | Industrial_2032_Achievable_MW_Before Competition Groups_Synchronous Belts
Industrial | Ind ¦ Synchronous Belts | 2032 | Economic | MW | Before Competition Groups | 0 | 0 | 0 | 775.3114 | 0 | 38 | Industrial_2032_Economic_MW_Before Competition Groups_38 | Synchronous Belts | 0% | 0 | 0 | Industrial_2032_Economic_MW_Before Competition Groups_Synchronous Belts
Industrial | Ind ¦ Pump System Optimization | 2033 | Economic | MW | Before Competition Groups | 120.4985 | 0 | 0 | 800.441 | 0.15054 | 1 | Industrial_2033_Economic_MW_Before Competition Groups_1 | Pump System Optimization | 15.05% | 0 | 120.4985 | Industrial_2033_Economic_MW_Before Competition Groups_Pump System Optimization
Industrial | Ind ¦ Pump System Optimization | 2033 | Achievable | MW | Before Competition Groups | 68.883 | 0 | 0 | 468.0845 | 0.14716 | 1 | Industrial_2033_Achievable_MW_Before Competition Groups_1 | Pump System Optimization | 14.72% | 0 | 68.883 | Industrial_2033_Achievable_MW_Before Competition Groups_Pump System Optimization
Industrial | Ind ¦ Pump System Optimization | 2033 | Technical | MW | Before Competition Groups | 122.7936 | 0 | 0 | 867.0492 | 0.14162 | 1 | Industrial_2033_Technical_MW_Before Competition Groups_1 | Pump System Optimization | 14.16% | 0 | 122.7936 | Industrial_2033_Technical_MW_Before Competition Groups_Pump System Optimization
Industrial | Ind ¦ HE Lighting | 2033 | Economic | MW | Before Competition Groups | 90.106 | 0 | 0 | 800.441 | 0.11257 | 2 | Industrial_2033_Economic_MW_Before Competition Groups_2 | HE Lighting | 11.26% | 0 | 90.106 | Industrial_2033_Economic_MW_Before Competition Groups_HE Lighting
Industrial | Ind ¦ HE Lighting | 2033 | Technical | MW | Before Competition Groups | 96.6727 | 0 | 0 | 867.0492 | 0.1115 | 2 | Industrial_2033_Technical_MW_Before Competition Groups_2 | HE Lighting | 11.15% | 0 | 96.6727 | Industrial_2033_Technical_MW_Before Competition Groups_HE Lighting
Industrial | Ind ¦ Air Leak Survey and Repair | 2033 | Achievable | MW | Before Competition Groups | 50.1124 | 0 | 0 | 468.0845 | 0.10706 | 2 | Industrial_2033_Achievable_MW_Before Competition Groups_2 | Air Leak Survey and Repair | 10.71% | 0 | 50.1124 | Industrial_2033_Achievable_MW_Before Competition Groups_Air Leak Survey and Repair
Industrial | Ind ¦ Greenhouse Grow Lights | 2033 | Achievable | MW | Before Competition Groups | 47.9265 | 0 | 0 | 468.0845 | 0.10239 | 3 | Industrial_2033_Achievable_MW_Before Competition Groups_3 | Greenhouse Grow Lights | 10.24% | 0 | 47.9265 | Industrial_2033_Achievable_MW_Before Competition Groups_Greenhouse Grow Lights
Industrial | Ind ¦ Greenhouse Grow Lights | 2033 | Economic | MW | Before Competition Groups | 75.8422 | 0 | 0 | 800.441 | 0.094751 | 3 | Industrial_2033_Economic_MW_Before Competition Groups_3 | Greenhouse Grow Lights | 9.475% | 0 | 75.8422 | Industrial_2033_Economic_MW_Before Competition Groups_Greenhouse Grow Lights
Industrial | Ind ¦ Air Compressor Optimization | 2033 | Achievable | MW | Before Competition Groups | 42.6116 | 0 | 0 | 468.0845 | 0.091034 | 4 | Industrial_2033_Achievable_MW_Before Competition Groups_4 | Air Compressor Optimization | 9.103% | 0 | 42.6116 | Industrial_2033_Achievable_MW_Before Competition Groups_Air Compressor Optimization
Industrial | Ind ¦ Air Leak Survey and Repair | 2033 | Economic | MW | Before Competition Groups | 70.8339 | 0 | 0 | 800.441 | 0.088494 | 4 | Industrial_2033_Economic_MW_Before Competition Groups_4 | Air Leak Survey and Repair | 8.849% | 0 | 70.8339 | Industrial_2033_Economic_MW_Before Competition Groups_Air Leak Survey and Repair
Industrial | Ind ¦ Greenhouse Grow Lights | 2033 | Technical | MW | Before Competition Groups | 75.8422 | 0 | 0 | 867.0492 | 0.087472 | 3 | Industrial_2033_Technical_MW_Before Competition Groups_3 | Greenhouse Grow Lights | 8.747% | 0 | 75.8422 | Industrial_2033_Technical_MW_Before Competition Groups_Greenhouse Grow Lights
Industrial | Ind ¦ Recommissioning | 2033 | Achievable | MW | Before Competition Groups | 38.7365 | 0 | 0 | 468.0845 | 0.082755 | 5 | Industrial_2033_Achievable_MW_Before Competition Groups_5 | Recommissioning | 8.276% | 0 | 38.7365 | Industrial_2033_Achievable_MW_Before Competition Groups_Recommissioning
Industrial | Ind ¦ SEM | 2033 | Achievable | MW | Before Competition Groups | 38.7365 | 0 | 0 | 468.0845 | 0.082755 | 6 | Industrial_2033_Achievable_MW_Before Competition Groups_6 | SEM | 8.276% | 0 | 38.7365 | Industrial_2033_Achievable_MW_Before Competition Groups_SEM
Industrial | Ind ¦ Air Leak Survey and Repair | 2033 | Technical | MW | Before Competition Groups | 70.8339 | 0 | 0 | 867.0492 | 0.081695 | 4 | Industrial_2033_Technical_MW_Before Competition Groups_4 | Air Leak Survey and Repair | 8.17% | 0 | 70.8339 | Industrial_2033_Technical_MW_Before Competition Groups_Air Leak Survey and Repair
Industrial | Ind ¦ Air Compressor Optimization | 2033 | Economic | MW | Before Competition Groups | 61.0585 | 0 | 0 | 800.441 | 0.076281 | 5 | Industrial_2033_Economic_MW_Before Competition Groups_5 | Air Compressor Optimization | 7.628% | 0 | 61.0585 | Industrial_2033_Economic_MW_Before Competition Groups_Air Compressor Optimization
Industrial | Ind ¦ Pump Equipment Upgrade | 2033 | Achievable | MW | Before Competition Groups | 35.292 | 0 | 0 | 468.0845 | 0.075397 | 7 | Industrial_2033_Achievable_MW_Before Competition Groups_7 | Pump Equipment Upgrade | 7.54% | 0 | 35.292 | Industrial_2033_Achievable_MW_Before Competition Groups_Pump Equipment Upgrade
Industrial | Ind ¦ Pump Equipment Upgrade | 2033 | Economic | MW | Before Competition Groups | 57.7688 | 0 | 0 | 800.441 | 0.072171 | 6 | Industrial_2033_Economic_MW_Before Competition Groups_6 | Pump Equipment Upgrade | 7.217% | 0 | 57.7688 | Industrial_2033_Economic_MW_Before Competition Groups_Pump Equipment Upgrade
Industrial | Ind ¦ Air Compressor Optimization | 2033 | Technical | MW | Before Competition Groups | 61.0585 | 0 | 0 | 867.0492 | 0.070421 | 5 | Industrial_2033_Technical_MW_Before Competition Groups_5 | Air Compressor Optimization | 7.042% | 0 | 61.0585 | Industrial_2033_Technical_MW_Before Competition Groups_Air Compressor Optimization
Industrial | Ind ¦ Recommissioning | 2033 | Economic | MW | Before Competition Groups | 53.8161 | 0 | 0 | 800.441 | 0.067233 | 7 | Industrial_2033_Economic_MW_Before Competition Groups_7 | Recommissioning | 6.723% | 0 | 53.8161 | Industrial_2033_Economic_MW_Before Competition Groups_Recommissioning
Industrial | Ind ¦ SEM | 2033 | Economic | MW | Before Competition Groups | 53.8161 | 0 | 0 | 800.441 | 0.067233 | 8 | Industrial_2033_Economic_MW_Before Competition Groups_8 | SEM | 6.723% | 0 | 53.8161 | Industrial_2033_Economic_MW_Before Competition Groups_SEM
Industrial | Ind ¦ Pump Equipment Upgrade | 2033 | Technical | MW | Before Competition Groups | 57.7688 | 0 | 0 | 867.0492 | 0.066627 | 6 | Industrial_2033_Technical_MW_Before Competition Groups_6 | Pump Equipment Upgrade | 6.663% | 0 | 57.7688 | Industrial_2033_Technical_MW_Before Competition Groups_Pump Equipment Upgrade
Industrial | Ind ¦ Efficient Compressed Air Nozzles | 2033 | Economic | MW | Before Competition Groups | 52.7841 | 0 | 0 | 800.441 | 0.065944 | 9 | Industrial_2033_Economic_MW_Before Competition Groups_9 | Efficient Compressed Air Nozzles | 6.594% | 0 | 52.7841 | Industrial_2033_Economic_MW_Before Competition Groups_Efficient Compressed Air Nozzles
Industrial | Ind ¦ HE Lighting | 2033 | Achievable | MW | Before Competition Groups | 29.6806 | 0 | 0 | 468.0845 | 0.063409 | 8 | Industrial_2033_Achievable_MW_Before Competition Groups_8 | HE Lighting | 6.341% | 0 | 29.6806 | Industrial_2033_Achievable_MW_Before Competition Groups_HE Lighting
Industrial | Ind ¦ Recommissioning | 2033 | Technical | MW | Before Competition Groups | 53.8161 | 0 | 0 | 867.0492 | 0.062068 | 7 | Industrial_2033_Technical_MW_Before Competition Groups_7 | Recommissioning | 6.207% | 0 | 53.8161 | Industrial_2033_Technical_MW_Before Competition Groups_Recommissioning
Industrial | Ind ¦ SEM | 2033 | Technical | MW | Before Competition Groups | 53.8161 | 0 | 0 | 867.0492 | 0.062068 | 8 | Industrial_2033_Technical_MW_Before Competition Groups_8 | SEM | 6.207% | 0 | 53.8161 | Industrial_2033_Technical_MW_Before Competition Groups_SEM
Industrial | Ind ¦ Efficient Compressed Air Nozzles | 2033 | Achievable | MW | Before Competition Groups | 29.0519 | 0 | 0 | 468.0845 | 0.062065 | 9 | Industrial_2033_Achievable_MW_Before Competition Groups_9 | Efficient Compressed Air Nozzles | 6.207% | 0 | 29.0519 | Industrial_2033_Achievable_MW_Before Competition Groups_Efficient Compressed Air Nozzles
Industrial | Ind ¦ Efficient Compressed Air Nozzles | 2033 | Technical | MW | Before Competition Groups | 52.7841 | 0 | 0 | 867.0492 | 0.060878 | 9 | Industrial_2033_Technical_MW_Before Competition Groups_9 | Efficient Compressed Air Nozzles | 6.088% | 0 | 52.7841 | Industrial_2033_Technical_MW_Before Competition Groups_Efficient Compressed Air Nozzles
Industrial | Ind ¦ High Efficiency HVAC Fans | 2033 | Achievable | MW | Before Competition Groups | 25.3128 | 0 | 0 | 468.0845 | 0.054077 | 10 | Industrial_2033_Achievable_MW_Before Competition Groups_10 | High Efficiency HVAC Fans | 5.408% | 0 | 25.3128 | Industrial_2033_Achievable_MW_Before Competition Groups_High Efficiency HVAC Fans
Industrial | Ind ¦ High Efficiency HVAC Fans | 2033 | Economic | MW | Before Competition Groups | 39.0405 | 0 | 0 | 800.441 | 0.048774 | 10 | Industrial_2033_Economic_MW_Before Competition Groups_10 | High Efficiency HVAC Fans | 4.877% | 0 | 39.0405 | Industrial_2033_Economic_MW_Before Competition Groups_High Efficiency HVAC Fans
Industrial | Ind ¦ High Efficiency HVAC Fans | 2033 | Technical | MW | Before Competition Groups | 39.0405 | 0 | 0 | 867.0492 | 0.045027 | 10 | Industrial_2033_Technical_MW_Before Competition Groups_10 | High Efficiency HVAC Fans | 4.503% | 0 | 39.0405 | Industrial_2033_Technical_MW_Before Competition Groups_High Efficiency HVAC Fans
Industrial | Ind ¦ Fan System Optimization | 2033 | Achievable | MW | Before Competition Groups | 14.5493 | 0 | 0 | 468.0845 | 0.031083 | 11 | Industrial_2033_Achievable_MW_Before Competition Groups_11 | Fan System Optimization | 3.108% | 0 | 14.5493 | Industrial_2033_Achievable_MW_Before Competition Groups_Fan System Optimization
Industrial | Ind ¦ Fan System Optimization | 2033 | Economic | MW | Before Competition Groups | 20.4452 | 0 | 0 | 800.441 | 0.025542 | 11 | Industrial_2033_Economic_MW_Before Competition Groups_11 | Fan System Optimization | 2.554% | 0 | 20.4452 | Industrial_2033_Economic_MW_Before Competition Groups_Fan System Optimization
Industrial | Ind ¦ Process Optimization (Elec) | 2033 | Economic | MW | Before Competition Groups | 19.8022 | 0 | 0 | 800.441 | 0.024739 | 12 | Industrial_2033_Economic_MW_Before Competition Groups_12 | Process Optimization (Elec) | 2.474% | 0 | 19.8022 | Industrial_2033_Economic_MW_Before Competition Groups_Process Optimization (Elec)
Industrial | Ind ¦ Improved Controls - Process Cooling | 2033 | Achievable | MW | Before Competition Groups | 11.0393 | 0 | 0 | 468.0845 | 0.023584 | 12 | Industrial_2033_Achievable_MW_Before Competition Groups_12 | Improved Controls - Process Cooling | 2.358% | 0 | 11.0393 | Industrial_2033_Achievable_MW_Before Competition Groups_Improved Controls - Process Cooling
Industrial | Ind ¦ Fan System Optimization | 2033 | Technical | MW | Before Competition Groups | 20.4452 | 0 | 0 | 867.0492 | 0.02358 | 11 | Industrial_2033_Technical_MW_Before Competition Groups_11 | Fan System Optimization | 2.358% | 0 | 20.4452 | Industrial_2033_Technical_MW_Before Competition Groups_Fan System Optimization
Industrial | Ind ¦ Process Optimization (Elec) | 2033 | Technical | MW | Before Competition Groups | 19.8022 | 0 | 0 | 867.0492 | 0.022839 | 12 | Industrial_2033_Technical_MW_Before Competition Groups_12 | Process Optimization (Elec) | 2.284% | 0 | 19.8022 | Industrial_2033_Technical_MW_Before Competition Groups_Process Optimization (Elec)
Industrial | Ind ¦ Premium Efficient Motors | 2033 | Technical | MW | Before Competition Groups | 18.441 | 0 | 0 | 867.0492 | 0.021269 | 13 | Industrial_2033_Technical_MW_Before Competition Groups_13 | Premium Efficient Motors | 2.127% | 0 | 18.441 | Industrial_2033_Technical_MW_Before Competition Groups_Premium Efficient Motors
Industrial | Ind ¦ Improved Controls - Process Cooling | 2033 | Economic | MW | Before Competition Groups | 15.291 | 0 | 0 | 800.441 | 0.019103 | 13 | Industrial_2033_Economic_MW_Before Competition Groups_13 | Improved Controls - Process Cooling | 1.91% | 0 | 15.291 | Industrial_2033_Economic_MW_Before Competition Groups_Improved Controls - Process Cooling
Industrial | Ind ¦ Improved Controls - Process Cooling | 2033 | Technical | MW | Before Competition Groups | 15.291 | 0 | 0 | 867.0492 | 0.017636 | 14 | Industrial_2033_Technical_MW_Before Competition Groups_14 | Improved Controls - Process Cooling | 1.764% | 0 | 15.291 | Industrial_2033_Technical_MW_Before Competition Groups_Improved Controls - Process Cooling
Industrial | Ind ¦ Ventilation Optimization | 2033 | Economic | MW | Before Competition Groups | 9.4286 | 0 | 0 | 800.441 | 0.011779 | 14 | Industrial_2033_Economic_MW_Before Competition Groups_14 | Ventilation Optimization | 1.178% | 0 | 9.4286 | Industrial_2033_Economic_MW_Before Competition Groups_Ventilation Optimization
Industrial | Ind ¦ HVLS Fans | 2033 | Technical | MW | Before Competition Groups | 9.6246 | 0 | 0 | 867.0492 | 0.0111 | 15 | Industrial_2033_Technical_MW_Before Competition Groups_15 | HVLS Fans | 1.11% | 0 | 9.6246 | Industrial_2033_Technical_MW_Before Competition Groups_HVLS Fans
Industrial | Ind ¦ Pulp and Paper Process Improvements | 2033 | Achievable | MW | Before Competition Groups | 5.0919 | 0 | 0 | 468.0845 | 0.010878 | 13 | Industrial_2033_Achievable_MW_Before Competition Groups_13 | Pulp and Paper Process Improvements | 1.088% | 0 | 5.0919 | Industrial_2033_Achievable_MW_Before Competition Groups_Pulp and Paper Process Improvements
Industrial | Ind ¦ Ventilation Optimization | 2033 | Technical | MW | Before Competition Groups | 9.4286 | 0 | 0 | 867.0492 | 0.010874 | 16 | Industrial_2033_Technical_MW_Before Competition Groups_16 | Ventilation Optimization | 1.087% | 0 | 9.4286 | Industrial_2033_Technical_MW_Before Competition Groups_Ventilation Optimization
Industrial | Ind ¦ Material Handling Improvements | 2033 | Achievable | MW | Before Competition Groups | 4.871 | 0 | 0 | 468.0845 | 0.010406 | 14 | Industrial_2033_Achievable_MW_Before Competition Groups_14 | Material Handling Improvements | 1.041% | 0 | 4.871 | Industrial_2033_Achievable_MW_Before Competition Groups_Material Handling Improvements
Industrial | Ind ¦ Efficient Irrigation | 2033 | Economic | MW | Before Competition Groups | 8.3222 | 0 | 0 | 800.441 | 0.010397 | 15 | Industrial_2033_Economic_MW_Before Competition Groups_15 | Efficient Irrigation | 1.04% | 0 | 8.3222 | Industrial_2033_Economic_MW_Before Competition Groups_Efficient Irrigation
Industrial | Ind ¦ Efficient Irrigation | 2033 | Technical | MW | Before Competition Groups | 8.3222 | 0 | 0 | 867.0492 | 0.0095983 | 17 | Industrial_2033_Technical_MW_Before Competition Groups_17 | Efficient Irrigation | 0.9598% | 0 | 8.3222 | Industrial_2033_Technical_MW_Before Competition Groups_Efficient Irrigation
Industrial | Ind ¦ HE HVAC Controls | 2033 | Technical | MW | Before Competition Groups | 8.2685 | 0 | 0 | 867.0492 | 0.0095363 | 18 | Industrial_2033_Technical_MW_Before Competition Groups_18 | HE HVAC Controls | 0.9536% | 0 | 8.2685 | Industrial_2033_Technical_MW_Before Competition Groups_HE HVAC Controls
Industrial | Ind ¦ Pulp and Paper Process Improvements | 2033 | Economic | MW | Before Competition Groups | 7.551 | 0 | 0 | 800.441 | 0.0094335 | 16 | Industrial_2033_Economic_MW_Before Competition Groups_16 | Pulp and Paper Process Improvements | 0.9433% | 0 | 7.551 | Industrial_2033_Economic_MW_Before Competition Groups_Pulp and Paper Process Improvements
Industrial | Ind ¦ Material Handling Improvements | 2033 | Economic | MW | Before Competition Groups | 7.0538 | 0 | 0 | 800.441 | 0.0088123 | 17 | Industrial_2033_Economic_MW_Before Competition Groups_17 | Material Handling Improvements | 0.8812% | 0 | 7.0538 | Industrial_2033_Economic_MW_Before Competition Groups_Material Handling Improvements
Industrial | Ind ¦ HE HVAC Units | 2033 | Technical | MW | Before Competition Groups | 7.5563 | 0 | 0 | 867.0492 | 0.0087149 | 19 | Industrial_2033_Technical_MW_Before Competition Groups_19 | HE HVAC Units | 0.8715% | 0 | 7.5563 | Industrial_2033_Technical_MW_Before Competition Groups_HE HVAC Units
Industrial | Ind ¦ Pulp and Paper Process Improvements | 2033 | Technical | MW | Before Competition Groups | 7.551 | 0 | 0 | 867.0492 | 0.0087088 | 20 | Industrial_2033_Technical_MW_Before Competition Groups_20 | Pulp and Paper Process Improvements | 0.8709% | 0 | 7.551 | Industrial_2033_Technical_MW_Before Competition Groups_Pulp and Paper Process Improvements
Industrial | Ind ¦ Free Cooling | 2033 | Economic | MW | Before Competition Groups | 6.8165 | 0 | 0 | 800.441 | 0.0085159 | 18 | Industrial_2033_Economic_MW_Before Competition Groups_18 | Free Cooling | 0.8516% | 0 | 6.8165 | Industrial_2033_Economic_MW_Before Competition Groups_Free Cooling
Industrial | Ind ¦ Material Handling Improvements | 2033 | Technical | MW | Before Competition Groups | 7.0538 | 0 | 0 | 867.0492 | 0.0081354 | 21 | Industrial_2033_Technical_MW_Before Competition Groups_21 | Material Handling Improvements | 0.8135% | 0 | 7.0538 | Industrial_2033_Technical_MW_Before Competition Groups_Material Handling Improvements
Industrial | Ind ¦ Free Cooling | 2033 | Technical | MW | Before Competition Groups | 6.8165 | 0 | 0 | 867.0492 | 0.0078617 | 22 | Industrial_2033_Technical_MW_Before Competition Groups_22 | Free Cooling | 0.7862% | 0 | 6.8165 | Industrial_2033_Technical_MW_Before Competition Groups_Free Cooling
Industrial | Ind ¦ Refiner Plate Improvements | 2033 | Economic | MW | Before Competition Groups | 6.0056 | 0 | 0 | 800.441 | 0.0075029 | 19 | Industrial_2033_Economic_MW_Before Competition Groups_19 | Refiner Plate Improvements | 0.7503% | 0 | 6.0056 | Industrial_2033_Economic_MW_Before Competition Groups_Refiner Plate Improvements
Industrial | Ind ¦ Efficient Irrigation | 2033 | Achievable | MW | Before Competition Groups | 3.2651 | 0 | 0 | 468.0845 | 0.0069756 | 15 | Industrial_2033_Achievable_MW_Before Competition Groups_15 | Efficient Irrigation | 0.6976% | 0 | 3.2651 | Industrial_2033_Achievable_MW_Before Competition Groups_Efficient Irrigation
Industrial | Ind ¦ Refiner Plate Improvements | 2033 | Technical | MW | Before Competition Groups | 6.0056 | 0 | 0 | 867.0492 | 0.0069265 | 23 | Industrial_2033_Technical_MW_Before Competition Groups_23 | Refiner Plate Improvements | 0.6927% | 0 | 6.0056 | Industrial_2033_Technical_MW_Before Competition Groups_Refiner Plate Improvements
Industrial | Ind ¦ Refiner Plate Improvements | 2033 | Achievable | MW | Before Competition Groups | 3.2158 | 0 | 0 | 468.0845 | 0.00687 | 16 | Industrial_2033_Achievable_MW_Before Competition Groups_16 | Refiner Plate Improvements | 0.687% | 0 | 3.2158 | Industrial_2033_Achievable_MW_Before Competition Groups_Refiner Plate Improvements
Industrial | Ind ¦ Chiller Optimization | 2033 | Technical | MW | Before Competition Groups | 5.3413 | 0 | 0 | 867.0492 | 0.0061604 | 24 | Industrial_2033_Technical_MW_Before Competition Groups_24 | Chiller Optimization | 0.616% | 0 | 5.3413 | Industrial_2033_Technical_MW_Before Competition Groups_Chiller Optimization
Industrial | Ind ¦ Process Optimization (Elec) | 2033 | Achievable | MW | Before Competition Groups | 2.7583 | 0 | 0 | 468.0845 | 0.0058927 | 17 | Industrial_2033_Achievable_MW_Before Competition Groups_17 | Process Optimization (Elec) | 0.5893% | 0 | 2.7583 | Industrial_2033_Achievable_MW_Before Competition Groups_Process Optimization (Elec)
Industrial | Ind ¦ VAV Conversion Project | 2033 | Achievable | MW | Before Competition Groups | 2.758 | 0 | 0 | 468.0845 | 0.0058921 | 18 | Industrial_2033_Achievable_MW_Before Competition Groups_18 | VAV Conversion Project | 0.5892% | 0 | 2.758 | Industrial_2033_Achievable_MW_Before Competition Groups_VAV Conversion Project
Industrial | Ind ¦ Ventilation Optimization | 2033 | Achievable | MW | Before Competition Groups | 2.7548 | 0 | 0 | 468.0845 | 0.0058853 | 19 | Industrial_2033_Achievable_MW_Before Competition Groups_19 | Ventilation Optimization | 0.5885% | 0 | 2.7548 | Industrial_2033_Achievable_MW_Before Competition Groups_Ventilation Optimization
Industrial | Ind ¦ Cold Storage Retrofit | 2033 | Technical | MW | Before Competition Groups | 4.8538 | 0 | 0 | 867.0492 | 0.0055981 | 25 | Industrial_2033_Technical_MW_Before Competition Groups_25 | Cold Storage Retrofit | 0.5598% | 0 | 4.8538 | Industrial_2033_Technical_MW_Before Competition Groups_Cold Storage Retrofit
Industrial | Ind ¦ Cooling Tower Optimization | 2033 | Economic | MW | Before Competition Groups | 4.0525 | 0 | 0 | 800.441 | 0.0050629 | 20 | Industrial_2033_Economic_MW_Before Competition Groups_20 | Cooling Tower Optimization | 0.5063% | 0 | 4.0525 | Industrial_2033_Economic_MW_Before Competition Groups_Cooling Tower Optimization
Industrial | Ind ¦ Cooling Tower Optimization | 2033 | Technical | MW | Before Competition Groups | 4.0525 | 0 | 0 | 867.0492 | 0.0046739 | 26 | Industrial_2033_Technical_MW_Before Competition Groups_26 | Cooling Tower Optimization | 0.4674% | 0 | 4.0525 | Industrial_2033_Technical_MW_Before Competition Groups_Cooling Tower Optimization
Industrial | Ind ¦ VAV Conversion Project | 2033 | Economic | MW | Before Competition Groups | 3.7278 | 0 | 0 | 800.441 | 0.0046571 | 21 | Industrial_2033_Economic_MW_Before Competition Groups_21 | VAV Conversion Project | 0.4657% | 0 | 3.7278 | Industrial_2033_Economic_MW_Before Competition Groups_VAV Conversion Project
Industrial | Ind ¦ VAV Conversion Project | 2033 | Technical | MW | Before Competition Groups | 3.7278 | 0 | 0 | 867.0492 | 0.0042994 | 27 | Industrial_2033_Technical_MW_Before Competition Groups_27 | VAV Conversion Project | 0.4299% | 0 | 3.7278 | Industrial_2033_Technical_MW_Before Competition Groups_VAV Conversion Project
Industrial | Ind ¦ High Efficiency Battery Charger | 2033 | Achievable | MW | Before Competition Groups | 1.7136 | 0 | 0 | 468.0845 | 0.0036609 | 20 | Industrial_2033_Achievable_MW_Before Competition Groups_20 | High Efficiency Battery Charger | 0.3661% | 0 | 1.7136 | Industrial_2033_Achievable_MW_Before Competition Groups_High Efficiency Battery Charger
Industrial | Ind ¦ Process Heat Recovery | 2033 | Achievable | MW | Before Competition Groups | 1.6939 | 0 | 0 | 468.0845 | 0.0036189 | 21 | Industrial_2033_Achievable_MW_Before Competition Groups_21 | Process Heat Recovery | 0.3619% | 0 | 1.6939 | Industrial_2033_Achievable_MW_Before Competition Groups_Process Heat Recovery
Industrial | Ind ¦ High Efficiency Battery Charger | 2033 | Economic | MW | Before Competition Groups | 2.7314 | 0 | 0 | 800.441 | 0.0034124 | 22 | Industrial_2033_Economic_MW_Before Competition Groups_22 | High Efficiency Battery Charger | 0.3412% | 0 | 2.7314 | Industrial_2033_Economic_MW_Before Competition Groups_High Efficiency Battery Charger
Industrial | Ind ¦ Free Cooling | 2033 | Achievable | MW | Before Competition Groups | 1.5562 | 0 | 0 | 468.0845 | 0.0033246 | 22 | Industrial_2033_Achievable_MW_Before Competition Groups_22 | Free Cooling | 0.3325% | 0 | 1.5562 | Industrial_2033_Achievable_MW_Before Competition Groups_Free Cooling
Industrial | Ind ¦ Synchronous Belts | 2033 | Economic | MW | Before Competition Groups | 2.5267 | 0 | 0 | 800.441 | 0.0031566 | 23 | Industrial_2033_Economic_MW_Before Competition Groups_23 | Synchronous Belts | 0.3157% | 0 | 2.5267 | Industrial_2033_Economic_MW_Before Competition Groups_Synchronous Belts
Industrial | Ind ¦ High Efficiency Battery Charger | 2033 | Technical | MW | Before Competition Groups | 2.7314 | 0 | 0 | 867.0492 | 0.0031502 | 28 | Industrial_2033_Technical_MW_Before Competition Groups_28 | High Efficiency Battery Charger | 0.315% | 0 | 2.7314 | Industrial_2033_Technical_MW_Before Competition Groups_High Efficiency Battery Charger
Industrial | Ind ¦ Process Improvements | 2033 | Achievable | MW | Before Competition Groups | 1.4017 | 0 | 0 | 468.0845 | 0.0029945 | 23 | Industrial_2033_Achievable_MW_Before Competition Groups_23 | Process Improvements | 0.2994% | 0 | 1.4017 | Industrial_2033_Achievable_MW_Before Competition Groups_Process Improvements
Industrial | Ind ¦ Process Heat Recovery | 2033 | Economic | MW | Before Competition Groups | 2.3627 | 0 | 0 | 800.441 | 0.0029517 | 24 | Industrial_2033_Economic_MW_Before Competition Groups_24 | Process Heat Recovery | 0.2952% | 0 | 2.3627 | Industrial_2033_Economic_MW_Before Competition Groups_Process Heat Recovery
Industrial | Ind ¦ Synchronous Belts | 2033 | Technical | MW | Before Competition Groups | 2.5267 | 0 | 0 | 867.0492 | 0.0029141 | 29 | Industrial_2033_Technical_MW_Before Competition Groups_29 | Synchronous Belts | 0.2914% | 0 | 2.5267 | Industrial_2033_Technical_MW_Before Competition Groups_Synchronous Belts
Industrial | Ind ¦ Dairy Pre-Cooler | 2033 | Economic | MW | Before Competition Groups | 2.2188 | 0 | 0 | 800.441 | 0.002772 | 25 | Industrial_2033_Economic_MW_Before Competition Groups_25 | Dairy Pre-Cooler | 0.2772% | 0 | 2.2188 | Industrial_2033_Economic_MW_Before Competition Groups_Dairy Pre-Cooler
Industrial | Ind ¦ Process Heat Recovery | 2033 | Technical | MW | Before Competition Groups | 2.3627 | 0 | 0 | 867.0492 | 0.0027249 | 30 | Industrial_2033_Technical_MW_Before Competition Groups_30 | Process Heat Recovery | 0.2725% | 0 | 2.3627 | Industrial_2033_Technical_MW_Before Competition Groups_Process Heat Recovery
Industrial | Ind ¦ Dairy Pre-Cooler | 2033 | Technical | MW | Before Competition Groups | 2.2188 | 0 | 0 | 867.0492 | 0.002559 | 31 | Industrial_2033_Technical_MW_Before Competition Groups_31 | Dairy Pre-Cooler | 0.2559% | 0 | 2.2188 | Industrial_2033_Technical_MW_Before Competition Groups_Dairy Pre-Cooler
Industrial | Ind ¦ Refrigeration Compressor VFD | 2033 | Achievable | MW | Before Competition Groups | 1.1681 | 0 | 0 | 468.0845 | 0.0024956 | 24 | Industrial_2033_Achievable_MW_Before Competition Groups_24 | Refrigeration Compressor VFD | 0.2496% | 0 | 1.1681 | Industrial_2033_Achievable_MW_Before Competition Groups_Refrigeration Compressor VFD
Industrial | Ind ¦ Process Improvements | 2033 | Economic | MW | Before Competition Groups | 1.9082 | 0 | 0 | 800.441 | 0.0023839 | 26 | Industrial_2033_Economic_MW_Before Competition Groups_26 | Process Improvements | 0.2384% | 0 | 1.9082 | Industrial_2033_Economic_MW_Before Competition Groups_Process Improvements
Industrial | Ind ¦ Dairy Pre-Cooler | 2033 | Achievable | MW | Before Competition Groups | 1.0727 | 0 | 0 | 468.0845 | 0.0022917 | 25 | Industrial_2033_Achievable_MW_Before Competition Groups_25 | Dairy Pre-Cooler | 0.2292% | 0 | 1.0727 | Industrial_2033_Achievable_MW_Before Competition Groups_Dairy Pre-Cooler
Industrial | Ind ¦ Refrigeration Compressor VFD | 2033 | Economic | MW | Before Competition Groups | 1.8295 | 0 | 0 | 800.441 | 0.0022856 | 27 | Industrial_2033_Economic_MW_Before Competition Groups_27 | Refrigeration Compressor VFD | 0.2286% | 0 | 1.8295 | Industrial_2033_Economic_MW_Before Competition Groups_Refrigeration Compressor VFD
Industrial | Ind ¦ Process Improvements | 2033 | Technical | MW | Before Competition Groups | 1.9082 | 0 | 0 | 867.0492 | 0.0022008 | 32 | Industrial_2033_Technical_MW_Before Competition Groups_32 | Process Improvements | 0.2201% | 0 | 1.9082 | Industrial_2033_Technical_MW_Before Competition Groups_Process Improvements
Industrial | Ind ¦ Refrigeration Compressor VFD | 2033 | Technical | MW | Before Competition Groups | 1.8295 | 0 | 0 | 867.0492 | 0.00211 | 33 | Industrial_2033_Technical_MW_Before Competition Groups_33 | Refrigeration Compressor VFD | 0.211% | 0 | 1.8295 | Industrial_2033_Technical_MW_Before Competition Groups_Refrigeration Compressor VFD
Industrial | Ind ¦ Improved Controls - Process Heating | 2033 | Achievable | MW | Before Competition Groups | 0.90224 | 0 | 0 | 468.0845 | 0.0019275 | 26 | Industrial_2033_Achievable_MW_Before Competition Groups_26 | Improved Controls - Process Heating | 0.1928% | 0 | 0.90224 | Industrial_2033_Achievable_MW_Before Competition Groups_Improved Controls - Process Heating
Industrial | Ind ¦ Efficient Transformer | 2033 | Technical | MW | Before Competition Groups | 1.3703 | 0 | 0 | 867.0492 | 0.0015804 | 34 | Industrial_2033_Technical_MW_Before Competition Groups_34 | Efficient Transformer | 0.158% | 0 | 1.3703 | Industrial_2033_Technical_MW_Before Competition Groups_Efficient Transformer
Industrial | Ind ¦ Improved Controls - Process Heating | 2033 | Economic | MW | Before Competition Groups | 1.2559 | 0 | 0 | 800.441 | 0.001569 | 28 | Industrial_2033_Economic_MW_Before Competition Groups_28 | Improved Controls - Process Heating | 0.1569% | 0 | 1.2559 | Industrial_2033_Economic_MW_Before Competition Groups_Improved Controls - Process Heating
Industrial | Ind ¦ High Efficiency Welders | 2033 | Technical | MW | Before Competition Groups | 1.3233 | 0 | 0 | 867.0492 | 0.0015262 | 35 | Industrial_2033_Technical_MW_Before Competition Groups_35 | High Efficiency Welders | 0.1526% | 0 | 1.3233 | Industrial_2033_Technical_MW_Before Competition Groups_High Efficiency Welders
Industrial | Ind ¦ Improved Controls - Process Heating | 2033 | Technical | MW | Before Competition Groups | 1.2559 | 0 | 0 | 867.0492 | 0.0014485 | 36 | Industrial_2033_Technical_MW_Before Competition Groups_36 | Improved Controls - Process Heating | 0.1448% | 0 | 1.2559 | Industrial_2033_Technical_MW_Before Competition Groups_Improved Controls - Process Heating
Industrial | Ind ¦ Cooling Tower Optimization | 2033 | Achievable | MW | Before Competition Groups | 0.63091 | 0 | 0 | 468.0845 | 0.0013479 | 27 | Industrial_2033_Achievable_MW_Before Competition Groups_27 | Cooling Tower Optimization | 0.1348% | 0 | 0.63091 | Industrial_2033_Achievable_MW_Before Competition Groups_Cooling Tower Optimization
Industrial | Ind ¦ Engine Block Heater Timer | 2033 | Achievable | MW | Before Competition Groups | 0.54875 | 0 | 0 | 468.0845 | 0.0011723 | 28 | Industrial_2033_Achievable_MW_Before Competition Groups_28 | Engine Block Heater Timer | 0.1172% | 0 | 0.54875 | Industrial_2033_Achievable_MW_Before Competition Groups_Engine Block Heater Timer
Industrial | Ind ¦ Engine Block Heater Timer | 2033 | Economic | MW | Before Competition Groups | 0.75229 | 0 | 0 | 800.441 | 0.00093985 | 29 | Industrial_2033_Economic_MW_Before Competition Groups_29 | Engine Block Heater Timer | 0.09398% | 0 | 0.75229 | Industrial_2033_Economic_MW_Before Competition Groups_Engine Block Heater Timer
Industrial | Ind ¦ Engine Block Heater Timer | 2033 | Technical | MW | Before Competition Groups | 0.75229 | 0 | 0 | 867.0492 | 0.00086765 | 37 | Industrial_2033_Technical_MW_Before Competition Groups_37 | Engine Block Heater Timer | 0.08676% | 0 | 0.75229 | Industrial_2033_Technical_MW_Before Competition Groups_Engine Block Heater Timer
Industrial | Ind ¦ Efficient Refrigeration Compressor | 2033 | Achievable | MW | Before Competition Groups | 0.35956 | 0 | 0 | 468.0845 | 0.00076815 | 29 | Industrial_2033_Achievable_MW_Before Competition Groups_29 | Efficient Refrigeration Compressor | 0.07681% | 0 | 0.35956 | Industrial_2033_Achievable_MW_Before Competition Groups_Efficient Refrigeration Compressor
Industrial | Ind ¦ Efficient Refrigeration Compressor | 2033 | Economic | MW | Before Competition Groups | 0.44838 | 0 | 0 | 800.441 | 0.00056016 | 30 | Industrial_2033_Economic_MW_Before Competition Groups_30 | Efficient Refrigeration Compressor | 0.05602% | 0 | 0.44838 | Industrial_2033_Economic_MW_Before Competition Groups_Efficient Refrigeration Compressor
Industrial | Ind ¦ Heat Lamps/Heat Pad | 2033 | Technical | MW | Before Competition Groups | 0.4517 | 0 | 0 | 867.0492 | 0.00052096 | 38 | Industrial_2033_Technical_MW_Before Competition Groups_38 | Heat Lamps/Heat Pad | 0.0521% | 0 | 0.4517 | Industrial_2033_Technical_MW_Before Competition Groups_Heat Lamps/Heat Pad
Industrial | Ind ¦ Efficient Refrigeration Compressor | 2033 | Technical | MW | Before Competition Groups | 0.44838 | 0 | 0 | 867.0492 | 0.00051713 | 39 | Industrial_2033_Technical_MW_Before Competition Groups_39 | Efficient Refrigeration Compressor | 0.05171% | 0 | 0.44838 | Industrial_2033_Technical_MW_Before Competition Groups_Efficient Refrigeration Compressor
Industrial | Ind ¦ Air Compressor Heat Recovery | 2033 | Achievable | MW | Before Competition Groups | 0.23454 | 0 | 0 | 468.0845 | 0.00050107 | 30 | Industrial_2033_Achievable_MW_Before Competition Groups_30 | Air Compressor Heat Recovery | 0.05011% | 0 | 0.23454 | Industrial_2033_Achievable_MW_Before Competition Groups_Air Compressor Heat Recovery
Industrial | Ind ¦ Air Compressor Heat Recovery | 2033 | Economic | MW | Before Competition Groups | 0.33145 | 0 | 0 | 800.441 | 0.00041409 | 31 | Industrial_2033_Economic_MW_Before Competition Groups_31 | Air Compressor Heat Recovery | 0.04141% | 0 | 0.33145 | Industrial_2033_Economic_MW_Before Competition Groups_Air Compressor Heat Recovery
Industrial | Ind ¦ Air Compressor Heat Recovery | 2033 | Technical | MW | Before Competition Groups | 0.33145 | 0 | 0 | 867.0492 | 0.00038227 | 40 | Industrial_2033_Technical_MW_Before Competition Groups_40 | Air Compressor Heat Recovery | 0.03823% | 0 | 0.33145 | Industrial_2033_Technical_MW_Before Competition Groups_Air Compressor Heat Recovery
Industrial | Ind ¦ Creep Heat Controller | 2033 | Technical | MW | Before Competition Groups | 0.29111 | 0 | 0 | 867.0492 | 0.00033574 | 41 | Industrial_2033_Technical_MW_Before Competition Groups_41 | Creep Heat Controller | 0.03357% | 0 | 0.29111 | Industrial_2033_Technical_MW_Before Competition Groups_Creep Heat Controller
Industrial | Ind ¦ Optimize Compressed Air Dryer | 2033 | Technical | MW | Before Competition Groups | 0.23934 | 0 | 0 | 867.0492 | 0.00027604 | 42 | Industrial_2033_Technical_MW_Before Competition Groups_42 | Optimize Compressed Air Dryer | 0.0276% | 0 | 0.23934 | Industrial_2033_Technical_MW_Before Competition Groups_Optimize Compressed Air Dryer
Industrial | Ind ¦ Synchronous Belts | 2033 | Achievable | MW | Before Competition Groups | 0.11249 | 0 | 0 | 468.0845 | 0.00024032 | 31 | Industrial_2033_Achievable_MW_Before Competition Groups_31 | Synchronous Belts | 0.02403% | 0 | 0.11249 | Industrial_2033_Achievable_MW_Before Competition Groups_Synchronous Belts
Industrial | Ind ¦ Heat Lamps/Heat Pad | 2033 | Achievable | MW | Before Competition Groups | 0.042538 | 0 | 0 | 468.0845 | 9.0877e-05 | 32 | Industrial_2033_Achievable_MW_Before Competition Groups_32 | Heat Lamps/Heat Pad | 0.009088% | 0 | 0.042538 | Industrial_2033_Achievable_MW_Before Competition Groups_Heat Lamps/Heat Pad
Industrial | Ind ¦ Heat Lamps/Heat Pad | 2033 | Economic | MW | Before Competition Groups | 0.014888 | 0 | 0 | 800.441 | 1.86e-05 | 32 | Industrial_2033_Economic_MW_Before Competition Groups_32 | Heat Lamps/Heat Pad | 0.00186% | 0 | 0.014888 | Industrial_2033_Economic_MW_Before Competition Groups_Heat Lamps/Heat Pad
Industrial | Ind ¦ Creep Heat Controller | 2033 | Achievable | MW | Before Competition Groups | 0 | 0 | 0 | 468.0845 | 0 | 33 | Industrial_2033_Achievable_MW_Before Competition Groups_33 | Creep Heat Controller | 0% | 0 | 0 | Industrial_2033_Achievable_MW_Before Competition Groups_Creep Heat Controller
Industrial | Ind ¦ Creep Heat Controller | 2033 | Economic | MW | Before Competition Groups | 0 | 0 | 0 | 800.441 | 0 | 33 | Industrial_2033_Economic_MW_Before Competition Groups_33 | Creep Heat Controller | 0% | 0 | 0 | Industrial_2033_Economic_MW_Before Competition Groups_Creep Heat Controller
Industrial | Ind ¦ Efficient Transformer | 2033 | Achievable | MW | Before Competition Groups | 0 | 0 | 0 | 468.0845 | 0 | 34 | Industrial_2033_Achievable_MW_Before Competition Groups_34 | Efficient Transformer | 0% | 0 | 0 | Industrial_2033_Achievable_MW_Before Competition Groups_Efficient Transformer
Industrial | Ind ¦ Efficient Transformer | 2033 | Economic | MW | Before Competition Groups | 0 | 0 | 0 | 800.441 | 0 | 34 | Industrial_2033_Economic_MW_Before Competition Groups_34 | Efficient Transformer | 0% | 0 | 0 | Industrial_2033_Economic_MW_Before Competition Groups_Efficient Transformer
Industrial | Ind ¦ High Efficiency Welders | 2033 | Achievable | MW | Before Competition Groups | 0 | 0 | 0 | 468.0845 | 0 | 35 | Industrial_2033_Achievable_MW_Before Competition Groups_35 | High Efficiency Welders | 0% | 0 | 0 | Industrial_2033_Achievable_MW_Before Competition Groups_High Efficiency Welders
Industrial | Ind ¦ High Efficiency Welders | 2033 | Economic | MW | Before Competition Groups | 0 | 0 | 0 | 800.441 | 0 | 35 | Industrial_2033_Economic_MW_Before Competition Groups_35 | High Efficiency Welders | 0% | 0 | 0 | Industrial_2033_Economic_MW_Before Competition Groups_High Efficiency Welders
Industrial | Ind ¦ HVLS Fans | 2033 | Achievable | MW | Before Competition Groups | 0 | 0 | 0 | 468.0845 | 0 | 36 | Industrial_2033_Achievable_MW_Before Competition Groups_36 | HVLS Fans | 0% | 0 | 0 | Industrial_2033_Achievable_MW_Before Competition Groups_HVLS Fans
Industrial | Ind ¦ HVLS Fans | 2033 | Economic | MW | Before Competition Groups | 0 | 0 | 0 | 800.441 | 0 | 36 | Industrial_2033_Economic_MW_Before Competition Groups_36 | HVLS Fans | 0% | 0 | 0 | Industrial_2033_Economic_MW_Before Competition Groups_HVLS Fans
Industrial | Ind ¦ Optimize Compressed Air Dryer | 2033 | Achievable | MW | Before Competition Groups | 0 | 0 | 0 | 468.0845 | 0 | 37 | Industrial_2033_Achievable_MW_Before Competition Groups_37 | Optimize Compressed Air Dryer | 0% | 0 | 0 | Industrial_2033_Achievable_MW_Before Competition Groups_Optimize Compressed Air Dryer
Industrial | Ind ¦ Optimize Compressed Air Dryer | 2033 | Economic | MW | Before Competition Groups | 0 | 0 | 0 | 800.441 | 0 | 37 | Industrial_2033_Economic_MW_Before Competition Groups_37 | Optimize Compressed Air Dryer | 0% | 0 | 0 | Industrial_2033_Economic_MW_Before Competition Groups_Optimize Compressed Air Dryer
Industrial | Ind ¦ Premium Efficient Motors | 2033 | Achievable | MW | Before Competition Groups | 0 | 0 | 0 | 468.0845 | 0 | 38 | Industrial_2033_Achievable_MW_Before Competition Groups_38 | Premium Efficient Motors | 0% | 0 | 0 | Industrial_2033_Achievable_MW_Before Competition Groups_Premium Efficient Motors
Industrial | Ind ¦ Premium Efficient Motors | 2033 | Economic | MW | Before Competition Groups | 0 | 0 | 0 | 800.441 | 0 | 38 | Industrial_2033_Economic_MW_Before Competition Groups_38 | Premium Efficient Motors | 0% | 0 | 0 | Industrial_2033_Economic_MW_Before Competition Groups_Premium Efficient Motors
Industrial | Ind ¦ Pump System Optimization | 2034 | Economic | MW | Before Competition Groups | 122.7001 | 0 | 0 | 809.3262 | 0.15161 | 1 | Industrial_2034_Economic_MW_Before Competition Groups_1 | Pump System Optimization | 15.16% | 0 | 122.7001 | Industrial_2034_Economic_MW_Before Competition Groups_Pump System Optimization
Industrial | Ind ¦ Pump System Optimization | 2034 | Achievable | MW | Before Competition Groups | 75.1949 | 0 | 0 | 510.5633 | 0.14728 | 1 | Industrial_2034_Achievable_MW_Before Competition Groups_1 | Pump System Optimization | 14.73% | 0 | 75.1949 | Industrial_2034_Achievable_MW_Before Competition Groups_Pump System Optimization
Industrial | Ind ¦ Pump System Optimization | 2034 | Technical | MW | Before Competition Groups | 125.0071 | 0 | 0 | 876.2738 | 0.14266 | 1 | Industrial_2034_Technical_MW_Before Competition Groups_1 | Pump System Optimization | 14.27% | 0 | 125.0071 | Industrial_2034_Technical_MW_Before Competition Groups_Pump System Optimization
Industrial | Ind ¦ HE Lighting | 2034 | Economic | MW | Before Competition Groups | 91.6941 | 0 | 0 | 809.3262 | 0.1133 | 2 | Industrial_2034_Economic_MW_Before Competition Groups_2 | HE Lighting | 11.33% | 0 | 91.6941 | Industrial_2034_Economic_MW_Before Competition Groups_HE Lighting
Industrial | Ind ¦ HE Lighting | 2034 | Technical | MW | Before Competition Groups | 98.2608 | 0 | 0 | 876.2738 | 0.11213 | 2 | Industrial_2034_Technical_MW_Before Competition Groups_2 | HE Lighting | 11.21% | 0 | 98.2608 | Industrial_2034_Technical_MW_Before Competition Groups_HE Lighting
Industrial | Ind ¦ Air Leak Survey and Repair | 2034 | Achievable | MW | Before Competition Groups | 53.9886 | 0 | 0 | 510.5633 | 0.10574 | 2 | Industrial_2034_Achievable_MW_Before Competition Groups_2 | Air Leak Survey and Repair | 10.57% | 0 | 53.9886 | Industrial_2034_Achievable_MW_Before Competition Groups_Air Leak Survey and Repair
Industrial | Ind ¦ Greenhouse Grow Lights | 2034 | Achievable | MW | Before Competition Groups | 51.3487 | 0 | 0 | 510.5633 | 0.10057 | 3 | Industrial_2034_Achievable_MW_Before Competition Groups_3 | Greenhouse Grow Lights | 10.06% | 0 | 51.3487 | Industrial_2034_Achievable_MW_Before Competition Groups_Greenhouse Grow Lights
Industrial | Ind ¦ Greenhouse Grow Lights | 2034 | Economic | MW | Before Competition Groups | 76.6631 | 0 | 0 | 809.3262 | 0.094725 | 3 | Industrial_2034_Economic_MW_Before Competition Groups_3 | Greenhouse Grow Lights | 9.472% | 0 | 76.6631 | Industrial_2034_Economic_MW_Before Competition Groups_Greenhouse Grow Lights
Industrial | Ind ¦ Air Compressor Optimization | 2034 | Achievable | MW | Before Competition Groups | 45.6575 | 0 | 0 | 510.5633 | 0.089426 | 4 | Industrial_2034_Achievable_MW_Before Competition Groups_4 | Air Compressor Optimization | 8.943% | 0 | 45.6575 | Industrial_2034_Achievable_MW_Before Competition Groups_Air Compressor Optimization
Industrial | Ind ¦ Greenhouse Grow Lights | 2034 | Technical | MW | Before Competition Groups | 76.6631 | 0 | 0 | 876.2738 | 0.087488 | 3 | Industrial_2034_Technical_MW_Before Competition Groups_3 | Greenhouse Grow Lights | 8.749% | 0 | 76.6631 | Industrial_2034_Technical_MW_Before Competition Groups_Greenhouse Grow Lights
Industrial | Ind ¦ Air Leak Survey and Repair | 2034 | Economic | MW | Before Competition Groups | 70.7781 | 0 | 0 | 809.3262 | 0.087453 | 4 | Industrial_2034_Economic_MW_Before Competition Groups_4 | Air Leak Survey and Repair | 8.745% | 0 | 70.7781 | Industrial_2034_Economic_MW_Before Competition Groups_Air Leak Survey and Repair
Industrial | Ind ¦ Recommissioning | 2034 | Achievable | MW | Before Competition Groups | 41.6546 | 0 | 0 | 510.5633 | 0.081586 | 5 | Industrial_2034_Achievable_MW_Before Competition Groups_5 | Recommissioning | 8.159% | 0 | 41.6546 | Industrial_2034_Achievable_MW_Before Competition Groups_Recommissioning
Industrial | Ind ¦ SEM | 2034 | Achievable | MW | Before Competition Groups | 41.6546 | 0 | 0 | 510.5633 | 0.081586 | 6 | Industrial_2034_Achievable_MW_Before Competition Groups_6 | SEM | 8.159% | 0 | 41.6546 | Industrial_2034_Achievable_MW_Before Competition Groups_SEM
Industrial | Ind ¦ Air Leak Survey and Repair | 2034 | Technical | MW | Before Competition Groups | 70.7781 | 0 | 0 | 876.2738 | 0.080772 | 4 | Industrial_2034_Technical_MW_Before Competition Groups_4 | Air Leak Survey and Repair | 8.077% | 0 | 70.7781 | Industrial_2034_Technical_MW_Before Competition Groups_Air Leak Survey and Repair
Industrial | Ind ¦ Air Compressor Optimization | 2034 | Economic | MW | Before Competition Groups | 62.2761 | 0 | 0 | 809.3262 | 0.076948 | 5 | Industrial_2034_Economic_MW_Before Competition Groups_5 | Air Compressor Optimization | 7.695% | 0 | 62.2761 | Industrial_2034_Economic_MW_Before Competition Groups_Air Compressor Optimization
Industrial | Ind ¦ Pump Equipment Upgrade | 2034 | Achievable | MW | Before Competition Groups | 38.5285 | 0 | 0 | 510.5633 | 0.075463 | 7 | Industrial_2034_Achievable_MW_Before Competition Groups_7 | Pump Equipment Upgrade | 7.546% | 0 | 38.5285 | Industrial_2034_Achievable_MW_Before Competition Groups_Pump Equipment Upgrade
Industrial | Ind ¦ Pump Equipment Upgrade | 2034 | Economic | MW | Before Competition Groups | 58.826 | 0 | 0 | 809.3262 | 0.072685 | 6 | Industrial_2034_Economic_MW_Before Competition Groups_6 | Pump Equipment Upgrade | 7.269% | 0 | 58.826 | Industrial_2034_Economic_MW_Before Competition Groups_Pump Equipment Upgrade
Industrial | Ind ¦ Air Compressor Optimization | 2034 | Technical | MW | Before Competition Groups | 62.2761 | 0 | 0 | 876.2738 | 0.071069 | 5 | Industrial_2034_Technical_MW_Before Competition Groups_5 | Air Compressor Optimization | 7.107% | 0 | 62.2761 | Industrial_2034_Technical_MW_Before Competition Groups_Air Compressor Optimization
Industrial | Ind ¦ HE Lighting | 2034 | Achievable | MW | Before Competition Groups | 35.4384 | 0 | 0 | 510.5633 | 0.06941 | 8 | Industrial_2034_Achievable_MW_Before Competition Groups_8 | HE Lighting | 6.941% | 0 | 35.4384 | Industrial_2034_Achievable_MW_Before Competition Groups_HE Lighting
Industrial | Ind ¦ Pump Equipment Upgrade | 2034 | Technical | MW | Before Competition Groups | 58.826 | 0 | 0 | 876.2738 | 0.067132 | 6 | Industrial_2034_Technical_MW_Before Competition Groups_6 | Pump Equipment Upgrade | 6.713% | 0 | 58.826 | Industrial_2034_Technical_MW_Before Competition Groups_Pump Equipment Upgrade
Industrial | Ind ¦ Efficient Compressed Air Nozzles | 2034 | Economic | MW | Before Competition Groups | 53.9188 | 0 | 0 | 809.3262 | 0.066622 | 7 | Industrial_2034_Economic_MW_Before Competition Groups_7 | Efficient Compressed Air Nozzles | 6.662% | 0 | 53.9188 | Industrial_2034_Economic_MW_Before Competition Groups_Efficient Compressed Air Nozzles
Industrial | Ind ¦ Recommissioning | 2034 | Economic | MW | Before Competition Groups | 53.6216 | 0 | 0 | 809.3262 | 0.066255 | 8 | Industrial_2034_Economic_MW_Before Competition Groups_8 | Recommissioning | 6.625% | 0 | 53.6216 | Industrial_2034_Economic_MW_Before Competition Groups_Recommissioning
Industrial | Ind ¦ SEM | 2034 | Economic | MW | Before Competition Groups | 53.6216 | 0 | 0 | 809.3262 | 0.066255 | 9 | Industrial_2034_Economic_MW_Before Competition Groups_9 | SEM | 6.625% | 0 | 53.6216 | Industrial_2034_Economic_MW_Before Competition Groups_SEM
Industrial | Ind ¦ Efficient Compressed Air Nozzles | 2034 | Achievable | MW | Before Competition Groups | 32.0931 | 0 | 0 | 510.5633 | 0.062858 | 9 | Industrial_2034_Achievable_MW_Before Competition Groups_9 | Efficient Compressed Air Nozzles | 6.286% | 0 | 32.0931 | Industrial_2034_Achievable_MW_Before Competition Groups_Efficient Compressed Air Nozzles
Industrial | Ind ¦ Efficient Compressed Air Nozzles | 2034 | Technical | MW | Before Competition Groups | 53.9188 | 0 | 0 | 876.2738 | 0.061532 | 7 | Industrial_2034_Technical_MW_Before Competition Groups_7 | Efficient Compressed Air Nozzles | 6.153% | 0 | 53.9188 | Industrial_2034_Technical_MW_Before Competition Groups_Efficient Compressed Air Nozzles
Industrial | Ind ¦ Recommissioning | 2034 | Technical | MW | Before Competition Groups | 53.6216 | 0 | 0 | 876.2738 | 0.061193 | 8 | Industrial_2034_Technical_MW_Before Competition Groups_8 | Recommissioning | 6.119% | 0 | 53.6216 | Industrial_2034_Technical_MW_Before Competition Groups_Recommissioning
Industrial | Ind ¦ SEM | 2034 | Technical | MW | Before Competition Groups | 53.6216 | 0 | 0 | 876.2738 | 0.061193 | 9 | Industrial_2034_Technical_MW_Before Competition Groups_9 | SEM | 6.119% | 0 | 53.6216 | Industrial_2034_Technical_MW_Before Competition Groups_SEM
Industrial | Ind ¦ High Efficiency HVAC Fans | 2034 | Achievable | MW | Before Competition Groups | 27.0261 | 0 | 0 | 510.5633 | 0.052934 | 10 | Industrial_2034_Achievable_MW_Before Competition Groups_10 | High Efficiency HVAC Fans | 5.293% | 0 | 27.0261 | Industrial_2034_Achievable_MW_Before Competition Groups_High Efficiency HVAC Fans
Industrial | Ind ¦ High Efficiency HVAC Fans | 2034 | Economic | MW | Before Competition Groups | 39.5459 | 0 | 0 | 809.3262 | 0.048863 | 10 | Industrial_2034_Economic_MW_Before Competition Groups_10 | High Efficiency HVAC Fans | 4.886% | 0 | 39.5459 | Industrial_2034_Economic_MW_Before Competition Groups_High Efficiency HVAC Fans
Industrial | Ind ¦ High Efficiency HVAC Fans | 2034 | Technical | MW | Before Competition Groups | 39.5459 | 0 | 0 | 876.2738 | 0.04513 | 10 | Industrial_2034_Technical_MW_Before Competition Groups_10 | High Efficiency HVAC Fans | 4.513% | 0 | 39.5459 | Industrial_2034_Technical_MW_Before Competition Groups_High Efficiency HVAC Fans
Industrial | Ind ¦ Fan System Optimization | 2034 | Achievable | MW | Before Competition Groups | 15.6072 | 0 | 0 | 510.5633 | 0.030569 | 11 | Industrial_2034_Achievable_MW_Before Competition Groups_11 | Fan System Optimization | 3.057% | 0 | 15.6072 | Industrial_2034_Achievable_MW_Before Competition Groups_Fan System Optimization
Industrial | Ind ¦ Fan System Optimization | 2034 | Economic | MW | Before Competition Groups | 20.7239 | 0 | 0 | 809.3262 | 0.025606 | 11 | Industrial_2034_Economic_MW_Before Competition Groups_11 | Fan System Optimization | 2.561% | 0 | 20.7239 | Industrial_2034_Economic_MW_Before Competition Groups_Fan System Optimization
Industrial | Ind ¦ Process Optimization (Elec) | 2034 | Economic | MW | Before Competition Groups | 19.7254 | 0 | 0 | 809.3262 | 0.024373 | 12 | Industrial_2034_Economic_MW_Before Competition Groups_12 | Process Optimization (Elec) | 2.437% | 0 | 19.7254 | Industrial_2034_Economic_MW_Before Competition Groups_Process Optimization (Elec)
Industrial | Ind ¦ Fan System Optimization | 2034 | Technical | MW | Before Competition Groups | 20.7239 | 0 | 0 | 876.2738 | 0.02365 | 11 | Industrial_2034_Technical_MW_Before Competition Groups_11 | Fan System Optimization | 2.365% | 0 | 20.7239 | Industrial_2034_Technical_MW_Before Competition Groups_Fan System Optimization
Industrial | Ind ¦ Improved Controls - Process Cooling | 2034 | Achievable | MW | Before Competition Groups | 11.869 | 0 | 0 | 510.5633 | 0.023247 | 12 | Industrial_2034_Achievable_MW_Before Competition Groups_12 | Improved Controls - Process Cooling | 2.325% | 0 | 11.869 | Industrial_2034_Achievable_MW_Before Competition Groups_Improved Controls - Process Cooling
Industrial | Ind ¦ Process Optimization (Elec) | 2034 | Technical | MW | Before Competition Groups | 19.7254 | 0 | 0 | 876.2738 | 0.022511 | 12 | Industrial_2034_Technical_MW_Before Competition Groups_12 | Process Optimization (Elec) | 2.251% | 0 | 19.7254 | Industrial_2034_Technical_MW_Before Competition Groups_Process Optimization (Elec)
Industrial | Ind ¦ Premium Efficient Motors | 2034 | Technical | MW | Before Competition Groups | 18.518 | 0 | 0 | 876.2738 | 0.021133 | 13 | Industrial_2034_Technical_MW_Before Competition Groups_13 | Premium Efficient Motors | 2.113% | 0 | 18.518 | Industrial_2034_Technical_MW_Before Competition Groups_Premium Efficient Motors
Industrial | Ind ¦ Improved Controls - Process Cooling | 2034 | Economic | MW | Before Competition Groups | 15.232 | 0 | 0 | 809.3262 | 0.018821 | 13 | Industrial_2034_Economic_MW_Before Competition Groups_13 | Improved Controls - Process Cooling | 1.882% | 0 | 15.232 | Industrial_2034_Economic_MW_Before Competition Groups_Improved Controls - Process Cooling
Industrial | Ind ¦ Improved Controls - Process Cooling | 2034 | Technical | MW | Before Competition Groups | 15.232 | 0 | 0 | 876.2738 | 0.017383 | 14 | Industrial_2034_Technical_MW_Before Competition Groups_14 | Improved Controls - Process Cooling | 1.738% | 0 | 15.232 | Industrial_2034_Technical_MW_Before Competition Groups_Improved Controls - Process Cooling
Industrial | Ind ¦ Ventilation Optimization | 2034 | Economic | MW | Before Competition Groups | 9.6646 | 0 | 0 | 809.3262 | 0.011942 | 14 | Industrial_2034_Economic_MW_Before Competition Groups_14 | Ventilation Optimization | 1.194% | 0 | 9.6646 | Industrial_2034_Economic_MW_Before Competition Groups_Ventilation Optimization
Industrial | Ind ¦ HVLS Fans | 2034 | Technical | MW | Before Competition Groups | 9.7824 | 0 | 0 | 876.2738 | 0.011164 | 15 | Industrial_2034_Technical_MW_Before Competition Groups_15 | HVLS Fans | 1.116% | 0 | 9.7824 | Industrial_2034_Technical_MW_Before Competition Groups_HVLS Fans
Industrial | Ind ¦ Ventilation Optimization | 2034 | Technical | MW | Before Competition Groups | 9.6646 | 0 | 0 | 876.2738 | 0.011029 | 16 | Industrial_2034_Technical_MW_Before Competition Groups_16 | Ventilation Optimization | 1.103% | 0 | 9.6646 | Industrial_2034_Technical_MW_Before Competition Groups_Ventilation Optimization
Industrial | Ind ¦ Pulp and Paper Process Improvements | 2034 | Achievable | MW | Before Competition Groups | 5.5156 | 0 | 0 | 510.5633 | 0.010803 | 13 | Industrial_2034_Achievable_MW_Before Competition Groups_13 | Pulp and Paper Process Improvements | 1.08% | 0 | 5.5156 | Industrial_2034_Achievable_MW_Before Competition Groups_Pulp and Paper Process Improvements
Industrial | Ind ¦ Efficient Irrigation | 2034 | Economic | MW | Before Competition Groups | 8.4189 | 0 | 0 | 809.3262 | 0.010402 | 15 | Industrial_2034_Economic_MW_Before Competition Groups_15 | Efficient Irrigation | 1.04% | 0 | 8.4189 | Industrial_2034_Economic_MW_Before Competition Groups_Efficient Irrigation
Industrial | Ind ¦ Material Handling Improvements | 2034 | Achievable | MW | Before Competition Groups | 5.2159 | 0 | 0 | 510.5633 | 0.010216 | 14 | Industrial_2034_Achievable_MW_Before Competition Groups_14 | Material Handling Improvements | 1.022% | 0 | 5.2159 | Industrial_2034_Achievable_MW_Before Competition Groups_Material Handling Improvements
Industrial | Ind ¦ Efficient Irrigation | 2034 | Technical | MW | Before Competition Groups | 8.4189 | 0 | 0 | 876.2738 | 0.0096076 | 17 | Industrial_2034_Technical_MW_Before Competition Groups_17 | Efficient Irrigation | 0.9608% | 0 | 8.4189 | Industrial_2034_Technical_MW_Before Competition Groups_Efficient Irrigation
Industrial | Ind ¦ HE HVAC Controls | 2034 | Technical | MW | Before Competition Groups | 8.2627 | 0 | 0 | 876.2738 | 0.0094294 | 18 | Industrial_2034_Technical_MW_Before Competition Groups_18 | HE HVAC Controls | 0.9429% | 0 | 8.2627 | Industrial_2034_Technical_MW_Before Competition Groups_HE HVAC Controls
Industrial | Ind ¦ Pulp and Paper Process Improvements | 2034 | Economic | MW | Before Competition Groups | 7.551 | 0 | 0 | 809.3262 | 0.0093299 | 16 | Industrial_2034_Economic_MW_Before Competition Groups_16 | Pulp and Paper Process Improvements | 0.933% | 0 | 7.551 | Industrial_2034_Economic_MW_Before Competition Groups_Pulp and Paper Process Improvements
Industrial | Ind ¦ Material Handling Improvements | 2034 | Economic | MW | Before Competition Groups | 7.1862 | 0 | 0 | 809.3262 | 0.0088792 | 17 | Industrial_2034_Economic_MW_Before Competition Groups_17 | Material Handling Improvements | 0.8879% | 0 | 7.1862 | Industrial_2034_Economic_MW_Before Competition Groups_Material Handling Improvements
Industrial | Ind ¦ HE HVAC Units | 2034 | Technical | MW | Before Competition Groups | 7.6484 | 0 | 0 | 876.2738 | 0.0087284 | 19 | Industrial_2034_Technical_MW_Before Competition Groups_19 | HE HVAC Units | 0.8728% | 0 | 7.6484 | Industrial_2034_Technical_MW_Before Competition Groups_HE HVAC Units
Industrial | Ind ¦ Pulp and Paper Process Improvements | 2034 | Technical | MW | Before Competition Groups | 7.551 | 0 | 0 | 876.2738 | 0.0086171 | 20 | Industrial_2034_Technical_MW_Before Competition Groups_20 | Pulp and Paper Process Improvements | 0.8617% | 0 | 7.551 | Industrial_2034_Technical_MW_Before Competition Groups_Pulp and Paper Process Improvements
Industrial | Ind ¦ Free Cooling | 2034 | Economic | MW | Before Competition Groups | 6.8055 | 0 | 0 | 809.3262 | 0.0084088 | 18 | Industrial_2034_Economic_MW_Before Competition Groups_18 | Free Cooling | 0.8409% | 0 | 6.8055 | Industrial_2034_Economic_MW_Before Competition Groups_Free Cooling
Industrial | Ind ¦ Material Handling Improvements | 2034 | Technical | MW | Before Competition Groups | 7.1862 | 0 | 0 | 876.2738 | 0.0082008 | 21 | Industrial_2034_Technical_MW_Before Competition Groups_21 | Material Handling Improvements | 0.8201% | 0 | 7.1862 | Industrial_2034_Technical_MW_Before Competition Groups_Material Handling Improvements
Industrial | Ind ¦ Free Cooling | 2034 | Technical | MW | Before Competition Groups | 6.8055 | 0 | 0 | 876.2738 | 0.0077664 | 22 | Industrial_2034_Technical_MW_Before Competition Groups_22 | Free Cooling | 0.7766% | 0 | 6.8055 | Industrial_2034_Technical_MW_Before Competition Groups_Free Cooling
Industrial | Ind ¦ Refiner Plate Improvements | 2034 | Economic | MW | Before Competition Groups | 6.1482 | 0 | 0 | 809.3262 | 0.0075966 | 19 | Industrial_2034_Economic_MW_Before Competition Groups_19 | Refiner Plate Improvements | 0.7597% | 0 | 6.1482 | Industrial_2034_Economic_MW_Before Competition Groups_Refiner Plate Improvements
Industrial | Ind ¦ Efficient Irrigation | 2034 | Achievable | MW | Before Competition Groups | 3.7292 | 0 | 0 | 510.5633 | 0.0073042 | 15 | Industrial_2034_Achievable_MW_Before Competition Groups_15 | Efficient Irrigation | 0.7304% | 0 | 3.7292 | Industrial_2034_Achievable_MW_Before Competition Groups_Efficient Irrigation
Industrial | Ind ¦ Refiner Plate Improvements | 2034 | Technical | MW | Before Competition Groups | 6.1482 | 0 | 0 | 876.2738 | 0.0070162 | 23 | Industrial_2034_Technical_MW_Before Competition Groups_23 | Refiner Plate Improvements | 0.7016% | 0 | 6.1482 | Industrial_2034_Technical_MW_Before Competition Groups_Refiner Plate Improvements
Industrial | Ind ¦ Refiner Plate Improvements | 2034 | Achievable | MW | Before Competition Groups | 3.5591 | 0 | 0 | 510.5633 | 0.0069708 | 16 | Industrial_2034_Achievable_MW_Before Competition Groups_16 | Refiner Plate Improvements | 0.6971% | 0 | 3.5591 | Industrial_2034_Achievable_MW_Before Competition Groups_Refiner Plate Improvements
Industrial | Ind ¦ Ventilation Optimization | 2034 | Achievable | MW | Before Competition Groups | 3.2728 | 0 | 0 | 510.5633 | 0.0064101 | 17 | Industrial_2034_Achievable_MW_Before Competition Groups_17 | Ventilation Optimization | 0.641% | 0 | 3.2728 | Industrial_2034_Achievable_MW_Before Competition Groups_Ventilation Optimization
Industrial | Ind ¦ Process Optimization (Elec) | 2034 | Achievable | MW | Before Competition Groups | 3.1299 | 0 | 0 | 510.5633 | 0.0061303 | 18 | Industrial_2034_Achievable_MW_Before Competition Groups_18 | Process Optimization (Elec) | 0.613% | 0 | 3.1299 | Industrial_2034_Achievable_MW_Before Competition Groups_Process Optimization (Elec)
Industrial | Ind ¦ Chiller Optimization | 2034 | Technical | MW | Before Competition Groups | 5.3406 | 0 | 0 | 876.2738 | 0.0060947 | 24 | Industrial_2034_Technical_MW_Before Competition Groups_24 | Chiller Optimization | 0.6095% | 0 | 5.3406 | Industrial_2034_Technical_MW_Before Competition Groups_Chiller Optimization
Industrial | Ind ¦ VAV Conversion Project | 2034 | Achievable | MW | Before Competition Groups | 2.9571 | 0 | 0 | 510.5633 | 0.0057919 | 19 | Industrial_2034_Achievable_MW_Before Competition Groups_19 | VAV Conversion Project | 0.5792% | 0 | 2.9571 | Industrial_2034_Achievable_MW_Before Competition Groups_VAV Conversion Project
Industrial | Ind ¦ Cold Storage Retrofit | 2034 | Technical | MW | Before Competition Groups | 4.8466 | 0 | 0 | 876.2738 | 0.0055309 | 25 | Industrial_2034_Technical_MW_Before Competition Groups_25 | Cold Storage Retrofit | 0.5531% | 0 | 4.8466 | Industrial_2034_Technical_MW_Before Competition Groups_Cold Storage Retrofit
Industrial | Ind ¦ Cooling Tower Optimization | 2034 | Economic | MW | Before Competition Groups | 4.0525 | 0 | 0 | 809.3262 | 0.0050072 | 20 | Industrial_2034_Economic_MW_Before Competition Groups_20 | Cooling Tower Optimization | 0.5007% | 0 | 4.0525 | Industrial_2034_Economic_MW_Before Competition Groups_Cooling Tower Optimization
Industrial | Ind ¦ Cooling Tower Optimization | 2034 | Technical | MW | Before Competition Groups | 4.0525 | 0 | 0 | 876.2738 | 0.0046247 | 26 | Industrial_2034_Technical_MW_Before Competition Groups_26 | Cooling Tower Optimization | 0.4625% | 0 | 4.0525 | Industrial_2034_Technical_MW_Before Competition Groups_Cooling Tower Optimization
Industrial | Ind ¦ VAV Conversion Project | 2034 | Economic | MW | Before Competition Groups | 3.6984 | 0 | 0 | 809.3262 | 0.0045698 | 21 | Industrial_2034_Economic_MW_Before Competition Groups_21 | VAV Conversion Project | 0.457% | 0 | 3.6984 | Industrial_2034_Economic_MW_Before Competition Groups_VAV Conversion Project
Industrial | Ind ¦ VAV Conversion Project | 2034 | Technical | MW | Before Competition Groups | 3.6984 | 0 | 0 | 876.2738 | 0.0042207 | 27 | Industrial_2034_Technical_MW_Before Competition Groups_27 | VAV Conversion Project | 0.4221% | 0 | 3.6984 | Industrial_2034_Technical_MW_Before Competition Groups_VAV Conversion Project
Industrial | Ind ¦ Free Cooling | 2034 | Achievable | MW | Before Competition Groups | 2.058 | 0 | 0 | 510.5633 | 0.0040308 | 20 | Industrial_2034_Achievable_MW_Before Competition Groups_20 | Free Cooling | 0.4031% | 0 | 2.058 | Industrial_2034_Achievable_MW_Before Competition Groups_Free Cooling
Industrial | Ind ¦ High Efficiency Battery Charger | 2034 | Achievable | MW | Before Competition Groups | 1.8494 | 0 | 0 | 510.5633 | 0.0036223 | 21 | Industrial_2034_Achievable_MW_Before Competition Groups_21 | High Efficiency Battery Charger | 0.3622% | 0 | 1.8494 | Industrial_2034_Achievable_MW_Before Competition Groups_High Efficiency Battery Charger
Industrial | Ind ¦ Process Heat Recovery | 2034 | Achievable | MW | Before Competition Groups | 1.8229 | 0 | 0 | 510.5633 | 0.0035704 | 22 | Industrial_2034_Achievable_MW_Before Competition Groups_22 | Process Heat Recovery | 0.357% | 0 | 1.8229 | Industrial_2034_Achievable_MW_Before Competition Groups_Process Heat Recovery
Industrial | Ind ¦ High Efficiency Battery Charger | 2034 | Economic | MW | Before Competition Groups | 2.7748 | 0 | 0 | 809.3262 | 0.0034286 | 22 | Industrial_2034_Economic_MW_Before Competition Groups_22 | High Efficiency Battery Charger | 0.3429% | 0 | 2.7748 | Industrial_2034_Economic_MW_Before Competition Groups_High Efficiency Battery Charger
Industrial | Ind ¦ High Efficiency Battery Charger | 2034 | Technical | MW | Before Competition Groups | 2.7748 | 0 | 0 | 876.2738 | 0.0031666 | 28 | Industrial_2034_Technical_MW_Before Competition Groups_28 | High Efficiency Battery Charger | 0.3167% | 0 | 2.7748 | Industrial_2034_Technical_MW_Before Competition Groups_High Efficiency Battery Charger
Industrial | Ind ¦ Synchronous Belts | 2034 | Economic | MW | Before Competition Groups | 2.5265 | 0 | 0 | 809.3262 | 0.0031217 | 23 | Industrial_2034_Economic_MW_Before Competition Groups_23 | Synchronous Belts | 0.3122% | 0 | 2.5265 | Industrial_2034_Economic_MW_Before Competition Groups_Synchronous Belts
Industrial | Ind ¦ Process Improvements | 2034 | Achievable | MW | Before Competition Groups | 1.5044 | 0 | 0 | 510.5633 | 0.0029465 | 23 | Industrial_2034_Achievable_MW_Before Competition Groups_23 | Process Improvements | 0.2947% | 0 | 1.5044 | Industrial_2034_Achievable_MW_Before Competition Groups_Process Improvements
Industrial | Ind ¦ Process Heat Recovery | 2034 | Economic | MW | Before Competition Groups | 2.3431 | 0 | 0 | 809.3262 | 0.0028952 | 24 | Industrial_2034_Economic_MW_Before Competition Groups_24 | Process Heat Recovery | 0.2895% | 0 | 2.3431 | Industrial_2034_Economic_MW_Before Competition Groups_Process Heat Recovery
Industrial | Ind ¦ Synchronous Belts | 2034 | Technical | MW | Before Competition Groups | 2.5265 | 0 | 0 | 876.2738 | 0.0028832 | 29 | Industrial_2034_Technical_MW_Before Competition Groups_29 | Synchronous Belts | 0.2883% | 0 | 2.5265 | Industrial_2034_Technical_MW_Before Competition Groups_Synchronous Belts
Industrial | Ind ¦ Dairy Pre-Cooler | 2034 | Economic | MW | Before Competition Groups | 2.2433 | 0 | 0 | 809.3262 | 0.0027718 | 25 | Industrial_2034_Economic_MW_Before Competition Groups_25 | Dairy Pre-Cooler | 0.2772% | 0 | 2.2433 | Industrial_2034_Economic_MW_Before Competition Groups_Dairy Pre-Cooler
Industrial | Ind ¦ Process Heat Recovery | 2034 | Technical | MW | Before Competition Groups | 2.3431 | 0 | 0 | 876.2738 | 0.002674 | 30 | Industrial_2034_Technical_MW_Before Competition Groups_30 | Process Heat Recovery | 0.2674% | 0 | 2.3431 | Industrial_2034_Technical_MW_Before Competition Groups_Process Heat Recovery
Industrial | Ind ¦ Dairy Pre-Cooler | 2034 | Technical | MW | Before Competition Groups | 2.2433 | 0 | 0 | 876.2738 | 0.00256 | 31 | Industrial_2034_Technical_MW_Before Competition Groups_31 | Dairy Pre-Cooler | 0.256% | 0 | 2.2433 | Industrial_2034_Technical_MW_Before Competition Groups_Dairy Pre-Cooler
Industrial | Ind ¦ Refrigeration Compressor VFD | 2034 | Achievable | MW | Before Competition Groups | 1.2694 | 0 | 0 | 510.5633 | 0.0024863 | 24 | Industrial_2034_Achievable_MW_Before Competition Groups_24 | Refrigeration Compressor VFD | 0.2486% | 0 | 1.2694 | Industrial_2034_Achievable_MW_Before Competition Groups_Refrigeration Compressor VFD
Industrial | Ind ¦ Process Improvements | 2034 | Economic | MW | Before Competition Groups | 1.8907 | 0 | 0 | 809.3262 | 0.0023361 | 26 | Industrial_2034_Economic_MW_Before Competition Groups_26 | Process Improvements | 0.2336% | 0 | 1.8907 | Industrial_2034_Economic_MW_Before Competition Groups_Process Improvements
Industrial | Ind ¦ Dairy Pre-Cooler | 2034 | Achievable | MW | Before Competition Groups | 1.1814 | 0 | 0 | 510.5633 | 0.0023139 | 25 | Industrial_2034_Achievable_MW_Before Competition Groups_25 | Dairy Pre-Cooler | 0.2314% | 0 | 1.1814 | Industrial_2034_Achievable_MW_Before Competition Groups_Dairy Pre-Cooler
Industrial | Ind ¦ Refrigeration Compressor VFD | 2034 | Economic | MW | Before Competition Groups | 1.864 | 0 | 0 | 809.3262 | 0.0023031 | 27 | Industrial_2034_Economic_MW_Before Competition Groups_27 | Refrigeration Compressor VFD | 0.2303% | 0 | 1.864 | Industrial_2034_Economic_MW_Before Competition Groups_Refrigeration Compressor VFD
Industrial | Ind ¦ Process Improvements | 2034 | Technical | MW | Before Competition Groups | 1.8907 | 0 | 0 | 876.2738 | 0.0021576 | 32 | Industrial_2034_Technical_MW_Before Competition Groups_32 | Process Improvements | 0.2158% | 0 | 1.8907 | Industrial_2034_Technical_MW_Before Competition Groups_Process Improvements
Industrial | Ind ¦ Refrigeration Compressor VFD | 2034 | Technical | MW | Before Competition Groups | 1.864 | 0 | 0 | 876.2738 | 0.0021272 | 33 | Industrial_2034_Technical_MW_Before Competition Groups_33 | Refrigeration Compressor VFD | 0.2127% | 0 | 1.864 | Industrial_2034_Technical_MW_Before Competition Groups_Refrigeration Compressor VFD
Industrial | Ind ¦ Improved Controls - Process Heating | 2034 | Achievable | MW | Before Competition Groups | 0.97019 | 0 | 0 | 510.5633 | 0.0019002 | 26 | Industrial_2034_Achievable_MW_Before Competition Groups_26 | Improved Controls - Process Heating | 0.19% | 0 | 0.97019 | Industrial_2034_Achievable_MW_Before Competition Groups_Improved Controls - Process Heating
Industrial | Ind ¦ Cooling Tower Optimization | 2034 | Achievable | MW | Before Competition Groups | 0.89343 | 0 | 0 | 510.5633 | 0.0017499 | 27 | Industrial_2034_Achievable_MW_Before Competition Groups_27 | Cooling Tower Optimization | 0.175% | 0 | 0.89343 | Industrial_2034_Achievable_MW_Before Competition Groups_Cooling Tower Optimization
Industrial | Ind ¦ Efficient Transformer | 2034 | Technical | MW | Before Competition Groups | 1.3921 | 0 | 0 | 876.2738 | 0.0015887 | 34 | Industrial_2034_Technical_MW_Before Competition Groups_34 | Efficient Transformer | 0.1589% | 0 | 1.3921 | Industrial_2034_Technical_MW_Before Competition Groups_Efficient Transformer
Industrial | Ind ¦ Improved Controls - Process Heating | 2034 | Economic | MW | Before Competition Groups | 1.2557 | 0 | 0 | 809.3262 | 0.0015515 | 28 | Industrial_2034_Economic_MW_Before Competition Groups_28 | Improved Controls - Process Heating | 0.1552% | 0 | 1.2557 | Industrial_2034_Economic_MW_Before Competition Groups_Improved Controls - Process Heating
Industrial | Ind ¦ High Efficiency Welders | 2034 | Technical | MW | Before Competition Groups | 1.3455 | 0 | 0 | 876.2738 | 0.0015354 | 35 | Industrial_2034_Technical_MW_Before Competition Groups_35 | High Efficiency Welders | 0.1535% | 0 | 1.3455 | Industrial_2034_Technical_MW_Before Competition Groups_High Efficiency Welders
Industrial | Ind ¦ Improved Controls - Process Heating | 2034 | Technical | MW | Before Competition Groups | 1.2557 | 0 | 0 | 876.2738 | 0.001433 | 36 | Industrial_2034_Technical_MW_Before Competition Groups_36 | Improved Controls - Process Heating | 0.1433% | 0 | 1.2557 | Industrial_2034_Technical_MW_Before Competition Groups_Improved Controls - Process Heating
Industrial | Ind ¦ Engine Block Heater Timer | 2034 | Achievable | MW | Before Competition Groups | 0.58942 | 0 | 0 | 510.5633 | 0.0011544 | 28 | Industrial_2034_Achievable_MW_Before Competition Groups_28 | Engine Block Heater Timer | 0.1154% | 0 | 0.58942 | Industrial_2034_Achievable_MW_Before Competition Groups_Engine Block Heater Timer
Industrial | Ind ¦ Engine Block Heater Timer | 2034 | Economic | MW | Before Competition Groups | 0.74543 | 0 | 0 | 809.3262 | 0.00092104 | 29 | Industrial_2034_Economic_MW_Before Competition Groups_29 | Engine Block Heater Timer | 0.0921% | 0 | 0.74543 | Industrial_2034_Economic_MW_Before Competition Groups_Engine Block Heater Timer
Industrial | Ind ¦ Engine Block Heater Timer | 2034 | Technical | MW | Before Competition Groups | 0.74543 | 0 | 0 | 876.2738 | 0.00085068 | 37 | Industrial_2034_Technical_MW_Before Competition Groups_37 | Engine Block Heater Timer | 0.08507% | 0 | 0.74543 | Industrial_2034_Technical_MW_Before Competition Groups_Engine Block Heater Timer
Industrial | Ind ¦ Efficient Refrigeration Compressor | 2034 | Achievable | MW | Before Competition Groups | 0.37475 | 0 | 0 | 510.5633 | 0.000734 | 29 | Industrial_2034_Achievable_MW_Before Competition Groups_29 | Efficient Refrigeration Compressor | 0.0734% | 0 | 0.37475 | Industrial_2034_Achievable_MW_Before Competition Groups_Efficient Refrigeration Compressor
Industrial | Ind ¦ Efficient Refrigeration Compressor | 2034 | Economic | MW | Before Competition Groups | 0.4534 | 0 | 0 | 809.3262 | 0.00056022 | 30 | Industrial_2034_Economic_MW_Before Competition Groups_30 | Efficient Refrigeration Compressor | 0.05602% | 0 | 0.4534 | Industrial_2034_Economic_MW_Before Competition Groups_Efficient Refrigeration Compressor
Industrial | Ind ¦ Heat Lamps/Heat Pad | 2034 | Technical | MW | Before Competition Groups | 0.45372 | 0 | 0 | 876.2738 | 0.00051778 | 38 | Industrial_2034_Technical_MW_Before Competition Groups_38 | Heat Lamps/Heat Pad | 0.05178% | 0 | 0.45372 | Industrial_2034_Technical_MW_Before Competition Groups_Heat Lamps/Heat Pad
Industrial | Ind ¦ Efficient Refrigeration Compressor | 2034 | Technical | MW | Before Competition Groups | 0.4534 | 0 | 0 | 876.2738 | 0.00051742 | 39 | Industrial_2034_Technical_MW_Before Competition Groups_39 | Efficient Refrigeration Compressor | 0.05174% | 0 | 0.4534 | Industrial_2034_Technical_MW_Before Competition Groups_Efficient Refrigeration Compressor
Industrial | Ind ¦ Air Compressor Heat Recovery | 2034 | Achievable | MW | Before Competition Groups | 0.2527 | 0 | 0 | 510.5633 | 0.00049494 | 30 | Industrial_2034_Achievable_MW_Before Competition Groups_30 | Air Compressor Heat Recovery | 0.04949% | 0 | 0.2527 | Industrial_2034_Achievable_MW_Before Competition Groups_Air Compressor Heat Recovery
Industrial | Ind ¦ Synchronous Belts | 2034 | Achievable | MW | Before Competition Groups | 0.24132 | 0 | 0 | 510.5633 | 0.00047266 | 31 | Industrial_2034_Achievable_MW_Before Competition Groups_31 | Synchronous Belts | 0.04727% | 0 | 0.24132 | Industrial_2034_Achievable_MW_Before Competition Groups_Synchronous Belts
Industrial | Ind ¦ Air Compressor Heat Recovery | 2034 | Economic | MW | Before Competition Groups | 0.33144 | 0 | 0 | 809.3262 | 0.00040953 | 31 | Industrial_2034_Economic_MW_Before Competition Groups_31 | Air Compressor Heat Recovery | 0.04095% | 0 | 0.33144 | Industrial_2034_Economic_MW_Before Competition Groups_Air Compressor Heat Recovery
Industrial | Ind ¦ Air Compressor Heat Recovery | 2034 | Technical | MW | Before Competition Groups | 0.33144 | 0 | 0 | 876.2738 | 0.00037824 | 40 | Industrial_2034_Technical_MW_Before Competition Groups_40 | Air Compressor Heat Recovery | 0.03782% | 0 | 0.33144 | Industrial_2034_Technical_MW_Before Competition Groups_Air Compressor Heat Recovery
Industrial | Ind ¦ Creep Heat Controller | 2034 | Technical | MW | Before Competition Groups | 0.29048 | 0 | 0 | 876.2738 | 0.00033149 | 41 | Industrial_2034_Technical_MW_Before Competition Groups_41 | Creep Heat Controller | 0.03315% | 0 | 0.29048 | Industrial_2034_Technical_MW_Before Competition Groups_Creep Heat Controller
Industrial | Ind ¦ Optimize Compressed Air Dryer | 2034 | Technical | MW | Before Competition Groups | 0.23934 | 0 | 0 | 876.2738 | 0.00027313 | 42 | Industrial_2034_Technical_MW_Before Competition Groups_42 | Optimize Compressed Air Dryer | 0.02731% | 0 | 0.23934 | Industrial_2034_Technical_MW_Before Competition Groups_Optimize Compressed Air Dryer
Industrial | Ind ¦ Heat Lamps/Heat Pad | 2034 | Achievable | MW | Before Competition Groups | 0.077507 | 0 | 0 | 510.5633 | 0.00015181 | 32 | Industrial_2034_Achievable_MW_Before Competition Groups_32 | Heat Lamps/Heat Pad | 0.01518% | 0 | 0.077507 | Industrial_2034_Achievable_MW_Before Competition Groups_Heat Lamps/Heat Pad
Industrial | Ind ¦ Efficient Transformer | 2034 | Achievable | MW | Before Competition Groups | 0.037695 | 0 | 0 | 510.5633 | 7.3831e-05 | 33 | Industrial_2034_Achievable_MW_Before Competition Groups_33 | Efficient Transformer | 0.007383% | 0 | 0.037695 | Industrial_2034_Achievable_MW_Before Competition Groups_Efficient Transformer
Industrial | Ind ¦ Efficient Transformer | 2034 | Economic | MW | Before Competition Groups | 0.028662 | 0 | 0 | 809.3262 | 3.5415e-05 | 32 | Industrial_2034_Economic_MW_Before Competition Groups_32 | Efficient Transformer | 0.003541% | 0 | 0.028662 | Industrial_2034_Economic_MW_Before Competition Groups_Efficient Transformer
Industrial | Ind ¦ Heat Lamps/Heat Pad | 2034 | Economic | MW | Before Competition Groups | 0.017228 | 0 | 0 | 809.3262 | 2.1287e-05 | 33 | Industrial_2034_Economic_MW_Before Competition Groups_33 | Heat Lamps/Heat Pad | 0.002129% | 0 | 0.017228 | Industrial_2034_Economic_MW_Before Competition Groups_Heat Lamps/Heat Pad
Industrial | Ind ¦ Creep Heat Controller | 2034 | Achievable | MW | Before Competition Groups | 0 | 0 | 0 | 510.5633 | 0 | 34 | Industrial_2034_Achievable_MW_Before Competition Groups_34 | Creep Heat Controller | 0% | 0 | 0 | Industrial_2034_Achievable_MW_Before Competition Groups_Creep Heat Controller
Industrial | Ind ¦ Creep Heat Controller | 2034 | Economic | MW | Before Competition Groups | 0 | 0 | 0 | 809.3262 | 0 | 34 | Industrial_2034_Economic_MW_Before Competition Groups_34 | Creep Heat Controller | 0% | 0 | 0 | Industrial_2034_Economic_MW_Before Competition Groups_Creep Heat Controller
Industrial | Ind ¦ High Efficiency Welders | 2034 | Achievable | MW | Before Competition Groups | 0 | 0 | 0 | 510.5633 | 0 | 35 | Industrial_2034_Achievable_MW_Before Competition Groups_35 | High Efficiency Welders | 0% | 0 | 0 | Industrial_2034_Achievable_MW_Before Competition Groups_High Efficiency Welders
Industrial | Ind ¦ High Efficiency Welders | 2034 | Economic | MW | Before Competition Groups | 0 | 0 | 0 | 809.3262 | 0 | 35 | Industrial_2034_Economic_MW_Before Competition Groups_35 | High Efficiency Welders | 0% | 0 | 0 | Industrial_2034_Economic_MW_Before Competition Groups_High Efficiency Welders
Industrial | Ind ¦ HVLS Fans | 2034 | Achievable | MW | Before Competition Groups | 0 | 0 | 0 | 510.5633 | 0 | 36 | Industrial_2034_Achievable_MW_Before Competition Groups_36 | HVLS Fans | 0% | 0 | 0 | Industrial_2034_Achievable_MW_Before Competition Groups_HVLS Fans
Industrial | Ind ¦ HVLS Fans | 2034 | Economic | MW | Before Competition Groups | 0 | 0 | 0 | 809.3262 | 0 | 36 | Industrial_2034_Economic_MW_Before Competition Groups_36 | HVLS Fans | 0% | 0 | 0 | Industrial_2034_Economic_MW_Before Competition Groups_HVLS Fans
Industrial | Ind ¦ Optimize Compressed Air Dryer | 2034 | Achievable | MW | Before Competition Groups | 0 | 0 | 0 | 510.5633 | 0 | 37 | Industrial_2034_Achievable_MW_Before Competition Groups_37 | Optimize Compressed Air Dryer | 0% | 0 | 0 | Industrial_2034_Achievable_MW_Before Competition Groups_Optimize Compressed Air Dryer
Industrial | Ind ¦ Optimize Compressed Air Dryer | 2034 | Economic | MW | Before Competition Groups | 0 | 0 | 0 | 809.3262 | 0 | 37 | Industrial_2034_Economic_MW_Before Competition Groups_37 | Optimize Compressed Air Dryer | 0% | 0 | 0 | Industrial_2034_Economic_MW_Before Competition Groups_Optimize Compressed Air Dryer
Industrial | Ind ¦ Premium Efficient Motors | 2034 | Achievable | MW | Before Competition Groups | 0 | 0 | 0 | 510.5633 | 0 | 38 | Industrial_2034_Achievable_MW_Before Competition Groups_38 | Premium Efficient Motors | 0% | 0 | 0 | Industrial_2034_Achievable_MW_Before Competition Groups_Premium Efficient Motors
Industrial | Ind ¦ Premium Efficient Motors | 2034 | Economic | MW | Before Competition Groups | 0 | 0 | 0 | 809.3262 | 0 | 38 | Industrial_2034_Economic_MW_Before Competition Groups_38 | Premium Efficient Motors | 0% | 0 | 0 | Industrial_2034_Economic_MW_Before Competition Groups_Premium Efficient Motors
Industrial | Ind ¦ Pump System Optimization | 2035 | Economic | MW | Before Competition Groups | 125.0819 | 0 | 0 | 819.6084 | 0.15261 | 1 | Industrial_2035_Economic_MW_Before Competition Groups_1 | Pump System Optimization | 15.26% | 0 | 125.0819 | Industrial_2035_Economic_MW_Before Competition Groups_Pump System Optimization
Industrial | Ind ¦ Pump System Optimization | 2035 | Achievable | MW | Before Competition Groups | 81.4346 | 0 | 0 | 551.1157 | 0.14776 | 1 | Industrial_2035_Achievable_MW_Before Competition Groups_1 | Pump System Optimization | 14.78% | 0 | 81.4346 | Industrial_2035_Achievable_MW_Before Competition Groups_Pump System Optimization
Industrial | Ind ¦ Pump System Optimization | 2035 | Technical | MW | Before Competition Groups | 127.3996 | 0 | 0 | 886.6961 | 0.14368 | 1 | Industrial_2035_Technical_MW_Before Competition Groups_1 | Pump System Optimization | 14.37% | 0 | 127.3996 | Industrial_2035_Technical_MW_Before Competition Groups_Pump System Optimization
Industrial | Ind ¦ HE Lighting | 2035 | Economic | MW | Before Competition Groups | 93.4627 | 0 | 0 | 819.6084 | 0.11403 | 2 | Industrial_2035_Economic_MW_Before Competition Groups_2 | HE Lighting | 11.4% | 0 | 93.4627 | Industrial_2035_Economic_MW_Before Competition Groups_HE Lighting
Industrial | Ind ¦ HE Lighting | 2035 | Technical | MW | Before Competition Groups | 100.0294 | 0 | 0 | 886.6961 | 0.11281 | 2 | Industrial_2035_Technical_MW_Before Competition Groups_2 | HE Lighting | 11.28% | 0 | 100.0294 | Industrial_2035_Technical_MW_Before Competition Groups_HE Lighting
Industrial | Ind ¦ Air Leak Survey and Repair | 2035 | Achievable | MW | Before Competition Groups | 57.327 | 0 | 0 | 551.1157 | 0.10402 | 2 | Industrial_2035_Achievable_MW_Before Competition Groups_2 | Air Leak Survey and Repair | 10.4% | 0 | 57.327 | Industrial_2035_Achievable_MW_Before Competition Groups_Air Leak Survey and Repair
Industrial | Ind ¦ Greenhouse Grow Lights | 2035 | Achievable | MW | Before Competition Groups | 54.612 | 0 | 0 | 551.1157 | 0.099094 | 3 | Industrial_2035_Achievable_MW_Before Competition Groups_3 | Greenhouse Grow Lights | 9.909% | 0 | 54.612 | Industrial_2035_Achievable_MW_Before Competition Groups_Greenhouse Grow Lights
Industrial | Ind ¦ Greenhouse Grow Lights | 2035 | Economic | MW | Before Competition Groups | 77.6508 | 0 | 0 | 819.6084 | 0.094741 | 3 | Industrial_2035_Economic_MW_Before Competition Groups_3 | Greenhouse Grow Lights | 9.474% | 0 | 77.6508 | Industrial_2035_Economic_MW_Before Competition Groups_Greenhouse Grow Lights
Industrial | Ind ¦ Air Compressor Optimization | 2035 | Achievable | MW | Before Competition Groups | 48.5346 | 0 | 0 | 551.1157 | 0.088066 | 4 | Industrial_2035_Achievable_MW_Before Competition Groups_4 | Air Compressor Optimization | 8.807% | 0 | 48.5346 | Industrial_2035_Achievable_MW_Before Competition Groups_Air Compressor Optimization
Industrial | Ind ¦ Greenhouse Grow Lights | 2035 | Technical | MW | Before Competition Groups | 77.6508 | 0 | 0 | 886.6961 | 0.087573 | 3 | Industrial_2035_Technical_MW_Before Competition Groups_3 | Greenhouse Grow Lights | 8.757% | 0 | 77.6508 | Industrial_2035_Technical_MW_Before Competition Groups_Greenhouse Grow Lights
Industrial | Ind ¦ Air Leak Survey and Repair | 2035 | Economic | MW | Before Competition Groups | 70.7414 | 0 | 0 | 819.6084 | 0.086311 | 4 | Industrial_2035_Economic_MW_Before Competition Groups_4 | Air Leak Survey and Repair | 8.631% | 0 | 70.7414 | Industrial_2035_Economic_MW_Before Competition Groups_Air Leak Survey and Repair
Industrial | Ind ¦ Recommissioning | 2035 | Achievable | MW | Before Competition Groups | 44.1609 | 0 | 0 | 551.1157 | 0.08013 | 5 | Industrial_2035_Achievable_MW_Before Competition Groups_5 | Recommissioning | 8.013% | 0 | 44.1609 | Industrial_2035_Achievable_MW_Before Competition Groups_Recommissioning
Industrial | Ind ¦ SEM | 2035 | Achievable | MW | Before Competition Groups | 44.1609 | 0 | 0 | 551.1157 | 0.08013 | 6 | Industrial_2035_Achievable_MW_Before Competition Groups_6 | SEM | 8.013% | 0 | 44.1609 | Industrial_2035_Achievable_MW_Before Competition Groups_SEM
Industrial | Ind ¦ Air Leak Survey and Repair | 2035 | Technical | MW | Before Competition Groups | 70.7414 | 0 | 0 | 886.6961 | 0.079781 | 4 | Industrial_2035_Technical_MW_Before Competition Groups_4 | Air Leak Survey and Repair | 7.978% | 0 | 70.7414 | Industrial_2035_Technical_MW_Before Competition Groups_Air Leak Survey and Repair
Industrial | Ind ¦ Air Compressor Optimization | 2035 | Economic | MW | Before Competition Groups | 63.6198 | 0 | 0 | 819.6084 | 0.077622 | 5 | Industrial_2035_Economic_MW_Before Competition Groups_5 | Air Compressor Optimization | 7.762% | 0 | 63.6198 | Industrial_2035_Economic_MW_Before Competition Groups_Air Compressor Optimization
Industrial | Ind ¦ Pump Equipment Upgrade | 2035 | Achievable | MW | Before Competition Groups | 41.7267 | 0 | 0 | 551.1157 | 0.075713 | 7 | Industrial_2035_Achievable_MW_Before Competition Groups_7 | Pump Equipment Upgrade | 7.571% | 0 | 41.7267 | Industrial_2035_Achievable_MW_Before Competition Groups_Pump Equipment Upgrade
Industrial | Ind ¦ HE Lighting | 2035 | Achievable | MW | Before Competition Groups | 41.4735 | 0 | 0 | 551.1157 | 0.075254 | 8 | Industrial_2035_Achievable_MW_Before Competition Groups_8 | HE Lighting | 7.525% | 0 | 41.4735 | Industrial_2035_Achievable_MW_Before Competition Groups_HE Lighting
Industrial | Ind ¦ Pump Equipment Upgrade | 2035 | Economic | MW | Before Competition Groups | 59.9825 | 0 | 0 | 819.6084 | 0.073184 | 6 | Industrial_2035_Economic_MW_Before Competition Groups_6 | Pump Equipment Upgrade | 7.318% | 0 | 59.9825 | Industrial_2035_Economic_MW_Before Competition Groups_Pump Equipment Upgrade
Industrial | Ind ¦ Air Compressor Optimization | 2035 | Technical | MW | Before Competition Groups | 63.6198 | 0 | 0 | 886.6961 | 0.071749 | 5 | Industrial_2035_Technical_MW_Before Competition Groups_5 | Air Compressor Optimization | 7.175% | 0 | 63.6198 | Industrial_2035_Technical_MW_Before Competition Groups_Air Compressor Optimization
Industrial | Ind ¦ Pump Equipment Upgrade | 2035 | Technical | MW | Before Competition Groups | 59.9825 | 0 | 0 | 886.6961 | 0.067647 | 6 | Industrial_2035_Technical_MW_Before Competition Groups_6 | Pump Equipment Upgrade | 6.765% | 0 | 59.9825 | Industrial_2035_Technical_MW_Before Competition Groups_Pump Equipment Upgrade
Industrial | Ind ¦ Efficient Compressed Air Nozzles | 2035 | Economic | MW | Before Competition Groups | 55.1257 | 0 | 0 | 819.6084 | 0.067259 | 7 | Industrial_2035_Economic_MW_Before Competition Groups_7 | Efficient Compressed Air Nozzles | 6.726% | 0 | 55.1257 | Industrial_2035_Economic_MW_Before Competition Groups_Efficient Compressed Air Nozzles
Industrial | Ind ¦ Recommissioning | 2035 | Economic | MW | Before Competition Groups | 53.466 | 0 | 0 | 819.6084 | 0.065234 | 8 | Industrial_2035_Economic_MW_Before Competition Groups_8 | Recommissioning | 6.523% | 0 | 53.466 | Industrial_2035_Economic_MW_Before Competition Groups_Recommissioning
Industrial | Ind ¦ SEM | 2035 | Economic | MW | Before Competition Groups | 53.466 | 0 | 0 | 819.6084 | 0.065234 | 9 | Industrial_2035_Economic_MW_Before Competition Groups_9 | SEM | 6.523% | 0 | 53.466 | Industrial_2035_Economic_MW_Before Competition Groups_SEM
Industrial | Ind ¦ Efficient Compressed Air Nozzles | 2035 | Achievable | MW | Before Competition Groups | 35.0202 | 0 | 0 | 551.1157 | 0.063544 | 9 | Industrial_2035_Achievable_MW_Before Competition Groups_9 | Efficient Compressed Air Nozzles | 6.354% | 0 | 35.0202 | Industrial_2035_Achievable_MW_Before Competition Groups_Efficient Compressed Air Nozzles
Industrial | Ind ¦ Efficient Compressed Air Nozzles | 2035 | Technical | MW | Before Competition Groups | 55.1257 | 0 | 0 | 886.6961 | 0.06217 | 7 | Industrial_2035_Technical_MW_Before Competition Groups_7 | Efficient Compressed Air Nozzles | 6.217% | 0 | 55.1257 | Industrial_2035_Technical_MW_Before Competition Groups_Efficient Compressed Air Nozzles
Industrial | Ind ¦ Recommissioning | 2035 | Technical | MW | Before Competition Groups | 53.466 | 0 | 0 | 886.6961 | 0.060298 | 8 | Industrial_2035_Technical_MW_Before Competition Groups_8 | Recommissioning | 6.03% | 0 | 53.466 | Industrial_2035_Technical_MW_Before Competition Groups_Recommissioning
Industrial | Ind ¦ SEM | 2035 | Technical | MW | Before Competition Groups | 53.466 | 0 | 0 | 886.6961 | 0.060298 | 9 | Industrial_2035_Technical_MW_Before Competition Groups_9 | SEM | 6.03% | 0 | 53.466 | Industrial_2035_Technical_MW_Before Competition Groups_SEM
Industrial | Ind ¦ High Efficiency HVAC Fans | 2035 | Achievable | MW | Before Competition Groups | 28.6389 | 0 | 0 | 551.1157 | 0.051965 | 10 | Industrial_2035_Achievable_MW_Before Competition Groups_10 | High Efficiency HVAC Fans | 5.197% | 0 | 28.6389 | Industrial_2035_Achievable_MW_Before Competition Groups_High Efficiency HVAC Fans
Industrial | Ind ¦ High Efficiency HVAC Fans | 2035 | Economic | MW | Before Competition Groups | 40.1231 | 0 | 0 | 819.6084 | 0.048954 | 10 | Industrial_2035_Economic_MW_Before Competition Groups_10 | High Efficiency HVAC Fans | 4.895% | 0 | 40.1231 | Industrial_2035_Economic_MW_Before Competition Groups_High Efficiency HVAC Fans
Industrial | Ind ¦ High Efficiency HVAC Fans | 2035 | Technical | MW | Before Competition Groups | 40.1231 | 0 | 0 | 886.6961 | 0.04525 | 10 | Industrial_2035_Technical_MW_Before Competition Groups_10 | High Efficiency HVAC Fans | 4.525% | 0 | 40.1231 | Industrial_2035_Technical_MW_Before Competition Groups_High Efficiency HVAC Fans
Industrial | Ind ¦ Fan System Optimization | 2035 | Achievable | MW | Before Competition Groups | 16.5615 | 0 | 0 | 551.1157 | 0.030051 | 11 | Industrial_2035_Achievable_MW_Before Competition Groups_11 | Fan System Optimization | 3.005% | 0 | 16.5615 | Industrial_2035_Achievable_MW_Before Competition Groups_Fan System Optimization
Industrial | Ind ¦ Fan System Optimization | 2035 | Economic | MW | Before Competition Groups | 21.0186 | 0 | 0 | 819.6084 | 0.025645 | 11 | Industrial_2035_Economic_MW_Before Competition Groups_11 | Fan System Optimization | 2.564% | 0 | 21.0186 | Industrial_2035_Economic_MW_Before Competition Groups_Fan System Optimization
Industrial | Ind ¦ Process Optimization (Elec) | 2035 | Economic | MW | Before Competition Groups | 19.658 | 0 | 0 | 819.6084 | 0.023985 | 12 | Industrial_2035_Economic_MW_Before Competition Groups_12 | Process Optimization (Elec) | 2.398% | 0 | 19.658 | Industrial_2035_Economic_MW_Before Competition Groups_Process Optimization (Elec)
Industrial | Ind ¦ Fan System Optimization | 2035 | Technical | MW | Before Competition Groups | 21.0186 | 0 | 0 | 886.6961 | 0.023704 | 11 | Industrial_2035_Technical_MW_Before Competition Groups_11 | Fan System Optimization | 2.37% | 0 | 21.0186 | Industrial_2035_Technical_MW_Before Competition Groups_Fan System Optimization
Industrial | Ind ¦ Improved Controls - Process Cooling | 2035 | Achievable | MW | Before Competition Groups | 12.581 | 0 | 0 | 551.1157 | 0.022828 | 12 | Industrial_2035_Achievable_MW_Before Competition Groups_12 | Improved Controls - Process Cooling | 2.283% | 0 | 12.581 | Industrial_2035_Achievable_MW_Before Competition Groups_Improved Controls - Process Cooling
Industrial | Ind ¦ Process Optimization (Elec) | 2035 | Technical | MW | Before Competition Groups | 19.658 | 0 | 0 | 886.6961 | 0.02217 | 12 | Industrial_2035_Technical_MW_Before Competition Groups_12 | Process Optimization (Elec) | 2.217% | 0 | 19.658 | Industrial_2035_Technical_MW_Before Competition Groups_Process Optimization (Elec)
Industrial | Ind ¦ Premium Efficient Motors | 2035 | Technical | MW | Before Competition Groups | 18.6237 | 0 | 0 | 886.6961 | 0.021003 | 13 | Industrial_2035_Technical_MW_Before Competition Groups_13 | Premium Efficient Motors | 2.1% | 0 | 18.6237 | Industrial_2035_Technical_MW_Before Competition Groups_Premium Efficient Motors
Industrial | Ind ¦ Improved Controls - Process Cooling | 2035 | Economic | MW | Before Competition Groups | 15.1862 | 0 | 0 | 819.6084 | 0.018529 | 13 | Industrial_2035_Economic_MW_Before Competition Groups_13 | Improved Controls - Process Cooling | 1.853% | 0 | 15.1862 | Industrial_2035_Economic_MW_Before Competition Groups_Improved Controls - Process Cooling
Industrial | Ind ¦ Improved Controls - Process Cooling | 2035 | Technical | MW | Before Competition Groups | 15.1862 | 0 | 0 | 886.6961 | 0.017127 | 14 | Industrial_2035_Technical_MW_Before Competition Groups_14 | Improved Controls - Process Cooling | 1.713% | 0 | 15.1862 | Industrial_2035_Technical_MW_Before Competition Groups_Improved Controls - Process Cooling
Industrial | Ind ¦ Ventilation Optimization | 2035 | Economic | MW | Before Competition Groups | 9.9064 | 0 | 0 | 819.6084 | 0.012087 | 14 | Industrial_2035_Economic_MW_Before Competition Groups_14 | Ventilation Optimization | 1.209% | 0 | 9.9064 | Industrial_2035_Economic_MW_Before Competition Groups_Ventilation Optimization
Industrial | Ind ¦ HVLS Fans | 2035 | Technical | MW | Before Competition Groups | 9.9547 | 0 | 0 | 886.6961 | 0.011227 | 15 | Industrial_2035_Technical_MW_Before Competition Groups_15 | HVLS Fans | 1.123% | 0 | 9.9547 | Industrial_2035_Technical_MW_Before Competition Groups_HVLS Fans
Industrial | Ind ¦ Ventilation Optimization | 2035 | Technical | MW | Before Competition Groups | 9.9064 | 0 | 0 | 886.6961 | 0.011172 | 16 | Industrial_2035_Technical_MW_Before Competition Groups_16 | Ventilation Optimization | 1.117% | 0 | 9.9064 | Industrial_2035_Technical_MW_Before Competition Groups_Ventilation Optimization
Industrial | Ind ¦ Pulp and Paper Process Improvements | 2035 | Achievable | MW | Before Competition Groups | 5.8885 | 0 | 0 | 551.1157 | 0.010685 | 13 | Industrial_2035_Achievable_MW_Before Competition Groups_13 | Pulp and Paper Process Improvements | 1.068% | 0 | 5.8885 | Industrial_2035_Achievable_MW_Before Competition Groups_Pulp and Paper Process Improvements
Industrial | Ind ¦ Efficient Irrigation | 2035 | Economic | MW | Before Competition Groups | 8.5356 | 0 | 0 | 819.6084 | 0.010414 | 15 | Industrial_2035_Economic_MW_Before Competition Groups_15 | Efficient Irrigation | 1.041% | 0 | 8.5356 | Industrial_2035_Economic_MW_Before Competition Groups_Efficient Irrigation
Industrial | Ind ¦ Material Handling Improvements | 2035 | Achievable | MW | Before Competition Groups | 5.539 | 0 | 0 | 551.1157 | 0.010051 | 14 | Industrial_2035_Achievable_MW_Before Competition Groups_14 | Material Handling Improvements | 1.005% | 0 | 5.539 | Industrial_2035_Achievable_MW_Before Competition Groups_Material Handling Improvements
Industrial | Ind ¦ Efficient Irrigation | 2035 | Technical | MW | Before Competition Groups | 8.5356 | 0 | 0 | 886.6961 | 0.0096263 | 17 | Industrial_2035_Technical_MW_Before Competition Groups_17 | Efficient Irrigation | 0.9626% | 0 | 8.5356 | Industrial_2035_Technical_MW_Before Competition Groups_Efficient Irrigation
Industrial | Ind ¦ HE HVAC Controls | 2035 | Technical | MW | Before Competition Groups | 8.2577 | 0 | 0 | 886.6961 | 0.0093129 | 18 | Industrial_2035_Technical_MW_Before Competition Groups_18 | HE HVAC Controls | 0.9313% | 0 | 8.2577 | Industrial_2035_Technical_MW_Before Competition Groups_HE HVAC Controls
Industrial | Ind ¦ Pulp and Paper Process Improvements | 2035 | Economic | MW | Before Competition Groups | 7.551 | 0 | 0 | 819.6084 | 0.0092129 | 16 | Industrial_2035_Economic_MW_Before Competition Groups_16 | Pulp and Paper Process Improvements | 0.9213% | 0 | 7.551 | Industrial_2035_Economic_MW_Before Competition Groups_Pulp and Paper Process Improvements
Industrial | Ind ¦ Material Handling Improvements | 2035 | Economic | MW | Before Competition Groups | 7.3274 | 0 | 0 | 819.6084 | 0.0089401 | 17 | Industrial_2035_Economic_MW_Before Competition Groups_17 | Material Handling Improvements | 0.894% | 0 | 7.3274 | Industrial_2035_Economic_MW_Before Competition Groups_Material Handling Improvements
Industrial | Ind ¦ HE HVAC Units | 2035 | Technical | MW | Before Competition Groups | 7.7528 | 0 | 0 | 886.6961 | 0.0087435 | 19 | Industrial_2035_Technical_MW_Before Competition Groups_19 | HE HVAC Units | 0.8744% | 0 | 7.7528 | Industrial_2035_Technical_MW_Before Competition Groups_HE HVAC Units
Industrial | Ind ¦ Pulp and Paper Process Improvements | 2035 | Technical | MW | Before Competition Groups | 7.551 | 0 | 0 | 886.6961 | 0.0085158 | 20 | Industrial_2035_Technical_MW_Before Competition Groups_20 | Pulp and Paper Process Improvements | 0.8516% | 0 | 7.551 | Industrial_2035_Technical_MW_Before Competition Groups_Pulp and Paper Process Improvements
Industrial | Ind ¦ Free Cooling | 2035 | Economic | MW | Before Competition Groups | 6.8055 | 0 | 0 | 819.6084 | 0.0083034 | 18 | Industrial_2035_Economic_MW_Before Competition Groups_18 | Free Cooling | 0.8303% | 0 | 6.8055 | Industrial_2035_Economic_MW_Before Competition Groups_Free Cooling
Industrial | Ind ¦ Material Handling Improvements | 2035 | Technical | MW | Before Competition Groups | 7.3274 | 0 | 0 | 886.6961 | 0.0082637 | 21 | Industrial_2035_Technical_MW_Before Competition Groups_21 | Material Handling Improvements | 0.8264% | 0 | 7.3274 | Industrial_2035_Technical_MW_Before Competition Groups_Material Handling Improvements
Industrial | Ind ¦ Refiner Plate Improvements | 2035 | Economic | MW | Before Competition Groups | 6.316 | 0 | 0 | 819.6084 | 0.0077062 | 19 | Industrial_2035_Economic_MW_Before Competition Groups_19 | Refiner Plate Improvements | 0.7706% | 0 | 6.316 | Industrial_2035_Economic_MW_Before Competition Groups_Refiner Plate Improvements
Industrial | Ind ¦ Free Cooling | 2035 | Technical | MW | Before Competition Groups | 6.8055 | 0 | 0 | 886.6961 | 0.0076751 | 22 | Industrial_2035_Technical_MW_Before Competition Groups_22 | Free Cooling | 0.7675% | 0 | 6.8055 | Industrial_2035_Technical_MW_Before Competition Groups_Free Cooling
Industrial | Ind ¦ Efficient Irrigation | 2035 | Achievable | MW | Before Competition Groups | 4.2034 | 0 | 0 | 551.1157 | 0.007627 | 15 | Industrial_2035_Achievable_MW_Before Competition Groups_15 | Efficient Irrigation | 0.7627% | 0 | 4.2034 | Industrial_2035_Achievable_MW_Before Competition Groups_Efficient Irrigation
Industrial | Ind ¦ Refiner Plate Improvements | 2035 | Technical | MW | Before Competition Groups | 6.316 | 0 | 0 | 886.6961 | 0.0071231 | 23 | Industrial_2035_Technical_MW_Before Competition Groups_23 | Refiner Plate Improvements | 0.7123% | 0 | 6.316 | Industrial_2035_Technical_MW_Before Competition Groups_Refiner Plate Improvements
Industrial | Ind ¦ Refiner Plate Improvements | 2035 | Achievable | MW | Before Competition Groups | 3.9014 | 0 | 0 | 551.1157 | 0.0070791 | 16 | Industrial_2035_Achievable_MW_Before Competition Groups_16 | Refiner Plate Improvements | 0.7079% | 0 | 3.9014 | Industrial_2035_Achievable_MW_Before Competition Groups_Refiner Plate Improvements
Industrial | Ind ¦ Ventilation Optimization | 2035 | Achievable | MW | Before Competition Groups | 3.8361 | 0 | 0 | 551.1157 | 0.0069606 | 17 | Industrial_2035_Achievable_MW_Before Competition Groups_17 | Ventilation Optimization | 0.6961% | 0 | 3.8361 | Industrial_2035_Achievable_MW_Before Competition Groups_Ventilation Optimization
Industrial | Ind ¦ Process Optimization (Elec) | 2035 | Achievable | MW | Before Competition Groups | 3.5252 | 0 | 0 | 551.1157 | 0.0063964 | 18 | Industrial_2035_Achievable_MW_Before Competition Groups_18 | Process Optimization (Elec) | 0.6396% | 0 | 3.5252 | Industrial_2035_Achievable_MW_Before Competition Groups_Process Optimization (Elec)
Industrial | Ind ¦ Chiller Optimization | 2035 | Technical | MW | Before Competition Groups | 5.3406 | 0 | 0 | 886.6961 | 0.006023 | 24 | Industrial_2035_Technical_MW_Before Competition Groups_24 | Chiller Optimization | 0.6023% | 0 | 5.3406 | Industrial_2035_Technical_MW_Before Competition Groups_Chiller Optimization
Industrial | Ind ¦ VAV Conversion Project | 2035 | Achievable | MW | Before Competition Groups | 3.1271 | 0 | 0 | 551.1157 | 0.0056741 | 19 | Industrial_2035_Achievable_MW_Before Competition Groups_19 | VAV Conversion Project | 0.5674% | 0 | 3.1271 | Industrial_2035_Achievable_MW_Before Competition Groups_VAV Conversion Project
Industrial | Ind ¦ Cold Storage Retrofit | 2035 | Technical | MW | Before Competition Groups | 4.8466 | 0 | 0 | 886.6961 | 0.0054659 | 25 | Industrial_2035_Technical_MW_Before Competition Groups_25 | Cold Storage Retrofit | 0.5466% | 0 | 4.8466 | Industrial_2035_Technical_MW_Before Competition Groups_Cold Storage Retrofit
Industrial | Ind ¦ Cooling Tower Optimization | 2035 | Economic | MW | Before Competition Groups | 4.0524 | 0 | 0 | 819.6084 | 0.0049443 | 20 | Industrial_2035_Economic_MW_Before Competition Groups_20 | Cooling Tower Optimization | 0.4944% | 0 | 4.0524 | Industrial_2035_Economic_MW_Before Competition Groups_Cooling Tower Optimization
Industrial | Ind ¦ Free Cooling | 2035 | Achievable | MW | Before Competition Groups | 2.5875 | 0 | 0 | 551.1157 | 0.004695 | 20 | Industrial_2035_Achievable_MW_Before Competition Groups_20 | Free Cooling | 0.4695% | 0 | 2.5875 | Industrial_2035_Achievable_MW_Before Competition Groups_Free Cooling
Industrial | Ind ¦ Cooling Tower Optimization | 2035 | Technical | MW | Before Competition Groups | 4.0524 | 0 | 0 | 886.6961 | 0.0045702 | 26 | Industrial_2035_Technical_MW_Before Competition Groups_26 | Cooling Tower Optimization | 0.457% | 0 | 4.0524 | Industrial_2035_Technical_MW_Before Competition Groups_Cooling Tower Optimization
Industrial | Ind ¦ VAV Conversion Project | 2035 | Economic | MW | Before Competition Groups | 3.6752 | 0 | 0 | 819.6084 | 0.0044841 | 21 | Industrial_2035_Economic_MW_Before Competition Groups_21 | VAV Conversion Project | 0.4484% | 0 | 3.6752 | Industrial_2035_Economic_MW_Before Competition Groups_VAV Conversion Project
Industrial | Ind ¦ VAV Conversion Project | 2035 | Technical | MW | Before Competition Groups | 3.6752 | 0 | 0 | 886.6961 | 0.0041448 | 27 | Industrial_2035_Technical_MW_Before Competition Groups_27 | VAV Conversion Project | 0.4145% | 0 | 3.6752 | Industrial_2035_Technical_MW_Before Competition Groups_VAV Conversion Project
Industrial | Ind ¦ High Efficiency Battery Charger | 2035 | Achievable | MW | Before Competition Groups | 1.9777 | 0 | 0 | 551.1157 | 0.0035885 | 21 | Industrial_2035_Achievable_MW_Before Competition Groups_21 | High Efficiency Battery Charger | 0.3588% | 0 | 1.9777 | Industrial_2035_Achievable_MW_Before Competition Groups_High Efficiency Battery Charger
Industrial | Ind ¦ Process Heat Recovery | 2035 | Achievable | MW | Before Competition Groups | 1.9352 | 0 | 0 | 551.1157 | 0.0035115 | 22 | Industrial_2035_Achievable_MW_Before Competition Groups_22 | Process Heat Recovery | 0.3511% | 0 | 1.9352 | Industrial_2035_Achievable_MW_Before Competition Groups_Process Heat Recovery
Industrial | Ind ¦ High Efficiency Battery Charger | 2035 | Economic | MW | Before Competition Groups | 2.8237 | 0 | 0 | 819.6084 | 0.0034452 | 22 | Industrial_2035_Economic_MW_Before Competition Groups_22 | High Efficiency Battery Charger | 0.3445% | 0 | 2.8237 | Industrial_2035_Economic_MW_Before Competition Groups_High Efficiency Battery Charger
Industrial | Ind ¦ High Efficiency Battery Charger | 2035 | Technical | MW | Before Competition Groups | 2.8237 | 0 | 0 | 886.6961 | 0.0031846 | 28 | Industrial_2035_Technical_MW_Before Competition Groups_28 | High Efficiency Battery Charger | 0.3185% | 0 | 2.8237 | Industrial_2035_Technical_MW_Before Competition Groups_High Efficiency Battery Charger
Industrial | Ind ¦ Synchronous Belts | 2035 | Economic | MW | Before Competition Groups | 2.5264 | 0 | 0 | 819.6084 | 0.0030825 | 23 | Industrial_2035_Economic_MW_Before Competition Groups_23 | Synchronous Belts | 0.3082% | 0 | 2.5264 | Industrial_2035_Economic_MW_Before Competition Groups_Synchronous Belts
Industrial | Ind ¦ Process Improvements | 2035 | Achievable | MW | Before Competition Groups | 1.5929 | 0 | 0 | 551.1157 | 0.0028903 | 23 | Industrial_2035_Achievable_MW_Before Competition Groups_23 | Process Improvements | 0.289% | 0 | 1.5929 | Industrial_2035_Achievable_MW_Before Competition Groups_Process Improvements
Industrial | Ind ¦ Synchronous Belts | 2035 | Technical | MW | Before Competition Groups | 2.5264 | 0 | 0 | 886.6961 | 0.0028493 | 29 | Industrial_2035_Technical_MW_Before Competition Groups_29 | Synchronous Belts | 0.2849% | 0 | 2.5264 | Industrial_2035_Technical_MW_Before Competition Groups_Synchronous Belts
Industrial | Ind ¦ Process Heat Recovery | 2035 | Economic | MW | Before Competition Groups | 2.3256 | 0 | 0 | 819.6084 | 0.0028375 | 24 | Industrial_2035_Economic_MW_Before Competition Groups_24 | Process Heat Recovery | 0.2837% | 0 | 2.3256 | Industrial_2035_Economic_MW_Before Competition Groups_Process Heat Recovery
Industrial | Ind ¦ Dairy Pre-Cooler | 2035 | Economic | MW | Before Competition Groups | 2.2719 | 0 | 0 | 819.6084 | 0.0027719 | 25 | Industrial_2035_Economic_MW_Before Competition Groups_25 | Dairy Pre-Cooler | 0.2772% | 0 | 2.2719 | Industrial_2035_Economic_MW_Before Competition Groups_Dairy Pre-Cooler
Industrial | Ind ¦ Process Heat Recovery | 2035 | Technical | MW | Before Competition Groups | 2.3256 | 0 | 0 | 886.6961 | 0.0026228 | 30 | Industrial_2035_Technical_MW_Before Competition Groups_30 | Process Heat Recovery | 0.2623% | 0 | 2.3256 | Industrial_2035_Technical_MW_Before Competition Groups_Process Heat Recovery
Industrial | Ind ¦ Dairy Pre-Cooler | 2035 | Technical | MW | Before Competition Groups | 2.2719 | 0 | 0 | 886.6961 | 0.0025622 | 31 | Industrial_2035_Technical_MW_Before Competition Groups_31 | Dairy Pre-Cooler | 0.2562% | 0 | 2.2719 | Industrial_2035_Technical_MW_Before Competition Groups_Dairy Pre-Cooler
Industrial | Ind ¦ Refrigeration Compressor VFD | 2035 | Achievable | MW | Before Competition Groups | 1.3679 | 0 | 0 | 551.1157 | 0.002482 | 24 | Industrial_2035_Achievable_MW_Before Competition Groups_24 | Refrigeration Compressor VFD | 0.2482% | 0 | 1.3679 | Industrial_2035_Achievable_MW_Before Competition Groups_Refrigeration Compressor VFD
Industrial | Ind ¦ Dairy Pre-Cooler | 2035 | Achievable | MW | Before Competition Groups | 1.2949 | 0 | 0 | 551.1157 | 0.0023497 | 25 | Industrial_2035_Achievable_MW_Before Competition Groups_25 | Dairy Pre-Cooler | 0.235% | 0 | 1.2949 | Industrial_2035_Achievable_MW_Before Competition Groups_Dairy Pre-Cooler
Industrial | Ind ¦ Refrigeration Compressor VFD | 2035 | Economic | MW | Before Competition Groups | 1.9013 | 0 | 0 | 819.6084 | 0.0023198 | 26 | Industrial_2035_Economic_MW_Before Competition Groups_26 | Refrigeration Compressor VFD | 0.232% | 0 | 1.9013 | Industrial_2035_Economic_MW_Before Competition Groups_Refrigeration Compressor VFD
Industrial | Ind ¦ Process Improvements | 2035 | Economic | MW | Before Competition Groups | 1.875 | 0 | 0 | 819.6084 | 0.0022877 | 27 | Industrial_2035_Economic_MW_Before Competition Groups_27 | Process Improvements | 0.2288% | 0 | 1.875 | Industrial_2035_Economic_MW_Before Competition Groups_Process Improvements
Industrial | Ind ¦ Refrigeration Compressor VFD | 2035 | Technical | MW | Before Competition Groups | 1.9013 | 0 | 0 | 886.6961 | 0.0021443 | 32 | Industrial_2035_Technical_MW_Before Competition Groups_32 | Refrigeration Compressor VFD | 0.2144% | 0 | 1.9013 | Industrial_2035_Technical_MW_Before Competition Groups_Refrigeration Compressor VFD
Industrial | Ind ¦ Cooling Tower Optimization | 2035 | Achievable | MW | Before Competition Groups | 1.1769 | 0 | 0 | 551.1157 | 0.0021355 | 26 | Industrial_2035_Achievable_MW_Before Competition Groups_26 | Cooling Tower Optimization | 0.2136% | 0 | 1.1769 | Industrial_2035_Achievable_MW_Before Competition Groups_Cooling Tower Optimization
Industrial | Ind ¦ Process Improvements | 2035 | Technical | MW | Before Competition Groups | 1.875 | 0 | 0 | 886.6961 | 0.0021146 | 33 | Industrial_2035_Technical_MW_Before Competition Groups_33 | Process Improvements | 0.2115% | 0 | 1.875 | Industrial_2035_Technical_MW_Before Competition Groups_Process Improvements
Industrial | Ind ¦ Improved Controls - Process Heating | 2035 | Achievable | MW | Before Competition Groups | 1.0282 | 0 | 0 | 551.1157 | 0.0018656 | 27 | Industrial_2035_Achievable_MW_Before Competition Groups_27 | Improved Controls - Process Heating | 0.1866% | 0 | 1.0282 | Industrial_2035_Achievable_MW_Before Competition Groups_Improved Controls - Process Heating
Industrial | Ind ¦ Efficient Transformer | 2035 | Technical | MW | Before Competition Groups | 1.4166 | 0 | 0 | 886.6961 | 0.0015976 | 34 | Industrial_2035_Technical_MW_Before Competition Groups_34 | Efficient Transformer | 0.1598% | 0 | 1.4166 | Industrial_2035_Technical_MW_Before Competition Groups_Efficient Transformer
Industrial | Ind ¦ High Efficiency Welders | 2035 | Technical | MW | Before Competition Groups | 1.3709 | 0 | 0 | 886.6961 | 0.001546 | 35 | Industrial_2035_Technical_MW_Before Competition Groups_35 | High Efficiency Welders | 0.1546% | 0 | 1.3709 | Industrial_2035_Technical_MW_Before Competition Groups_High Efficiency Welders
Industrial | Ind ¦ Improved Controls - Process Heating | 2035 | Economic | MW | Before Competition Groups | 1.2556 | 0 | 0 | 819.6084 | 0.0015319 | 28 | Industrial_2035_Economic_MW_Before Competition Groups_28 | Improved Controls - Process Heating | 0.1532% | 0 | 1.2556 | Industrial_2035_Economic_MW_Before Competition Groups_Improved Controls - Process Heating
Industrial | Ind ¦ Improved Controls - Process Heating | 2035 | Technical | MW | Before Competition Groups | 1.2556 | 0 | 0 | 886.6961 | 0.001416 | 36 | Industrial_2035_Technical_MW_Before Competition Groups_36 | Improved Controls - Process Heating | 0.1416% | 0 | 1.2556 | Industrial_2035_Technical_MW_Before Competition Groups_Improved Controls - Process Heating
Industrial | Ind ¦ Engine Block Heater Timer | 2035 | Achievable | MW | Before Competition Groups | 0.62457 | 0 | 0 | 551.1157 | 0.0011333 | 28 | Industrial_2035_Achievable_MW_Before Competition Groups_28 | Engine Block Heater Timer | 0.1133% | 0 | 0.62457 | Industrial_2035_Achievable_MW_Before Competition Groups_Engine Block Heater Timer
Industrial | Ind ¦ Engine Block Heater Timer | 2035 | Economic | MW | Before Competition Groups | 0.73938 | 0 | 0 | 819.6084 | 0.00090212 | 29 | Industrial_2035_Economic_MW_Before Competition Groups_29 | Engine Block Heater Timer | 0.09021% | 0 | 0.73938 | Industrial_2035_Economic_MW_Before Competition Groups_Engine Block Heater Timer
Industrial | Ind ¦ Engine Block Heater Timer | 2035 | Technical | MW | Before Competition Groups | 0.73938 | 0 | 0 | 886.6961 | 0.00083386 | 37 | Industrial_2035_Technical_MW_Before Competition Groups_37 | Engine Block Heater Timer | 0.08339% | 0 | 0.73938 | Industrial_2035_Technical_MW_Before Competition Groups_Engine Block Heater Timer
Industrial | Ind ¦ Efficient Refrigeration Compressor | 2035 | Achievable | MW | Before Competition Groups | 0.38891 | 0 | 0 | 551.1157 | 0.00070567 | 29 | Industrial_2035_Achievable_MW_Before Competition Groups_29 | Efficient Refrigeration Compressor | 0.07057% | 0 | 0.38891 | Industrial_2035_Achievable_MW_Before Competition Groups_Efficient Refrigeration Compressor
Industrial | Ind ¦ Synchronous Belts | 2035 | Achievable | MW | Before Competition Groups | 0.38633 | 0 | 0 | 551.1157 | 0.00070099 | 30 | Industrial_2035_Achievable_MW_Before Competition Groups_30 | Synchronous Belts | 0.0701% | 0 | 0.38633 | Industrial_2035_Achievable_MW_Before Competition Groups_Synchronous Belts
Industrial | Ind ¦ Efficient Refrigeration Compressor | 2035 | Economic | MW | Before Competition Groups | 0.45945 | 0 | 0 | 819.6084 | 0.00056057 | 30 | Industrial_2035_Economic_MW_Before Competition Groups_30 | Efficient Refrigeration Compressor | 0.05606% | 0 | 0.45945 | Industrial_2035_Economic_MW_Before Competition Groups_Efficient Refrigeration Compressor
Industrial | Ind ¦ Efficient Refrigeration Compressor | 2035 | Technical | MW | Before Competition Groups | 0.45945 | 0 | 0 | 886.6961 | 0.00051816 | 38 | Industrial_2035_Technical_MW_Before Competition Groups_38 | Efficient Refrigeration Compressor | 0.05182% | 0 | 0.45945 | Industrial_2035_Technical_MW_Before Competition Groups_Efficient Refrigeration Compressor
Industrial | Ind ¦ Heat Lamps/Heat Pad | 2035 | Technical | MW | Before Competition Groups | 0.45634 | 0 | 0 | 886.6961 | 0.00051465 | 39 | Industrial_2035_Technical_MW_Before Competition Groups_39 | Heat Lamps/Heat Pad | 0.05146% | 0 | 0.45634 | Industrial_2035_Technical_MW_Before Competition Groups_Heat Lamps/Heat Pad
Industrial | Ind ¦ Air Compressor Heat Recovery | 2035 | Achievable | MW | Before Competition Groups | 0.26831 | 0 | 0 | 551.1157 | 0.00048685 | 31 | Industrial_2035_Achievable_MW_Before Competition Groups_31 | Air Compressor Heat Recovery | 0.04868% | 0 | 0.26831 | Industrial_2035_Achievable_MW_Before Competition Groups_Air Compressor Heat Recovery
Industrial | Ind ¦ Air Compressor Heat Recovery | 2035 | Economic | MW | Before Competition Groups | 0.33143 | 0 | 0 | 819.6084 | 0.00040438 | 31 | Industrial_2035_Economic_MW_Before Competition Groups_31 | Air Compressor Heat Recovery | 0.04044% | 0 | 0.33143 | Industrial_2035_Economic_MW_Before Competition Groups_Air Compressor Heat Recovery
Industrial | Ind ¦ Air Compressor Heat Recovery | 2035 | Technical | MW | Before Competition Groups | 0.33143 | 0 | 0 | 886.6961 | 0.00037378 | 40 | Industrial_2035_Technical_MW_Before Competition Groups_40 | Air Compressor Heat Recovery | 0.03738% | 0 | 0.33143 | Industrial_2035_Technical_MW_Before Competition Groups_Air Compressor Heat Recovery
Industrial | Ind ¦ Creep Heat Controller | 2035 | Technical | MW | Before Competition Groups | 0.29048 | 0 | 0 | 886.6961 | 0.0003276 | 41 | Industrial_2035_Technical_MW_Before Competition Groups_41 | Creep Heat Controller | 0.03276% | 0 | 0.29048 | Industrial_2035_Technical_MW_Before Competition Groups_Creep Heat Controller
Industrial | Ind ¦ Optimize Compressed Air Dryer | 2035 | Economic | MW | Before Competition Groups | 0.23933 | 0 | 0 | 819.6084 | 0.00029201 | 32 | Industrial_2035_Economic_MW_Before Competition Groups_32 | Optimize Compressed Air Dryer | 0.0292% | 0 | 0.23933 | Industrial_2035_Economic_MW_Before Competition Groups_Optimize Compressed Air Dryer
Industrial | Ind ¦ Optimize Compressed Air Dryer | 2035 | Technical | MW | Before Competition Groups | 0.23933 | 0 | 0 | 886.6961 | 0.00026992 | 42 | Industrial_2035_Technical_MW_Before Competition Groups_42 | Optimize Compressed Air Dryer | 0.02699% | 0 | 0.23933 | Industrial_2035_Technical_MW_Before Competition Groups_Optimize Compressed Air Dryer
Industrial | Ind ¦ Heat Lamps/Heat Pad | 2035 | Achievable | MW | Before Competition Groups | 0.10678 | 0 | 0 | 551.1157 | 0.00019376 | 32 | Industrial_2035_Achievable_MW_Before Competition Groups_32 | Heat Lamps/Heat Pad | 0.01938% | 0 | 0.10678 | Industrial_2035_Achievable_MW_Before Competition Groups_Heat Lamps/Heat Pad
Industrial | Ind ¦ Efficient Transformer | 2035 | Achievable | MW | Before Competition Groups | 0.080332 | 0 | 0 | 551.1157 | 0.00014576 | 33 | Industrial_2035_Achievable_MW_Before Competition Groups_33 | Efficient Transformer | 0.01458% | 0 | 0.080332 | Industrial_2035_Achievable_MW_Before Competition Groups_Efficient Transformer
Industrial | Ind ¦ Efficient Transformer | 2035 | Economic | MW | Before Competition Groups | 0.059236 | 0 | 0 | 819.6084 | 7.2273e-05 | 33 | Industrial_2035_Economic_MW_Before Competition Groups_33 | Efficient Transformer | 0.007227% | 0 | 0.059236 | Industrial_2035_Economic_MW_Before Competition Groups_Efficient Transformer
Industrial | Ind ¦ High Efficiency Welders | 2035 | Achievable | MW | Before Competition Groups | 0.036598 | 0 | 0 | 551.1157 | 6.6408e-05 | 34 | Industrial_2035_Achievable_MW_Before Competition Groups_34 | High Efficiency Welders | 0.006641% | 0 | 0.036598 | Industrial_2035_Achievable_MW_Before Competition Groups_High Efficiency Welders
Industrial | Ind ¦ High Efficiency Welders | 2035 | Economic | MW | Before Competition Groups | 0.028173 | 0 | 0 | 819.6084 | 3.4373e-05 | 34 | Industrial_2035_Economic_MW_Before Competition Groups_34 | High Efficiency Welders | 0.003437% | 0 | 0.028173 | Industrial_2035_Economic_MW_Before Competition Groups_High Efficiency Welders
Industrial | Ind ¦ Heat Lamps/Heat Pad | 2035 | Economic | MW | Before Competition Groups | 0.019848 | 0 | 0 | 819.6084 | 2.4216e-05 | 35 | Industrial_2035_Economic_MW_Before Competition Groups_35 | Heat Lamps/Heat Pad | 0.002422% | 0 | 0.019848 | Industrial_2035_Economic_MW_Before Competition Groups_Heat Lamps/Heat Pad
Industrial | Ind ¦ Optimize Compressed Air Dryer | 2035 | Achievable | MW | Before Competition Groups | 0.010239 | 0 | 0 | 551.1157 | 1.8579e-05 | 35 | Industrial_2035_Achievable_MW_Before Competition Groups_35 | Optimize Compressed Air Dryer | 0.001858% | 0 | 0.010239 | Industrial_2035_Achievable_MW_Before Competition Groups_Optimize Compressed Air Dryer
Industrial | Ind ¦ Creep Heat Controller | 2035 | Achievable | MW | Before Competition Groups | 0 | 0 | 0 | 551.1157 | 0 | 36 | Industrial_2035_Achievable_MW_Before Competition Groups_36 | Creep Heat Controller | 0% | 0 | 0 | Industrial_2035_Achievable_MW_Before Competition Groups_Creep Heat Controller
Industrial | Ind ¦ Creep Heat Controller | 2035 | Economic | MW | Before Competition Groups | 0 | 0 | 0 | 819.6084 | 0 | 36 | Industrial_2035_Economic_MW_Before Competition Groups_36 | Creep Heat Controller | 0% | 0 | 0 | Industrial_2035_Economic_MW_Before Competition Groups_Creep Heat Controller
Industrial | Ind ¦ HVLS Fans | 2035 | Achievable | MW | Before Competition Groups | 0 | 0 | 0 | 551.1157 | 0 | 37 | Industrial_2035_Achievable_MW_Before Competition Groups_37 | HVLS Fans | 0% | 0 | 0 | Industrial_2035_Achievable_MW_Before Competition Groups_HVLS Fans
Industrial | Ind ¦ HVLS Fans | 2035 | Economic | MW | Before Competition Groups | 0 | 0 | 0 | 819.6084 | 0 | 37 | Industrial_2035_Economic_MW_Before Competition Groups_37 | HVLS Fans | 0% | 0 | 0 | Industrial_2035_Economic_MW_Before Competition Groups_HVLS Fans
Industrial | Ind ¦ Premium Efficient Motors | 2035 | Achievable | MW | Before Competition Groups | 0 | 0 | 0 | 551.1157 | 0 | 38 | Industrial_2035_Achievable_MW_Before Competition Groups_38 | Premium Efficient Motors | 0% | 0 | 0 | Industrial_2035_Achievable_MW_Before Competition Groups_Premium Efficient Motors
Industrial | Ind ¦ Premium Efficient Motors | 2035 | Economic | MW | Before Competition Groups | 0 | 0 | 0 | 819.6084 | 0 | 38 | Industrial_2035_Economic_MW_Before Competition Groups_38 | Premium Efficient Motors | 0% | 0 | 0 | Industrial_2035_Economic_MW_Before Competition Groups_Premium Efficient Motors
Industrial | Ind ¦ Pump System Optimization | 2036 | Economic | MW | Before Competition Groups | 127.4545 | 0 | 0 | 829.9452 | 0.15357 | 1 | Industrial_2036_Economic_MW_Before Competition Groups_1 | Pump System Optimization | 15.36% | 0 | 127.4545 | Industrial_2036_Economic_MW_Before Competition Groups_Pump System Optimization
Industrial | Ind ¦ Pump System Optimization | 2036 | Achievable | MW | Before Competition Groups | 87.3087 | 0 | 0 | 588.1916 | 0.14844 | 1 | Industrial_2036_Achievable_MW_Before Competition Groups_1 | Pump System Optimization | 14.84% | 0 | 87.3087 | Industrial_2036_Achievable_MW_Before Competition Groups_Pump System Optimization
Industrial | Ind ¦ Pump System Optimization | 2036 | Technical | MW | Before Competition Groups | 129.7722 | 0 | 0 | 897.5313 | 0.14459 | 1 | Industrial_2036_Technical_MW_Before Competition Groups_1 | Pump System Optimization | 14.46% | 0 | 129.7722 | Industrial_2036_Technical_MW_Before Competition Groups_Pump System Optimization
Industrial | Ind ¦ HE Lighting | 2036 | Economic | MW | Before Competition Groups | 95.3631 | 0 | 0 | 829.9452 | 0.1149 | 2 | Industrial_2036_Economic_MW_Before Competition Groups_2 | HE Lighting | 11.49% | 0 | 95.3631 | Industrial_2036_Economic_MW_Before Competition Groups_HE Lighting
Industrial | Ind ¦ HE Lighting | 2036 | Technical | MW | Before Competition Groups | 101.9298 | 0 | 0 | 897.5313 | 0.11357 | 2 | Industrial_2036_Technical_MW_Before Competition Groups_2 | HE Lighting | 11.36% | 0 | 101.9298 | Industrial_2036_Technical_MW_Before Competition Groups_HE Lighting
Industrial | Ind ¦ Air Leak Survey and Repair | 2036 | Achievable | MW | Before Competition Groups | 60.1336 | 0 | 0 | 588.1916 | 0.10223 | 2 | Industrial_2036_Achievable_MW_Before Competition Groups_2 | Air Leak Survey and Repair | 10.22% | 0 | 60.1336 | Industrial_2036_Achievable_MW_Before Competition Groups_Air Leak Survey and Repair
Industrial | Ind ¦ Greenhouse Grow Lights | 2036 | Achievable | MW | Before Competition Groups | 57.5889 | 0 | 0 | 588.1916 | 0.097908 | 3 | Industrial_2036_Achievable_MW_Before Competition Groups_3 | Greenhouse Grow Lights | 9.791% | 0 | 57.5889 | Industrial_2036_Achievable_MW_Before Competition Groups_Greenhouse Grow Lights
Industrial | Ind ¦ Greenhouse Grow Lights | 2036 | Economic | MW | Before Competition Groups | 78.6485 | 0 | 0 | 829.9452 | 0.094763 | 3 | Industrial_2036_Economic_MW_Before Competition Groups_3 | Greenhouse Grow Lights | 9.476% | 0 | 78.6485 | Industrial_2036_Economic_MW_Before Competition Groups_Greenhouse Grow Lights
Industrial | Ind ¦ Greenhouse Grow Lights | 2036 | Technical | MW | Before Competition Groups | 78.6485 | 0 | 0 | 897.5313 | 0.087628 | 3 | Industrial_2036_Technical_MW_Before Competition Groups_3 | Greenhouse Grow Lights | 8.763% | 0 | 78.6485 | Industrial_2036_Technical_MW_Before Competition Groups_Greenhouse Grow Lights
Industrial | Ind ¦ Air Compressor Optimization | 2036 | Achievable | MW | Before Competition Groups | 51.0783 | 0 | 0 | 588.1916 | 0.08684 | 4 | Industrial_2036_Achievable_MW_Before Competition Groups_4 | Air Compressor Optimization | 8.684% | 0 | 51.0783 | Industrial_2036_Achievable_MW_Before Competition Groups_Air Compressor Optimization
Industrial | Ind ¦ Air Leak Survey and Repair | 2036 | Economic | MW | Before Competition Groups | 70.71 | 0 | 0 | 829.9452 | 0.085198 | 4 | Industrial_2036_Economic_MW_Before Competition Groups_4 | Air Leak Survey and Repair | 8.52% | 0 | 70.71 | Industrial_2036_Economic_MW_Before Competition Groups_Air Leak Survey and Repair
Industrial | Ind ¦ HE Lighting | 2036 | Achievable | MW | Before Competition Groups | 47.4532 | 0 | 0 | 588.1916 | 0.080676 | 5 | Industrial_2036_Achievable_MW_Before Competition Groups_5 | HE Lighting | 8.068% | 0 | 47.4532 | Industrial_2036_Achievable_MW_Before Competition Groups_HE Lighting
Industrial | Ind ¦ Air Leak Survey and Repair | 2036 | Technical | MW | Before Competition Groups | 70.71 | 0 | 0 | 897.5313 | 0.078783 | 4 | Industrial_2036_Technical_MW_Before Competition Groups_4 | Air Leak Survey and Repair | 7.878% | 0 | 70.71 | Industrial_2036_Technical_MW_Before Competition Groups_Air Leak Survey and Repair
Industrial | Ind ¦ Recommissioning | 2036 | Achievable | MW | Before Competition Groups | 46.26 | 0 | 0 | 588.1916 | 0.078648 | 6 | Industrial_2036_Achievable_MW_Before Competition Groups_6 | Recommissioning | 7.865% | 0 | 46.26 | Industrial_2036_Achievable_MW_Before Competition Groups_Recommissioning
Industrial | Ind ¦ SEM | 2036 | Achievable | MW | Before Competition Groups | 46.26 | 0 | 0 | 588.1916 | 0.078648 | 7 | Industrial_2036_Achievable_MW_Before Competition Groups_7 | SEM | 7.865% | 0 | 46.26 | Industrial_2036_Achievable_MW_Before Competition Groups_SEM
Industrial | Ind ¦ Air Compressor Optimization | 2036 | Economic | MW | Before Competition Groups | 64.9224 | 0 | 0 | 829.9452 | 0.078225 | 5 | Industrial_2036_Economic_MW_Before Competition Groups_5 | Air Compressor Optimization | 7.822% | 0 | 64.9224 | Industrial_2036_Economic_MW_Before Competition Groups_Air Compressor Optimization
Industrial | Ind ¦ Pump Equipment Upgrade | 2036 | Achievable | MW | Before Competition Groups | 44.711 | 0 | 0 | 588.1916 | 0.076014 | 8 | Industrial_2036_Achievable_MW_Before Competition Groups_8 | Pump Equipment Upgrade | 7.601% | 0 | 44.711 | Industrial_2036_Achievable_MW_Before Competition Groups_Pump Equipment Upgrade
Industrial | Ind ¦ Pump Equipment Upgrade | 2036 | Economic | MW | Before Competition Groups | 61.0837 | 0 | 0 | 829.9452 | 0.0736 | 6 | Industrial_2036_Economic_MW_Before Competition Groups_6 | Pump Equipment Upgrade | 7.36% | 0 | 61.0837 | Industrial_2036_Economic_MW_Before Competition Groups_Pump Equipment Upgrade
Industrial | Ind ¦ Air Compressor Optimization | 2036 | Technical | MW | Before Competition Groups | 64.9224 | 0 | 0 | 897.5313 | 0.072334 | 5 | Industrial_2036_Technical_MW_Before Competition Groups_5 | Air Compressor Optimization | 7.233% | 0 | 64.9224 | Industrial_2036_Technical_MW_Before Competition Groups_Air Compressor Optimization
Industrial | Ind ¦ Pump Equipment Upgrade | 2036 | Technical | MW | Before Competition Groups | 61.0837 | 0 | 0 | 897.5313 | 0.068057 | 6 | Industrial_2036_Technical_MW_Before Competition Groups_6 | Pump Equipment Upgrade | 6.806% | 0 | 61.0837 | Industrial_2036_Technical_MW_Before Competition Groups_Pump Equipment Upgrade
Industrial | Ind ¦ Efficient Compressed Air Nozzles | 2036 | Economic | MW | Before Competition Groups | 56.1707 | 0 | 0 | 829.9452 | 0.06768 | 7 | Industrial_2036_Economic_MW_Before Competition Groups_7 | Efficient Compressed Air Nozzles | 6.768% | 0 | 56.1707 | Industrial_2036_Economic_MW_Before Competition Groups_Efficient Compressed Air Nozzles
Industrial | Ind ¦ Recommissioning | 2036 | Economic | MW | Before Competition Groups | 53.4483 | 0 | 0 | 829.9452 | 0.0644 | 8 | Industrial_2036_Economic_MW_Before Competition Groups_8 | Recommissioning | 6.44% | 0 | 53.4483 | Industrial_2036_Economic_MW_Before Competition Groups_Recommissioning
Industrial | Ind ¦ SEM | 2036 | Economic | MW | Before Competition Groups | 53.4483 | 0 | 0 | 829.9452 | 0.0644 | 9 | Industrial_2036_Economic_MW_Before Competition Groups_9 | SEM | 6.44% | 0 | 53.4483 | Industrial_2036_Economic_MW_Before Competition Groups_SEM
Industrial | Ind ¦ Efficient Compressed Air Nozzles | 2036 | Achievable | MW | Before Competition Groups | 37.6515 | 0 | 0 | 588.1916 | 0.064012 | 9 | Industrial_2036_Achievable_MW_Before Competition Groups_9 | Efficient Compressed Air Nozzles | 6.401% | 0 | 37.6515 | Industrial_2036_Achievable_MW_Before Competition Groups_Efficient Compressed Air Nozzles
Industrial | Ind ¦ Efficient Compressed Air Nozzles | 2036 | Technical | MW | Before Competition Groups | 56.1707 | 0 | 0 | 897.5313 | 0.062584 | 7 | Industrial_2036_Technical_MW_Before Competition Groups_7 | Efficient Compressed Air Nozzles | 6.258% | 0 | 56.1707 | Industrial_2036_Technical_MW_Before Competition Groups_Efficient Compressed Air Nozzles
Industrial | Ind ¦ Recommissioning | 2036 | Technical | MW | Before Competition Groups | 53.4483 | 0 | 0 | 897.5313 | 0.05955 | 8 | Industrial_2036_Technical_MW_Before Competition Groups_8 | Recommissioning | 5.955% | 0 | 53.4483 | Industrial_2036_Technical_MW_Before Competition Groups_Recommissioning
Industrial | Ind ¦ SEM | 2036 | Technical | MW | Before Competition Groups | 53.4483 | 0 | 0 | 897.5313 | 0.05955 | 9 | Industrial_2036_Technical_MW_Before Competition Groups_9 | SEM | 5.955% | 0 | 53.4483 | Industrial_2036_Technical_MW_Before Competition Groups_SEM
Industrial | Ind ¦ High Efficiency HVAC Fans | 2036 | Achievable | MW | Before Competition Groups | 30.0907 | 0 | 0 | 588.1916 | 0.051158 | 10 | Industrial_2036_Achievable_MW_Before Competition Groups_10 | High Efficiency HVAC Fans | 5.116% | 0 | 30.0907 | Industrial_2036_Achievable_MW_Before Competition Groups_High Efficiency HVAC Fans
Industrial | Ind ¦ High Efficiency HVAC Fans | 2036 | Economic | MW | Before Competition Groups | 40.7718 | 0 | 0 | 829.9452 | 0.049126 | 10 | Industrial_2036_Economic_MW_Before Competition Groups_10 | High Efficiency HVAC Fans | 4.913% | 0 | 40.7718 | Industrial_2036_Economic_MW_Before Competition Groups_High Efficiency HVAC Fans
Industrial | Ind ¦ High Efficiency HVAC Fans | 2036 | Technical | MW | Before Competition Groups | 40.7718 | 0 | 0 | 897.5313 | 0.045427 | 10 | Industrial_2036_Technical_MW_Before Competition Groups_10 | High Efficiency HVAC Fans | 4.543% | 0 | 40.7718 | Industrial_2036_Technical_MW_Before Competition Groups_High Efficiency HVAC Fans
Industrial | Ind ¦ Fan System Optimization | 2036 | Achievable | MW | Before Competition Groups | 17.3757 | 0 | 0 | 588.1916 | 0.029541 | 11 | Industrial_2036_Achievable_MW_Before Competition Groups_11 | Fan System Optimization | 2.954% | 0 | 17.3757 | Industrial_2036_Achievable_MW_Before Competition Groups_Fan System Optimization
Industrial | Ind ¦ Fan System Optimization | 2036 | Economic | MW | Before Competition Groups | 21.266 | 0 | 0 | 829.9452 | 0.025623 | 11 | Industrial_2036_Economic_MW_Before Competition Groups_11 | Fan System Optimization | 2.562% | 0 | 21.266 | Industrial_2036_Economic_MW_Before Competition Groups_Fan System Optimization
Industrial | Ind ¦ Fan System Optimization | 2036 | Technical | MW | Before Competition Groups | 21.266 | 0 | 0 | 897.5313 | 0.023694 | 11 | Industrial_2036_Technical_MW_Before Competition Groups_11 | Fan System Optimization | 2.369% | 0 | 21.266 | Industrial_2036_Technical_MW_Before Competition Groups_Fan System Optimization
Industrial | Ind ¦ Process Optimization (Elec) | 2036 | Economic | MW | Before Competition Groups | 19.6544 | 0 | 0 | 829.9452 | 0.023682 | 12 | Industrial_2036_Economic_MW_Before Competition Groups_12 | Process Optimization (Elec) | 2.368% | 0 | 19.6544 | Industrial_2036_Economic_MW_Before Competition Groups_Process Optimization (Elec)
Industrial | Ind ¦ Improved Controls - Process Cooling | 2036 | Achievable | MW | Before Competition Groups | 13.1764 | 0 | 0 | 588.1916 | 0.022402 | 12 | Industrial_2036_Achievable_MW_Before Competition Groups_12 | Improved Controls - Process Cooling | 2.24% | 0 | 13.1764 | Industrial_2036_Achievable_MW_Before Competition Groups_Improved Controls - Process Cooling
Industrial | Ind ¦ Process Optimization (Elec) | 2036 | Technical | MW | Before Competition Groups | 19.6544 | 0 | 0 | 897.5313 | 0.021898 | 12 | Industrial_2036_Technical_MW_Before Competition Groups_12 | Process Optimization (Elec) | 2.19% | 0 | 19.6544 | Industrial_2036_Technical_MW_Before Competition Groups_Process Optimization (Elec)
Industrial | Ind ¦ Premium Efficient Motors | 2036 | Technical | MW | Before Competition Groups | 18.8633 | 0 | 0 | 897.5313 | 0.021017 | 13 | Industrial_2036_Technical_MW_Before Competition Groups_13 | Premium Efficient Motors | 2.102% | 0 | 18.8633 | Industrial_2036_Technical_MW_Before Competition Groups_Premium Efficient Motors
Industrial | Ind ¦ Improved Controls - Process Cooling | 2036 | Economic | MW | Before Competition Groups | 15.1806 | 0 | 0 | 829.9452 | 0.018291 | 13 | Industrial_2036_Economic_MW_Before Competition Groups_13 | Improved Controls - Process Cooling | 1.829% | 0 | 15.1806 | Industrial_2036_Economic_MW_Before Competition Groups_Improved Controls - Process Cooling
Industrial | Ind ¦ Improved Controls - Process Cooling | 2036 | Technical | MW | Before Competition Groups | 15.1806 | 0 | 0 | 897.5313 | 0.016914 | 14 | Industrial_2036_Technical_MW_Before Competition Groups_14 | Improved Controls - Process Cooling | 1.691% | 0 | 15.1806 | Industrial_2036_Technical_MW_Before Competition Groups_Improved Controls - Process Cooling
Industrial | Ind ¦ Ventilation Optimization | 2036 | Economic | MW | Before Competition Groups | 10.1394 | 0 | 0 | 829.9452 | 0.012217 | 14 | Industrial_2036_Economic_MW_Before Competition Groups_14 | Ventilation Optimization | 1.222% | 0 | 10.1394 | Industrial_2036_Economic_MW_Before Competition Groups_Ventilation Optimization
Industrial | Ind ¦ Ventilation Optimization | 2036 | Technical | MW | Before Competition Groups | 10.1394 | 0 | 0 | 897.5313 | 0.011297 | 15 | Industrial_2036_Technical_MW_Before Competition Groups_15 | Ventilation Optimization | 1.13% | 0 | 10.1394 | Industrial_2036_Technical_MW_Before Competition Groups_Ventilation Optimization
Industrial | Ind ¦ HVLS Fans | 2036 | Technical | MW | Before Competition Groups | 10.1188 | 0 | 0 | 897.5313 | 0.011274 | 16 | Industrial_2036_Technical_MW_Before Competition Groups_16 | HVLS Fans | 1.127% | 0 | 10.1188 | Industrial_2036_Technical_MW_Before Competition Groups_HVLS Fans
Industrial | Ind ¦ Pulp and Paper Process Improvements | 2036 | Achievable | MW | Before Competition Groups | 6.209 | 0 | 0 | 588.1916 | 0.010556 | 13 | Industrial_2036_Achievable_MW_Before Competition Groups_13 | Pulp and Paper Process Improvements | 1.056% | 0 | 6.209 | Industrial_2036_Achievable_MW_Before Competition Groups_Pulp and Paper Process Improvements
Industrial | Ind ¦ Efficient Irrigation | 2036 | Economic | MW | Before Competition Groups | 8.6492 | 0 | 0 | 829.9452 | 0.010421 | 15 | Industrial_2036_Economic_MW_Before Competition Groups_15 | Efficient Irrigation | 1.042% | 0 | 8.6492 | Industrial_2036_Economic_MW_Before Competition Groups_Efficient Irrigation
Industrial | Ind ¦ Material Handling Improvements | 2036 | Achievable | MW | Before Competition Groups | 5.8196 | 0 | 0 | 588.1916 | 0.009894 | 14 | Industrial_2036_Achievable_MW_Before Competition Groups_14 | Material Handling Improvements | 0.9894% | 0 | 5.8196 | Industrial_2036_Achievable_MW_Before Competition Groups_Material Handling Improvements
Industrial | Ind ¦ Efficient Irrigation | 2036 | Technical | MW | Before Competition Groups | 8.6492 | 0 | 0 | 897.5313 | 0.0096366 | 17 | Industrial_2036_Technical_MW_Before Competition Groups_17 | Efficient Irrigation | 0.9637% | 0 | 8.6492 | Industrial_2036_Technical_MW_Before Competition Groups_Efficient Irrigation
Industrial | Ind ¦ HE HVAC Controls | 2036 | Technical | MW | Before Competition Groups | 8.2557 | 0 | 0 | 897.5313 | 0.0091982 | 18 | Industrial_2036_Technical_MW_Before Competition Groups_18 | HE HVAC Controls | 0.9198% | 0 | 8.2557 | Industrial_2036_Technical_MW_Before Competition Groups_HE HVAC Controls
Industrial | Ind ¦ Pulp and Paper Process Improvements | 2036 | Economic | MW | Before Competition Groups | 7.551 | 0 | 0 | 829.9452 | 0.0090981 | 16 | Industrial_2036_Economic_MW_Before Competition Groups_16 | Pulp and Paper Process Improvements | 0.9098% | 0 | 7.551 | Industrial_2036_Economic_MW_Before Competition Groups_Pulp and Paper Process Improvements
Industrial | Ind ¦ Material Handling Improvements | 2036 | Economic | MW | Before Competition Groups | 7.4645 | 0 | 0 | 829.9452 | 0.0089939 | 17 | Industrial_2036_Economic_MW_Before Competition Groups_17 | Material Handling Improvements | 0.8994% | 0 | 7.4645 | Industrial_2036_Economic_MW_Before Competition Groups_Material Handling Improvements
Industrial | Ind ¦ HE HVAC Units | 2036 | Technical | MW | Before Competition Groups | 7.8549 | 0 | 0 | 897.5313 | 0.0087516 | 19 | Industrial_2036_Technical_MW_Before Competition Groups_19 | HE HVAC Units | 0.8752% | 0 | 7.8549 | Industrial_2036_Technical_MW_Before Competition Groups_HE HVAC Units
Industrial | Ind ¦ Pulp and Paper Process Improvements | 2036 | Technical | MW | Before Competition Groups | 7.551 | 0 | 0 | 897.5313 | 0.008413 | 20 | Industrial_2036_Technical_MW_Before Competition Groups_20 | Pulp and Paper Process Improvements | 0.8413% | 0 | 7.551 | Industrial_2036_Technical_MW_Before Competition Groups_Pulp and Paper Process Improvements
Industrial | Ind ¦ Material Handling Improvements | 2036 | Technical | MW | Before Competition Groups | 7.4645 | 0 | 0 | 897.5313 | 0.0083167 | 21 | Industrial_2036_Technical_MW_Before Competition Groups_21 | Material Handling Improvements | 0.8317% | 0 | 7.4645 | Industrial_2036_Technical_MW_Before Competition Groups_Material Handling Improvements
Industrial | Ind ¦ Free Cooling | 2036 | Economic | MW | Before Competition Groups | 6.8051 | 0 | 0 | 829.9452 | 0.0081994 | 18 | Industrial_2036_Economic_MW_Before Competition Groups_18 | Free Cooling | 0.8199% | 0 | 6.8051 | Industrial_2036_Economic_MW_Before Competition Groups_Free Cooling
Industrial | Ind ¦ Efficient Irrigation | 2036 | Achievable | MW | Before Competition Groups | 4.6608 | 0 | 0 | 588.1916 | 0.007924 | 15 | Industrial_2036_Achievable_MW_Before Competition Groups_15 | Efficient Irrigation | 0.7924% | 0 | 4.6608 | Industrial_2036_Achievable_MW_Before Competition Groups_Efficient Irrigation
Industrial | Ind ¦ Refiner Plate Improvements | 2036 | Economic | MW | Before Competition Groups | 6.4504 | 0 | 0 | 829.9452 | 0.0077721 | 19 | Industrial_2036_Economic_MW_Before Competition Groups_19 | Refiner Plate Improvements | 0.7772% | 0 | 6.4504 | Industrial_2036_Economic_MW_Before Competition Groups_Refiner Plate Improvements
Industrial | Ind ¦ Free Cooling | 2036 | Technical | MW | Before Competition Groups | 6.8051 | 0 | 0 | 897.5313 | 0.007582 | 22 | Industrial_2036_Technical_MW_Before Competition Groups_22 | Free Cooling | 0.7582% | 0 | 6.8051 | Industrial_2036_Technical_MW_Before Competition Groups_Free Cooling
Industrial | Ind ¦ Ventilation Optimization | 2036 | Achievable | MW | Before Competition Groups | 4.4312 | 0 | 0 | 588.1916 | 0.0075336 | 16 | Industrial_2036_Achievable_MW_Before Competition Groups_16 | Ventilation Optimization | 0.7534% | 0 | 4.4312 | Industrial_2036_Achievable_MW_Before Competition Groups_Ventilation Optimization
Industrial | Ind ¦ Refiner Plate Improvements | 2036 | Technical | MW | Before Competition Groups | 6.4504 | 0 | 0 | 897.5313 | 0.0071868 | 23 | Industrial_2036_Technical_MW_Before Competition Groups_23 | Refiner Plate Improvements | 0.7187% | 0 | 6.4504 | Industrial_2036_Technical_MW_Before Competition Groups_Refiner Plate Improvements
Industrial | Ind ¦ Refiner Plate Improvements | 2036 | Achievable | MW | Before Competition Groups | 4.2018 | 0 | 0 | 588.1916 | 0.0071435 | 17 | Industrial_2036_Achievable_MW_Before Competition Groups_17 | Refiner Plate Improvements | 0.7144% | 0 | 4.2018 | Industrial_2036_Achievable_MW_Before Competition Groups_Refiner Plate Improvements
Industrial | Ind ¦ Process Optimization (Elec) | 2036 | Achievable | MW | Before Competition Groups | 3.9437 | 0 | 0 | 588.1916 | 0.0067048 | 18 | Industrial_2036_Achievable_MW_Before Competition Groups_18 | Process Optimization (Elec) | 0.6705% | 0 | 3.9437 | Industrial_2036_Achievable_MW_Before Competition Groups_Process Optimization (Elec)
Industrial | Ind ¦ Chiller Optimization | 2036 | Technical | MW | Before Competition Groups | 5.3367 | 0 | 0 | 897.5313 | 0.005946 | 24 | Industrial_2036_Technical_MW_Before Competition Groups_24 | Chiller Optimization | 0.5946% | 0 | 5.3367 | Industrial_2036_Technical_MW_Before Competition Groups_Chiller Optimization
Industrial | Ind ¦ VAV Conversion Project | 2036 | Achievable | MW | Before Competition Groups | 3.2683 | 0 | 0 | 588.1916 | 0.0055564 | 19 | Industrial_2036_Achievable_MW_Before Competition Groups_19 | VAV Conversion Project | 0.5556% | 0 | 3.2683 | Industrial_2036_Achievable_MW_Before Competition Groups_VAV Conversion Project
Industrial | Ind ¦ Cold Storage Retrofit | 2036 | Technical | MW | Before Competition Groups | 4.8454 | 0 | 0 | 897.5313 | 0.0053986 | 25 | Industrial_2036_Technical_MW_Before Competition Groups_25 | Cold Storage Retrofit | 0.5399% | 0 | 4.8454 | Industrial_2036_Technical_MW_Before Competition Groups_Cold Storage Retrofit
Industrial | Ind ¦ Free Cooling | 2036 | Achievable | MW | Before Competition Groups | 3.125 | 0 | 0 | 588.1916 | 0.0053129 | 20 | Industrial_2036_Achievable_MW_Before Competition Groups_20 | Free Cooling | 0.5313% | 0 | 3.125 | Industrial_2036_Achievable_MW_Before Competition Groups_Free Cooling
Industrial | Ind ¦ Cooling Tower Optimization | 2036 | Economic | MW | Before Competition Groups | 4.0504 | 0 | 0 | 829.9452 | 0.0048803 | 20 | Industrial_2036_Economic_MW_Before Competition Groups_20 | Cooling Tower Optimization | 0.488% | 0 | 4.0504 | Industrial_2036_Economic_MW_Before Competition Groups_Cooling Tower Optimization
Industrial | Ind ¦ Cooling Tower Optimization | 2036 | Technical | MW | Before Competition Groups | 4.0504 | 0 | 0 | 897.5313 | 0.0045128 | 26 | Industrial_2036_Technical_MW_Before Competition Groups_26 | Cooling Tower Optimization | 0.4513% | 0 | 4.0504 | Industrial_2036_Technical_MW_Before Competition Groups_Cooling Tower Optimization
Industrial | Ind ¦ VAV Conversion Project | 2036 | Economic | MW | Before Competition Groups | 3.6741 | 0 | 0 | 829.9452 | 0.0044269 | 21 | Industrial_2036_Economic_MW_Before Competition Groups_21 | VAV Conversion Project | 0.4427% | 0 | 3.6741 | Industrial_2036_Economic_MW_Before Competition Groups_VAV Conversion Project
Industrial | Ind ¦ VAV Conversion Project | 2036 | Technical | MW | Before Competition Groups | 3.6741 | 0 | 0 | 897.5313 | 0.0040936 | 27 | Industrial_2036_Technical_MW_Before Competition Groups_27 | VAV Conversion Project | 0.4094% | 0 | 3.6741 | Industrial_2036_Technical_MW_Before Competition Groups_VAV Conversion Project
Industrial | Ind ¦ High Efficiency Battery Charger | 2036 | Achievable | MW | Before Competition Groups | 2.0929 | 0 | 0 | 588.1916 | 0.0035582 | 21 | Industrial_2036_Achievable_MW_Before Competition Groups_21 | High Efficiency Battery Charger | 0.3558% | 0 | 2.0929 | Industrial_2036_Achievable_MW_Before Competition Groups_High Efficiency Battery Charger
Industrial | Ind ¦ High Efficiency Battery Charger | 2036 | Economic | MW | Before Competition Groups | 2.8809 | 0 | 0 | 829.9452 | 0.0034712 | 22 | Industrial_2036_Economic_MW_Before Competition Groups_22 | High Efficiency Battery Charger | 0.3471% | 0 | 2.8809 | Industrial_2036_Economic_MW_Before Competition Groups_High Efficiency Battery Charger
Industrial | Ind ¦ Process Heat Recovery | 2036 | Achievable | MW | Before Competition Groups | 2.0307 | 0 | 0 | 588.1916 | 0.0034525 | 22 | Industrial_2036_Achievable_MW_Before Competition Groups_22 | Process Heat Recovery | 0.3453% | 0 | 2.0307 | Industrial_2036_Achievable_MW_Before Competition Groups_Process Heat Recovery
Industrial | Ind ¦ High Efficiency Battery Charger | 2036 | Technical | MW | Before Competition Groups | 2.8809 | 0 | 0 | 897.5313 | 0.0032098 | 28 | Industrial_2036_Technical_MW_Before Competition Groups_28 | High Efficiency Battery Charger | 0.321% | 0 | 2.8809 | Industrial_2036_Technical_MW_Before Competition Groups_High Efficiency Battery Charger
Industrial | Ind ¦ Synchronous Belts | 2036 | Economic | MW | Before Competition Groups | 2.5253 | 0 | 0 | 829.9452 | 0.0030427 | 23 | Industrial_2036_Economic_MW_Before Competition Groups_23 | Synchronous Belts | 0.3043% | 0 | 2.5253 | Industrial_2036_Economic_MW_Before Competition Groups_Synchronous Belts
Industrial | Ind ¦ Process Improvements | 2036 | Achievable | MW | Before Competition Groups | 1.6674 | 0 | 0 | 588.1916 | 0.0028347 | 23 | Industrial_2036_Achievable_MW_Before Competition Groups_23 | Process Improvements | 0.2835% | 0 | 1.6674 | Industrial_2036_Achievable_MW_Before Competition Groups_Process Improvements
Industrial | Ind ¦ Synchronous Belts | 2036 | Technical | MW | Before Competition Groups | 2.5253 | 0 | 0 | 897.5313 | 0.0028136 | 29 | Industrial_2036_Technical_MW_Before Competition Groups_29 | Synchronous Belts | 0.2814% | 0 | 2.5253 | Industrial_2036_Technical_MW_Before Competition Groups_Synchronous Belts
Industrial | Ind ¦ Process Heat Recovery | 2036 | Economic | MW | Before Competition Groups | 2.3242 | 0 | 0 | 829.9452 | 0.0028005 | 24 | Industrial_2036_Economic_MW_Before Competition Groups_24 | Process Heat Recovery | 0.28% | 0 | 2.3242 | Industrial_2036_Economic_MW_Before Competition Groups_Process Heat Recovery
Industrial | Ind ¦ Dairy Pre-Cooler | 2036 | Economic | MW | Before Competition Groups | 2.299 | 0 | 0 | 829.9452 | 0.0027701 | 25 | Industrial_2036_Economic_MW_Before Competition Groups_25 | Dairy Pre-Cooler | 0.277% | 0 | 2.299 | Industrial_2036_Economic_MW_Before Competition Groups_Dairy Pre-Cooler
Industrial | Ind ¦ Process Heat Recovery | 2036 | Technical | MW | Before Competition Groups | 2.3242 | 0 | 0 | 897.5313 | 0.0025896 | 30 | Industrial_2036_Technical_MW_Before Competition Groups_30 | Process Heat Recovery | 0.259% | 0 | 2.3242 | Industrial_2036_Technical_MW_Before Competition Groups_Process Heat Recovery
Industrial | Ind ¦ Dairy Pre-Cooler | 2036 | Technical | MW | Before Competition Groups | 2.299 | 0 | 0 | 897.5313 | 0.0025615 | 31 | Industrial_2036_Technical_MW_Before Competition Groups_31 | Dairy Pre-Cooler | 0.2561% | 0 | 2.299 | Industrial_2036_Technical_MW_Before Competition Groups_Dairy Pre-Cooler
Industrial | Ind ¦ Cooling Tower Optimization | 2036 | Achievable | MW | Before Competition Groups | 1.4753 | 0 | 0 | 588.1916 | 0.0025081 | 24 | Industrial_2036_Achievable_MW_Before Competition Groups_24 | Cooling Tower Optimization | 0.2508% | 0 | 1.4753 | Industrial_2036_Achievable_MW_Before Competition Groups_Cooling Tower Optimization
Industrial | Ind ¦ Refrigeration Compressor VFD | 2036 | Achievable | MW | Before Competition Groups | 1.4574 | 0 | 0 | 588.1916 | 0.0024778 | 25 | Industrial_2036_Achievable_MW_Before Competition Groups_25 | Refrigeration Compressor VFD | 0.2478% | 0 | 1.4574 | Industrial_2036_Achievable_MW_Before Competition Groups_Refrigeration Compressor VFD
Industrial | Ind ¦ Dairy Pre-Cooler | 2036 | Achievable | MW | Before Competition Groups | 1.4073 | 0 | 0 | 588.1916 | 0.0023926 | 26 | Industrial_2036_Achievable_MW_Before Competition Groups_26 | Dairy Pre-Cooler | 0.2393% | 0 | 1.4073 | Industrial_2036_Achievable_MW_Before Competition Groups_Dairy Pre-Cooler
Industrial | Ind ¦ Refrigeration Compressor VFD | 2036 | Economic | MW | Before Competition Groups | 1.9375 | 0 | 0 | 829.9452 | 0.0023345 | 26 | Industrial_2036_Economic_MW_Before Competition Groups_26 | Refrigeration Compressor VFD | 0.2335% | 0 | 1.9375 | Industrial_2036_Economic_MW_Before Competition Groups_Refrigeration Compressor VFD
Industrial | Ind ¦ Process Improvements | 2036 | Economic | MW | Before Competition Groups | 1.8747 | 0 | 0 | 829.9452 | 0.0022588 | 27 | Industrial_2036_Economic_MW_Before Competition Groups_27 | Process Improvements | 0.2259% | 0 | 1.8747 | Industrial_2036_Economic_MW_Before Competition Groups_Process Improvements
Industrial | Ind ¦ Refrigeration Compressor VFD | 2036 | Technical | MW | Before Competition Groups | 1.9375 | 0 | 0 | 897.5313 | 0.0021587 | 32 | Industrial_2036_Technical_MW_Before Competition Groups_32 | Refrigeration Compressor VFD | 0.2159% | 0 | 1.9375 | Industrial_2036_Technical_MW_Before Competition Groups_Refrigeration Compressor VFD
Industrial | Ind ¦ Process Improvements | 2036 | Technical | MW | Before Competition Groups | 1.8747 | 0 | 0 | 897.5313 | 0.0020887 | 33 | Industrial_2036_Technical_MW_Before Competition Groups_33 | Process Improvements | 0.2089% | 0 | 1.8747 | Industrial_2036_Technical_MW_Before Competition Groups_Process Improvements
Industrial | Ind ¦ Improved Controls - Process Heating | 2036 | Achievable | MW | Before Competition Groups | 1.0764 | 0 | 0 | 588.1916 | 0.0018301 | 27 | Industrial_2036_Achievable_MW_Before Competition Groups_27 | Improved Controls - Process Heating | 0.183% | 0 | 1.0764 | Industrial_2036_Achievable_MW_Before Competition Groups_Improved Controls - Process Heating
Industrial | Ind ¦ Efficient Transformer | 2036 | Technical | MW | Before Competition Groups | 1.4453 | 0 | 0 | 897.5313 | 0.0016103 | 34 | Industrial_2036_Technical_MW_Before Competition Groups_34 | Efficient Transformer | 0.161% | 0 | 1.4453 | Industrial_2036_Technical_MW_Before Competition Groups_Efficient Transformer
Industrial | Ind ¦ High Efficiency Welders | 2036 | Technical | MW | Before Competition Groups | 1.3981 | 0 | 0 | 897.5313 | 0.0015577 | 35 | Industrial_2036_Technical_MW_Before Competition Groups_35 | High Efficiency Welders | 0.1558% | 0 | 1.3981 | Industrial_2036_Technical_MW_Before Competition Groups_High Efficiency Welders
Industrial | Ind ¦ Improved Controls - Process Heating | 2036 | Economic | MW | Before Competition Groups | 1.2556 | 0 | 0 | 829.9452 | 0.0015129 | 28 | Industrial_2036_Economic_MW_Before Competition Groups_28 | Improved Controls - Process Heating | 0.1513% | 0 | 1.2556 | Industrial_2036_Economic_MW_Before Competition Groups_Improved Controls - Process Heating
Industrial | Ind ¦ Improved Controls - Process Heating | 2036 | Technical | MW | Before Competition Groups | 1.2556 | 0 | 0 | 897.5313 | 0.0013989 | 36 | Industrial_2036_Technical_MW_Before Competition Groups_36 | Improved Controls - Process Heating | 0.1399% | 0 | 1.2556 | Industrial_2036_Technical_MW_Before Competition Groups_Improved Controls - Process Heating
Industrial | Ind ¦ Engine Block Heater Timer | 2036 | Achievable | MW | Before Competition Groups | 0.65423 | 0 | 0 | 588.1916 | 0.0011123 | 28 | Industrial_2036_Achievable_MW_Before Competition Groups_28 | Engine Block Heater Timer | 0.1112% | 0 | 0.65423 | Industrial_2036_Achievable_MW_Before Competition Groups_Engine Block Heater Timer
Industrial | Ind ¦ Synchronous Belts | 2036 | Achievable | MW | Before Competition Groups | 0.54635 | 0 | 0 | 588.1916 | 0.00092886 | 29 | Industrial_2036_Achievable_MW_Before Competition Groups_29 | Synchronous Belts | 0.09289% | 0 | 0.54635 | Industrial_2036_Achievable_MW_Before Competition Groups_Synchronous Belts
Industrial | Ind ¦ Engine Block Heater Timer | 2036 | Economic | MW | Before Competition Groups | 0.73916 | 0 | 0 | 829.9452 | 0.00089062 | 29 | Industrial_2036_Economic_MW_Before Competition Groups_29 | Engine Block Heater Timer | 0.08906% | 0 | 0.73916 | Industrial_2036_Economic_MW_Before Competition Groups_Engine Block Heater Timer
Industrial | Ind ¦ Engine Block Heater Timer | 2036 | Technical | MW | Before Competition Groups | 0.73916 | 0 | 0 | 897.5313 | 0.00082355 | 37 | Industrial_2036_Technical_MW_Before Competition Groups_37 | Engine Block Heater Timer | 0.08236% | 0 | 0.73916 | Industrial_2036_Technical_MW_Before Competition Groups_Engine Block Heater Timer
Industrial | Ind ¦ Efficient Refrigeration Compressor | 2036 | Achievable | MW | Before Competition Groups | 0.40143 | 0 | 0 | 588.1916 | 0.00068249 | 30 | Industrial_2036_Achievable_MW_Before Competition Groups_30 | Efficient Refrigeration Compressor | 0.06825% | 0 | 0.40143 | Industrial_2036_Achievable_MW_Before Competition Groups_Efficient Refrigeration Compressor
Industrial | Ind ¦ Efficient Refrigeration Compressor | 2036 | Economic | MW | Before Competition Groups | 0.46545 | 0 | 0 | 829.9452 | 0.00056082 | 30 | Industrial_2036_Economic_MW_Before Competition Groups_30 | Efficient Refrigeration Compressor | 0.05608% | 0 | 0.46545 | Industrial_2036_Economic_MW_Before Competition Groups_Efficient Refrigeration Compressor
Industrial | Ind ¦ Efficient Refrigeration Compressor | 2036 | Technical | MW | Before Competition Groups | 0.46545 | 0 | 0 | 897.5313 | 0.00051859 | 38 | Industrial_2036_Technical_MW_Before Competition Groups_38 | Efficient Refrigeration Compressor | 0.05186% | 0 | 0.46545 | Industrial_2036_Technical_MW_Before Competition Groups_Efficient Refrigeration Compressor
Industrial | Ind ¦ Heat Lamps/Heat Pad | 2036 | Technical | MW | Before Competition Groups | 0.45914 | 0 | 0 | 897.5313 | 0.00051156 | 39 | Industrial_2036_Technical_MW_Before Competition Groups_39 | Heat Lamps/Heat Pad | 0.05116% | 0 | 0.45914 | Industrial_2036_Technical_MW_Before Competition Groups_Heat Lamps/Heat Pad
Industrial | Ind ¦ Air Compressor Heat Recovery | 2036 | Achievable | MW | Before Competition Groups | 0.28142 | 0 | 0 | 588.1916 | 0.00047845 | 31 | Industrial_2036_Achievable_MW_Before Competition Groups_31 | Air Compressor Heat Recovery | 0.04784% | 0 | 0.28142 | Industrial_2036_Achievable_MW_Before Competition Groups_Air Compressor Heat Recovery
Industrial | Ind ¦ Air Compressor Heat Recovery | 2036 | Economic | MW | Before Competition Groups | 0.33142 | 0 | 0 | 829.9452 | 0.00039932 | 31 | Industrial_2036_Economic_MW_Before Competition Groups_31 | Air Compressor Heat Recovery | 0.03993% | 0 | 0.33142 | Industrial_2036_Economic_MW_Before Competition Groups_Air Compressor Heat Recovery
Industrial | Ind ¦ Air Compressor Heat Recovery | 2036 | Technical | MW | Before Competition Groups | 0.33142 | 0 | 0 | 897.5313 | 0.00036925 | 40 | Industrial_2036_Technical_MW_Before Competition Groups_40 | Air Compressor Heat Recovery | 0.03693% | 0 | 0.33142 | Industrial_2036_Technical_MW_Before Competition Groups_Air Compressor Heat Recovery
Industrial | Ind ¦ Creep Heat Controller | 2036 | Technical | MW | Before Competition Groups | 0.29048 | 0 | 0 | 897.5313 | 0.00032364 | 41 | Industrial_2036_Technical_MW_Before Competition Groups_41 | Creep Heat Controller | 0.03236% | 0 | 0.29048 | Industrial_2036_Technical_MW_Before Competition Groups_Creep Heat Controller
Industrial | Ind ¦ Optimize Compressed Air Dryer | 2036 | Economic | MW | Before Competition Groups | 0.23923 | 0 | 0 | 829.9452 | 0.00028825 | 32 | Industrial_2036_Economic_MW_Before Competition Groups_32 | Optimize Compressed Air Dryer | 0.02882% | 0 | 0.23923 | Industrial_2036_Economic_MW_Before Competition Groups_Optimize Compressed Air Dryer
Industrial | Ind ¦ Optimize Compressed Air Dryer | 2036 | Technical | MW | Before Competition Groups | 0.23923 | 0 | 0 | 897.5313 | 0.00026654 | 42 | Industrial_2036_Technical_MW_Before Competition Groups_42 | Optimize Compressed Air Dryer | 0.02665% | 0 | 0.23923 | Industrial_2036_Technical_MW_Before Competition Groups_Optimize Compressed Air Dryer
Industrial | Ind ¦ Heat Lamps/Heat Pad | 2036 | Achievable | MW | Before Competition Groups | 0.13119 | 0 | 0 | 588.1916 | 0.00022305 | 32 | Industrial_2036_Achievable_MW_Before Competition Groups_32 | Heat Lamps/Heat Pad | 0.0223% | 0 | 0.13119 | Industrial_2036_Achievable_MW_Before Competition Groups_Heat Lamps/Heat Pad
Industrial | Ind ¦ Efficient Transformer | 2036 | Achievable | MW | Before Competition Groups | 0.12128 | 0 | 0 | 588.1916 | 0.00020619 | 33 | Industrial_2036_Achievable_MW_Before Competition Groups_33 | Efficient Transformer | 0.02062% | 0 | 0.12128 | Industrial_2036_Achievable_MW_Before Competition Groups_Efficient Transformer
Industrial | Ind ¦ High Efficiency Welders | 2036 | Achievable | MW | Before Competition Groups | 0.078955 | 0 | 0 | 588.1916 | 0.00013423 | 34 | Industrial_2036_Achievable_MW_Before Competition Groups_34 | High Efficiency Welders | 0.01342% | 0 | 0.078955 | Industrial_2036_Achievable_MW_Before Competition Groups_High Efficiency Welders
Industrial | Ind ¦ Efficient Transformer | 2036 | Economic | MW | Before Competition Groups | 0.088144 | 0 | 0 | 829.9452 | 0.00010621 | 33 | Industrial_2036_Economic_MW_Before Competition Groups_33 | Efficient Transformer | 0.01062% | 0 | 0.088144 | Industrial_2036_Economic_MW_Before Competition Groups_Efficient Transformer
Industrial | Ind ¦ High Efficiency Welders | 2036 | Economic | MW | Before Competition Groups | 0.055452 | 0 | 0 | 829.9452 | 6.6814e-05 | 34 | Industrial_2036_Economic_MW_Before Competition Groups_34 | High Efficiency Welders | 0.006681% | 0 | 0.055452 | Industrial_2036_Economic_MW_Before Competition Groups_High Efficiency Welders
Industrial | Ind ¦ Optimize Compressed Air Dryer | 2036 | Achievable | MW | Before Competition Groups | 0.022013 | 0 | 0 | 588.1916 | 3.7425e-05 | 35 | Industrial_2036_Achievable_MW_Before Competition Groups_35 | Optimize Compressed Air Dryer | 0.003743% | 0 | 0.022013 | Industrial_2036_Achievable_MW_Before Competition Groups_Optimize Compressed Air Dryer
Industrial | Ind ¦ Heat Lamps/Heat Pad | 2036 | Economic | MW | Before Competition Groups | 0.022655 | 0 | 0 | 829.9452 | 2.7296e-05 | 35 | Industrial_2036_Economic_MW_Before Competition Groups_35 | Heat Lamps/Heat Pad | 0.00273% | 0 | 0.022655 | Industrial_2036_Economic_MW_Before Competition Groups_Heat Lamps/Heat Pad
Industrial | Ind ¦ Creep Heat Controller | 2036 | Achievable | MW | Before Competition Groups | 0 | 0 | 0 | 588.1916 | 0 | 36 | Industrial_2036_Achievable_MW_Before Competition Groups_36 | Creep Heat Controller | 0% | 0 | 0 | Industrial_2036_Achievable_MW_Before Competition Groups_Creep Heat Controller
Industrial | Ind ¦ Creep Heat Controller | 2036 | Economic | MW | Before Competition Groups | 0 | 0 | 0 | 829.9452 | 0 | 36 | Industrial_2036_Economic_MW_Before Competition Groups_36 | Creep Heat Controller | 0% | 0 | 0 | Industrial_2036_Economic_MW_Before Competition Groups_Creep Heat Controller
Industrial | Ind ¦ HVLS Fans | 2036 | Achievable | MW | Before Competition Groups | 0 | 0 | 0 | 588.1916 | 0 | 37 | Industrial_2036_Achievable_MW_Before Competition Groups_37 | HVLS Fans | 0% | 0 | 0 | Industrial_2036_Achievable_MW_Before Competition Groups_HVLS Fans
Industrial | Ind ¦ HVLS Fans | 2036 | Economic | MW | Before Competition Groups | 0 | 0 | 0 | 829.9452 | 0 | 37 | Industrial_2036_Economic_MW_Before Competition Groups_37 | HVLS Fans | 0% | 0 | 0 | Industrial_2036_Economic_MW_Before Competition Groups_HVLS Fans
Industrial | Ind ¦ Premium Efficient Motors | 2036 | Achievable | MW | Before Competition Groups | 0 | 0 | 0 | 588.1916 | 0 | 38 | Industrial_2036_Achievable_MW_Before Competition Groups_38 | Premium Efficient Motors | 0% | 0 | 0 | Industrial_2036_Achievable_MW_Before Competition Groups_Premium Efficient Motors
Industrial | Ind ¦ Premium Efficient Motors | 2036 | Economic | MW | Before Competition Groups | 0 | 0 | 0 | 829.9452 | 0 | 38 | Industrial_2036_Economic_MW_Before Competition Groups_38 | Premium Efficient Motors | 0% | 0 | 0 | Industrial_2036_Economic_MW_Before Competition Groups_Premium Efficient Motors
Industrial | Ind ¦ Pump System Optimization | 2037 | Economic | MW | Before Competition Groups | 129.3067 | 0 | 0 | 837.6865 | 0.15436 | 1 | Industrial_2037_Economic_MW_Before Competition Groups_1 | Pump System Optimization | 15.44% | 0 | 129.3067 | Industrial_2037_Economic_MW_Before Competition Groups_Pump System Optimization
Industrial | Ind ¦ Pump System Optimization | 2037 | Achievable | MW | Before Competition Groups | 92.522 | 0 | 0 | 620.8729 | 0.14902 | 1 | Industrial_2037_Achievable_MW_Before Competition Groups_1 | Pump System Optimization | 14.9% | 0 | 92.522 | Industrial_2037_Achievable_MW_Before Competition Groups_Pump System Optimization
Industrial | Ind ¦ Pump System Optimization | 2037 | Technical | MW | Before Competition Groups | 131.6244 | 0 | 0 | 905.479 | 0.14536 | 1 | Industrial_2037_Technical_MW_Before Competition Groups_1 | Pump System Optimization | 14.54% | 0 | 131.6244 | Industrial_2037_Technical_MW_Before Competition Groups_Pump System Optimization
Industrial | Ind ¦ HE Lighting | 2037 | Economic | MW | Before Competition Groups | 96.9332 | 0 | 0 | 837.6865 | 0.11572 | 2 | Industrial_2037_Economic_MW_Before Competition Groups_2 | HE Lighting | 11.57% | 0 | 96.9332 | Industrial_2037_Economic_MW_Before Competition Groups_HE Lighting
Industrial | Ind ¦ HE Lighting | 2037 | Technical | MW | Before Competition Groups | 103.4999 | 0 | 0 | 905.479 | 0.1143 | 2 | Industrial_2037_Technical_MW_Before Competition Groups_2 | HE Lighting | 11.43% | 0 | 103.4999 | Industrial_2037_Technical_MW_Before Competition Groups_HE Lighting
Industrial | Ind ¦ Air Leak Survey and Repair | 2037 | Achievable | MW | Before Competition Groups | 62.4468 | 0 | 0 | 620.8729 | 0.10058 | 2 | Industrial_2037_Achievable_MW_Before Competition Groups_2 | Air Leak Survey and Repair | 10.06% | 0 | 62.4468 | Industrial_2037_Achievable_MW_Before Competition Groups_Air Leak Survey and Repair
Industrial | Ind ¦ Greenhouse Grow Lights | 2037 | Achievable | MW | Before Competition Groups | 60.0497 | 0 | 0 | 620.8729 | 0.096718 | 3 | Industrial_2037_Achievable_MW_Before Competition Groups_3 | Greenhouse Grow Lights | 9.672% | 0 | 60.0497 | Industrial_2037_Achievable_MW_Before Competition Groups_Greenhouse Grow Lights
Industrial | Ind ¦ Greenhouse Grow Lights | 2037 | Economic | MW | Before Competition Groups | 79.0771 | 0 | 0 | 837.6865 | 0.094399 | 3 | Industrial_2037_Economic_MW_Before Competition Groups_3 | Greenhouse Grow Lights | 9.44% | 0 | 79.0771 | Industrial_2037_Economic_MW_Before Competition Groups_Greenhouse Grow Lights
Industrial | Ind ¦ Greenhouse Grow Lights | 2037 | Technical | MW | Before Competition Groups | 79.0771 | 0 | 0 | 905.479 | 0.087332 | 3 | Industrial_2037_Technical_MW_Before Competition Groups_3 | Greenhouse Grow Lights | 8.733% | 0 | 79.0771 | Industrial_2037_Technical_MW_Before Competition Groups_Greenhouse Grow Lights
Industrial | Ind ¦ Air Compressor Optimization | 2037 | Achievable | MW | Before Competition Groups | 53.2587 | 0 | 0 | 620.8729 | 0.08578 | 4 | Industrial_2037_Achievable_MW_Before Competition Groups_4 | Air Compressor Optimization | 8.578% | 0 | 53.2587 | Industrial_2037_Achievable_MW_Before Competition Groups_Air Compressor Optimization
Industrial | Ind ¦ HE Lighting | 2037 | Achievable | MW | Before Competition Groups | 53.1609 | 0 | 0 | 620.8729 | 0.085623 | 5 | Industrial_2037_Achievable_MW_Before Competition Groups_5 | HE Lighting | 8.562% | 0 | 53.1609 | Industrial_2037_Achievable_MW_Before Competition Groups_HE Lighting
Industrial | Ind ¦ Air Leak Survey and Repair | 2037 | Economic | MW | Before Competition Groups | 70.6443 | 0 | 0 | 837.6865 | 0.084333 | 4 | Industrial_2037_Economic_MW_Before Competition Groups_4 | Air Leak Survey and Repair | 8.433% | 0 | 70.6443 | Industrial_2037_Economic_MW_Before Competition Groups_Air Leak Survey and Repair
Industrial | Ind ¦ Air Compressor Optimization | 2037 | Economic | MW | Before Competition Groups | 66.017 | 0 | 0 | 837.6865 | 0.078809 | 5 | Industrial_2037_Economic_MW_Before Competition Groups_5 | Air Compressor Optimization | 7.881% | 0 | 66.017 | Industrial_2037_Economic_MW_Before Competition Groups_Air Compressor Optimization
Industrial | Ind ¦ Air Leak Survey and Repair | 2037 | Technical | MW | Before Competition Groups | 70.6443 | 0 | 0 | 905.479 | 0.078019 | 4 | Industrial_2037_Technical_MW_Before Competition Groups_4 | Air Leak Survey and Repair | 7.802% | 0 | 70.6443 | Industrial_2037_Technical_MW_Before Competition Groups_Air Leak Survey and Repair
Industrial | Ind ¦ Recommissioning | 2037 | Achievable | MW | Before Competition Groups | 47.9851 | 0 | 0 | 620.8729 | 0.077287 | 6 | Industrial_2037_Achievable_MW_Before Competition Groups_6 | Recommissioning | 7.729% | 0 | 47.9851 | Industrial_2037_Achievable_MW_Before Competition Groups_Recommissioning
Industrial | Ind ¦ SEM | 2037 | Achievable | MW | Before Competition Groups | 47.9851 | 0 | 0 | 620.8729 | 0.077287 | 7 | Industrial_2037_Achievable_MW_Before Competition Groups_7 | SEM | 7.729% | 0 | 47.9851 | Industrial_2037_Achievable_MW_Before Competition Groups_SEM
Industrial | Ind ¦ Pump Equipment Upgrade | 2037 | Achievable | MW | Before Competition Groups | 47.3317 | 0 | 0 | 620.8729 | 0.076234 | 8 | Industrial_2037_Achievable_MW_Before Competition Groups_8 | Pump Equipment Upgrade | 7.623% | 0 | 47.3317 | Industrial_2037_Achievable_MW_Before Competition Groups_Pump Equipment Upgrade
Industrial | Ind ¦ Pump Equipment Upgrade | 2037 | Economic | MW | Before Competition Groups | 61.9056 | 0 | 0 | 837.6865 | 0.073901 | 6 | Industrial_2037_Economic_MW_Before Competition Groups_6 | Pump Equipment Upgrade | 7.39% | 0 | 61.9056 | Industrial_2037_Economic_MW_Before Competition Groups_Pump Equipment Upgrade
Industrial | Ind ¦ Air Compressor Optimization | 2037 | Technical | MW | Before Competition Groups | 66.017 | 0 | 0 | 905.479 | 0.072908 | 5 | Industrial_2037_Technical_MW_Before Competition Groups_5 | Air Compressor Optimization | 7.291% | 0 | 66.017 | Industrial_2037_Technical_MW_Before Competition Groups_Air Compressor Optimization
Industrial | Ind ¦ Pump Equipment Upgrade | 2037 | Technical | MW | Before Competition Groups | 61.9056 | 0 | 0 | 905.479 | 0.068368 | 6 | Industrial_2037_Technical_MW_Before Competition Groups_6 | Pump Equipment Upgrade | 6.837% | 0 | 61.9056 | Industrial_2037_Technical_MW_Before Competition Groups_Pump Equipment Upgrade
Industrial | Ind ¦ Efficient Compressed Air Nozzles | 2037 | Economic | MW | Before Competition Groups | 57.073 | 0 | 0 | 837.6865 | 0.068132 | 7 | Industrial_2037_Economic_MW_Before Competition Groups_7 | Efficient Compressed Air Nozzles | 6.813% | 0 | 57.073 | Industrial_2037_Economic_MW_Before Competition Groups_Efficient Compressed Air Nozzles
Industrial | Ind ¦ Efficient Compressed Air Nozzles | 2037 | Achievable | MW | Before Competition Groups | 39.9905 | 0 | 0 | 620.8729 | 0.06441 | 9 | Industrial_2037_Achievable_MW_Before Competition Groups_9 | Efficient Compressed Air Nozzles | 6.441% | 0 | 39.9905 | Industrial_2037_Achievable_MW_Before Competition Groups_Efficient Compressed Air Nozzles
Industrial | Ind ¦ Recommissioning | 2037 | Economic | MW | Before Competition Groups | 53.3483 | 0 | 0 | 837.6865 | 0.063685 | 8 | Industrial_2037_Economic_MW_Before Competition Groups_8 | Recommissioning | 6.369% | 0 | 53.3483 | Industrial_2037_Economic_MW_Before Competition Groups_Recommissioning
Industrial | Ind ¦ SEM | 2037 | Economic | MW | Before Competition Groups | 53.3483 | 0 | 0 | 837.6865 | 0.063685 | 9 | Industrial_2037_Economic_MW_Before Competition Groups_9 | SEM | 6.369% | 0 | 53.3483 | Industrial_2037_Economic_MW_Before Competition Groups_SEM
Industrial | Ind ¦ Efficient Compressed Air Nozzles | 2037 | Technical | MW | Before Competition Groups | 57.073 | 0 | 0 | 905.479 | 0.063031 | 7 | Industrial_2037_Technical_MW_Before Competition Groups_7 | Efficient Compressed Air Nozzles | 6.303% | 0 | 57.073 | Industrial_2037_Technical_MW_Before Competition Groups_Efficient Compressed Air Nozzles
Industrial | Ind ¦ Recommissioning | 2037 | Technical | MW | Before Competition Groups | 53.3483 | 0 | 0 | 905.479 | 0.058917 | 8 | Industrial_2037_Technical_MW_Before Competition Groups_8 | Recommissioning | 5.892% | 0 | 53.3483 | Industrial_2037_Technical_MW_Before Competition Groups_Recommissioning
Industrial | Ind ¦ SEM | 2037 | Technical | MW | Before Competition Groups | 53.3483 | 0 | 0 | 905.479 | 0.058917 | 9 | Industrial_2037_Technical_MW_Before Competition Groups_9 | SEM | 5.892% | 0 | 53.3483 | Industrial_2037_Technical_MW_Before Competition Groups_SEM
Industrial | Ind ¦ High Efficiency HVAC Fans | 2037 | Achievable | MW | Before Competition Groups | 31.323 | 0 | 0 | 620.8729 | 0.05045 | 10 | Industrial_2037_Achievable_MW_Before Competition Groups_10 | High Efficiency HVAC Fans | 5.045% | 0 | 31.323 | Industrial_2037_Achievable_MW_Before Competition Groups_High Efficiency HVAC Fans
Industrial | Ind ¦ High Efficiency HVAC Fans | 2037 | Economic | MW | Before Competition Groups | 41.2379 | 0 | 0 | 837.6865 | 0.049228 | 10 | Industrial_2037_Economic_MW_Before Competition Groups_10 | High Efficiency HVAC Fans | 4.923% | 0 | 41.2379 | Industrial_2037_Economic_MW_Before Competition Groups_High Efficiency HVAC Fans
Industrial | Ind ¦ High Efficiency HVAC Fans | 2037 | Technical | MW | Before Competition Groups | 41.2379 | 0 | 0 | 905.479 | 0.045543 | 10 | Industrial_2037_Technical_MW_Before Competition Groups_10 | High Efficiency HVAC Fans | 4.554% | 0 | 41.2379 | Industrial_2037_Technical_MW_Before Competition Groups_High Efficiency HVAC Fans
Industrial | Ind ¦ Fan System Optimization | 2037 | Achievable | MW | Before Competition Groups | 18.0654 | 0 | 0 | 620.8729 | 0.029097 | 11 | Industrial_2037_Achievable_MW_Before Competition Groups_11 | Fan System Optimization | 2.91% | 0 | 18.0654 | Industrial_2037_Achievable_MW_Before Competition Groups_Fan System Optimization
Industrial | Ind ¦ Fan System Optimization | 2037 | Economic | MW | Before Competition Groups | 21.4776 | 0 | 0 | 837.6865 | 0.025639 | 11 | Industrial_2037_Economic_MW_Before Competition Groups_11 | Fan System Optimization | 2.564% | 0 | 21.4776 | Industrial_2037_Economic_MW_Before Competition Groups_Fan System Optimization
Industrial | Ind ¦ Fan System Optimization | 2037 | Technical | MW | Before Competition Groups | 21.4776 | 0 | 0 | 905.479 | 0.02372 | 11 | Industrial_2037_Technical_MW_Before Competition Groups_11 | Fan System Optimization | 2.372% | 0 | 21.4776 | Industrial_2037_Technical_MW_Before Competition Groups_Fan System Optimization
Industrial | Ind ¦ Process Optimization (Elec) | 2037 | Economic | MW | Before Competition Groups | 19.6438 | 0 | 0 | 837.6865 | 0.02345 | 12 | Industrial_2037_Economic_MW_Before Competition Groups_12 | Process Optimization (Elec) | 2.345% | 0 | 19.6438 | Industrial_2037_Economic_MW_Before Competition Groups_Process Optimization (Elec)
Industrial | Ind ¦ Improved Controls - Process Cooling | 2037 | Achievable | MW | Before Competition Groups | 13.665 | 0 | 0 | 620.8729 | 0.022009 | 12 | Industrial_2037_Achievable_MW_Before Competition Groups_12 | Improved Controls - Process Cooling | 2.201% | 0 | 13.665 | Industrial_2037_Achievable_MW_Before Competition Groups_Improved Controls - Process Cooling
Industrial | Ind ¦ Process Optimization (Elec) | 2037 | Technical | MW | Before Competition Groups | 19.6438 | 0 | 0 | 905.479 | 0.021694 | 12 | Industrial_2037_Technical_MW_Before Competition Groups_12 | Process Optimization (Elec) | 2.169% | 0 | 19.6438 | Industrial_2037_Technical_MW_Before Competition Groups_Process Optimization (Elec)
Industrial | Ind ¦ Premium Efficient Motors | 2037 | Technical | MW | Before Competition Groups | 19.0755 | 0 | 0 | 905.479 | 0.021067 | 13 | Industrial_2037_Technical_MW_Before Competition Groups_13 | Premium Efficient Motors | 2.107% | 0 | 19.0755 | Industrial_2037_Technical_MW_Before Competition Groups_Premium Efficient Motors
Industrial | Ind ¦ Improved Controls - Process Cooling | 2037 | Economic | MW | Before Competition Groups | 15.1458 | 0 | 0 | 837.6865 | 0.018081 | 13 | Industrial_2037_Economic_MW_Before Competition Groups_13 | Improved Controls - Process Cooling | 1.808% | 0 | 15.1458 | Industrial_2037_Economic_MW_Before Competition Groups_Improved Controls - Process Cooling
Industrial | Ind ¦ Improved Controls - Process Cooling | 2037 | Technical | MW | Before Competition Groups | 15.1458 | 0 | 0 | 905.479 | 0.016727 | 14 | Industrial_2037_Technical_MW_Before Competition Groups_14 | Improved Controls - Process Cooling | 1.673% | 0 | 15.1458 | Industrial_2037_Technical_MW_Before Competition Groups_Improved Controls - Process Cooling
Industrial | Ind ¦ Ventilation Optimization | 2037 | Economic | MW | Before Competition Groups | 10.3474 | 0 | 0 | 837.6865 | 0.012352 | 14 | Industrial_2037_Economic_MW_Before Competition Groups_14 | Ventilation Optimization | 1.235% | 0 | 10.3474 | Industrial_2037_Economic_MW_Before Competition Groups_Ventilation Optimization
Industrial | Ind ¦ Ventilation Optimization | 2037 | Technical | MW | Before Competition Groups | 10.3474 | 0 | 0 | 905.479 | 0.011428 | 15 | Industrial_2037_Technical_MW_Before Competition Groups_15 | Ventilation Optimization | 1.143% | 0 | 10.3474 | Industrial_2037_Technical_MW_Before Competition Groups_Ventilation Optimization
Industrial | Ind ¦ HVLS Fans | 2037 | Technical | MW | Before Competition Groups | 10.227 | 0 | 0 | 905.479 | 0.011295 | 16 | Industrial_2037_Technical_MW_Before Competition Groups_16 | HVLS Fans | 1.129% | 0 | 10.227 | Industrial_2037_Technical_MW_Before Competition Groups_HVLS Fans
Industrial | Ind ¦ Pulp and Paper Process Improvements | 2037 | Achievable | MW | Before Competition Groups | 6.4789 | 0 | 0 | 620.8729 | 0.010435 | 13 | Industrial_2037_Achievable_MW_Before Competition Groups_13 | Pulp and Paper Process Improvements | 1.044% | 0 | 6.4789 | Industrial_2037_Achievable_MW_Before Competition Groups_Pulp and Paper Process Improvements
Industrial | Ind ¦ Efficient Irrigation | 2037 | Economic | MW | Before Competition Groups | 8.7014 | 0 | 0 | 837.6865 | 0.010387 | 15 | Industrial_2037_Economic_MW_Before Competition Groups_15 | Efficient Irrigation | 1.039% | 0 | 8.7014 | Industrial_2037_Economic_MW_Before Competition Groups_Efficient Irrigation
Industrial | Ind ¦ Material Handling Improvements | 2037 | Achievable | MW | Before Competition Groups | 6.0621 | 0 | 0 | 620.8729 | 0.0097638 | 14 | Industrial_2037_Achievable_MW_Before Competition Groups_14 | Material Handling Improvements | 0.9764% | 0 | 6.0621 | Industrial_2037_Achievable_MW_Before Competition Groups_Material Handling Improvements
Industrial | Ind ¦ Efficient Irrigation | 2037 | Technical | MW | Before Competition Groups | 8.7014 | 0 | 0 | 905.479 | 0.0096097 | 17 | Industrial_2037_Technical_MW_Before Competition Groups_17 | Efficient Irrigation | 0.961% | 0 | 8.7014 | Industrial_2037_Technical_MW_Before Competition Groups_Efficient Irrigation
Industrial | Ind ¦ HE HVAC Controls | 2037 | Technical | MW | Before Competition Groups | 8.2527 | 0 | 0 | 905.479 | 0.0091142 | 18 | Industrial_2037_Technical_MW_Before Competition Groups_18 | HE HVAC Controls | 0.9114% | 0 | 8.2527 | Industrial_2037_Technical_MW_Before Competition Groups_HE HVAC Controls
Industrial | Ind ¦ Material Handling Improvements | 2037 | Economic | MW | Before Competition Groups | 7.5871 | 0 | 0 | 837.6865 | 0.0090572 | 16 | Industrial_2037_Economic_MW_Before Competition Groups_16 | Material Handling Improvements | 0.9057% | 0 | 7.5871 | Industrial_2037_Economic_MW_Before Competition Groups_Material Handling Improvements
Industrial | Ind ¦ Pulp and Paper Process Improvements | 2037 | Economic | MW | Before Competition Groups | 7.551 | 0 | 0 | 837.6865 | 0.0090141 | 17 | Industrial_2037_Economic_MW_Before Competition Groups_17 | Pulp and Paper Process Improvements | 0.9014% | 0 | 7.551 | Industrial_2037_Economic_MW_Before Competition Groups_Pulp and Paper Process Improvements
Industrial | Ind ¦ HE HVAC Units | 2037 | Technical | MW | Before Competition Groups | 7.921 | 0 | 0 | 905.479 | 0.0087479 | 19 | Industrial_2037_Technical_MW_Before Competition Groups_19 | HE HVAC Units | 0.8748% | 0 | 7.921 | Industrial_2037_Technical_MW_Before Competition Groups_HE HVAC Units
Industrial | Ind ¦ Material Handling Improvements | 2037 | Technical | MW | Before Competition Groups | 7.5871 | 0 | 0 | 905.479 | 0.0083791 | 20 | Industrial_2037_Technical_MW_Before Competition Groups_20 | Material Handling Improvements | 0.8379% | 0 | 7.5871 | Industrial_2037_Technical_MW_Before Competition Groups_Material Handling Improvements
Industrial | Ind ¦ Pulp and Paper Process Improvements | 2037 | Technical | MW | Before Competition Groups | 7.551 | 0 | 0 | 905.479 | 0.0083392 | 21 | Industrial_2037_Technical_MW_Before Competition Groups_21 | Pulp and Paper Process Improvements | 0.8339% | 0 | 7.551 | Industrial_2037_Technical_MW_Before Competition Groups_Pulp and Paper Process Improvements
Industrial | Ind ¦ Efficient Irrigation | 2037 | Achievable | MW | Before Competition Groups | 5.0724 | 0 | 0 | 620.8729 | 0.0081698 | 15 | Industrial_2037_Achievable_MW_Before Competition Groups_15 | Efficient Irrigation | 0.817% | 0 | 5.0724 | Industrial_2037_Achievable_MW_Before Competition Groups_Efficient Irrigation
Industrial | Ind ¦ Ventilation Optimization | 2037 | Achievable | MW | Before Competition Groups | 5.037 | 0 | 0 | 620.8729 | 0.0081127 | 16 | Industrial_2037_Achievable_MW_Before Competition Groups_16 | Ventilation Optimization | 0.8113% | 0 | 5.037 | Industrial_2037_Achievable_MW_Before Competition Groups_Ventilation Optimization
Industrial | Ind ¦ Free Cooling | 2037 | Economic | MW | Before Competition Groups | 6.7562 | 0 | 0 | 837.6865 | 0.0080653 | 18 | Industrial_2037_Economic_MW_Before Competition Groups_18 | Free Cooling | 0.8065% | 0 | 6.7562 | Industrial_2037_Economic_MW_Before Competition Groups_Free Cooling
Industrial | Ind ¦ Refiner Plate Improvements | 2037 | Economic | MW | Before Competition Groups | 6.56 | 0 | 0 | 837.6865 | 0.0078311 | 19 | Industrial_2037_Economic_MW_Before Competition Groups_19 | Refiner Plate Improvements | 0.7831% | 0 | 6.56 | Industrial_2037_Economic_MW_Before Competition Groups_Refiner Plate Improvements
Industrial | Ind ¦ Free Cooling | 2037 | Technical | MW | Before Competition Groups | 6.7562 | 0 | 0 | 905.479 | 0.0074615 | 22 | Industrial_2037_Technical_MW_Before Competition Groups_22 | Free Cooling | 0.7461% | 0 | 6.7562 | Industrial_2037_Technical_MW_Before Competition Groups_Free Cooling
Industrial | Ind ¦ Refiner Plate Improvements | 2037 | Technical | MW | Before Competition Groups | 6.56 | 0 | 0 | 905.479 | 0.0072448 | 23 | Industrial_2037_Technical_MW_Before Competition Groups_23 | Refiner Plate Improvements | 0.7245% | 0 | 6.56 | Industrial_2037_Technical_MW_Before Competition Groups_Refiner Plate Improvements
Industrial | Ind ¦ Refiner Plate Improvements | 2037 | Achievable | MW | Before Competition Groups | 4.463 | 0 | 0 | 620.8729 | 0.0071882 | 17 | Industrial_2037_Achievable_MW_Before Competition Groups_17 | Refiner Plate Improvements | 0.7188% | 0 | 4.463 | Industrial_2037_Achievable_MW_Before Competition Groups_Refiner Plate Improvements
Industrial | Ind ¦ Process Optimization (Elec) | 2037 | Achievable | MW | Before Competition Groups | 4.3854 | 0 | 0 | 620.8729 | 0.0070633 | 18 | Industrial_2037_Achievable_MW_Before Competition Groups_18 | Process Optimization (Elec) | 0.7063% | 0 | 4.3854 | Industrial_2037_Achievable_MW_Before Competition Groups_Process Optimization (Elec)
Industrial | Ind ¦ Chiller Optimization | 2037 | Technical | MW | Before Competition Groups | 5.3334 | 0 | 0 | 905.479 | 0.0058902 | 24 | Industrial_2037_Technical_MW_Before Competition Groups_24 | Chiller Optimization | 0.589% | 0 | 5.3334 | Industrial_2037_Technical_MW_Before Competition Groups_Chiller Optimization
Industrial | Ind ¦ Free Cooling | 2037 | Achievable | MW | Before Competition Groups | 3.6561 | 0 | 0 | 620.8729 | 0.0058887 | 19 | Industrial_2037_Achievable_MW_Before Competition Groups_19 | Free Cooling | 0.5889% | 0 | 3.6561 | Industrial_2037_Achievable_MW_Before Competition Groups_Free Cooling
Industrial | Ind ¦ VAV Conversion Project | 2037 | Achievable | MW | Before Competition Groups | 3.3835 | 0 | 0 | 620.8729 | 0.0054497 | 20 | Industrial_2037_Achievable_MW_Before Competition Groups_20 | VAV Conversion Project | 0.545% | 0 | 3.3835 | Industrial_2037_Achievable_MW_Before Competition Groups_VAV Conversion Project
Industrial | Ind ¦ Cold Storage Retrofit | 2037 | Technical | MW | Before Competition Groups | 4.8127 | 0 | 0 | 905.479 | 0.0053151 | 25 | Industrial_2037_Technical_MW_Before Competition Groups_25 | Cold Storage Retrofit | 0.5315% | 0 | 4.8127 | Industrial_2037_Technical_MW_Before Competition Groups_Cold Storage Retrofit
Industrial | Ind ¦ Cooling Tower Optimization | 2037 | Economic | MW | Before Competition Groups | 4.0503 | 0 | 0 | 837.6865 | 0.0048352 | 20 | Industrial_2037_Economic_MW_Before Competition Groups_20 | Cooling Tower Optimization | 0.4835% | 0 | 4.0503 | Industrial_2037_Economic_MW_Before Competition Groups_Cooling Tower Optimization
Industrial | Ind ¦ Cooling Tower Optimization | 2037 | Technical | MW | Before Competition Groups | 4.0503 | 0 | 0 | 905.479 | 0.0044732 | 26 | Industrial_2037_Technical_MW_Before Competition Groups_26 | Cooling Tower Optimization | 0.4473% | 0 | 4.0503 | Industrial_2037_Technical_MW_Before Competition Groups_Cooling Tower Optimization
Industrial | Ind ¦ VAV Conversion Project | 2037 | Economic | MW | Before Competition Groups | 3.6578 | 0 | 0 | 837.6865 | 0.0043666 | 21 | Industrial_2037_Economic_MW_Before Competition Groups_21 | VAV Conversion Project | 0.4367% | 0 | 3.6578 | Industrial_2037_Economic_MW_Before Competition Groups_VAV Conversion Project
Industrial | Ind ¦ VAV Conversion Project | 2037 | Technical | MW | Before Competition Groups | 3.6578 | 0 | 0 | 905.479 | 0.0040396 | 27 | Industrial_2037_Technical_MW_Before Competition Groups_27 | VAV Conversion Project | 0.404% | 0 | 3.6578 | Industrial_2037_Technical_MW_Before Competition Groups_VAV Conversion Project
Industrial | Ind ¦ High Efficiency Battery Charger | 2037 | Achievable | MW | Before Competition Groups | 2.1941 | 0 | 0 | 620.8729 | 0.0035339 | 21 | Industrial_2037_Achievable_MW_Before Competition Groups_21 | High Efficiency Battery Charger | 0.3534% | 0 | 2.1941 | Industrial_2037_Achievable_MW_Before Competition Groups_High Efficiency Battery Charger
Industrial | Ind ¦ High Efficiency Battery Charger | 2037 | Economic | MW | Before Competition Groups | 2.9324 | 0 | 0 | 837.6865 | 0.0035006 | 22 | Industrial_2037_Economic_MW_Before Competition Groups_22 | High Efficiency Battery Charger | 0.3501% | 0 | 2.9324 | Industrial_2037_Economic_MW_Before Competition Groups_High Efficiency Battery Charger
Industrial | Ind ¦ Process Heat Recovery | 2037 | Achievable | MW | Before Competition Groups | 2.1103 | 0 | 0 | 620.8729 | 0.003399 | 22 | Industrial_2037_Achievable_MW_Before Competition Groups_22 | Process Heat Recovery | 0.3399% | 0 | 2.1103 | Industrial_2037_Achievable_MW_Before Competition Groups_Process Heat Recovery
Industrial | Ind ¦ High Efficiency Battery Charger | 2037 | Technical | MW | Before Competition Groups | 2.9324 | 0 | 0 | 905.479 | 0.0032386 | 28 | Industrial_2037_Technical_MW_Before Competition Groups_28 | High Efficiency Battery Charger | 0.3239% | 0 | 2.9324 | Industrial_2037_Technical_MW_Before Competition Groups_High Efficiency Battery Charger
Industrial | Ind ¦ Synchronous Belts | 2037 | Economic | MW | Before Competition Groups | 2.5244 | 0 | 0 | 837.6865 | 0.0030135 | 23 | Industrial_2037_Economic_MW_Before Competition Groups_23 | Synchronous Belts | 0.3014% | 0 | 2.5244 | Industrial_2037_Economic_MW_Before Competition Groups_Synchronous Belts
Industrial | Ind ¦ Cooling Tower Optimization | 2037 | Achievable | MW | Before Competition Groups | 1.7804 | 0 | 0 | 620.8729 | 0.0028676 | 23 | Industrial_2037_Achievable_MW_Before Competition Groups_23 | Cooling Tower Optimization | 0.2868% | 0 | 1.7804 | Industrial_2037_Achievable_MW_Before Competition Groups_Cooling Tower Optimization
Industrial | Ind ¦ Synchronous Belts | 2037 | Technical | MW | Before Competition Groups | 2.5244 | 0 | 0 | 905.479 | 0.0027879 | 29 | Industrial_2037_Technical_MW_Before Competition Groups_29 | Synchronous Belts | 0.2788% | 0 | 2.5244 | Industrial_2037_Technical_MW_Before Competition Groups_Synchronous Belts
Industrial | Ind ¦ Process Improvements | 2037 | Achievable | MW | Before Competition Groups | 1.7287 | 0 | 0 | 620.8729 | 0.0027844 | 24 | Industrial_2037_Achievable_MW_Before Competition Groups_24 | Process Improvements | 0.2784% | 0 | 1.7287 | Industrial_2037_Achievable_MW_Before Competition Groups_Process Improvements
Industrial | Ind ¦ Process Heat Recovery | 2037 | Economic | MW | Before Competition Groups | 2.3239 | 0 | 0 | 837.6865 | 0.0027742 | 24 | Industrial_2037_Economic_MW_Before Competition Groups_24 | Process Heat Recovery | 0.2774% | 0 | 2.3239 | Industrial_2037_Economic_MW_Before Competition Groups_Process Heat Recovery
Industrial | Ind ¦ Dairy Pre-Cooler | 2037 | Economic | MW | Before Competition Groups | 2.3101 | 0 | 0 | 837.6865 | 0.0027577 | 25 | Industrial_2037_Economic_MW_Before Competition Groups_25 | Dairy Pre-Cooler | 0.2758% | 0 | 2.3101 | Industrial_2037_Economic_MW_Before Competition Groups_Dairy Pre-Cooler
Industrial | Ind ¦ Process Heat Recovery | 2037 | Technical | MW | Before Competition Groups | 2.3239 | 0 | 0 | 905.479 | 0.0025665 | 30 | Industrial_2037_Technical_MW_Before Competition Groups_30 | Process Heat Recovery | 0.2566% | 0 | 2.3239 | Industrial_2037_Technical_MW_Before Competition Groups_Process Heat Recovery
Industrial | Ind ¦ Dairy Pre-Cooler | 2037 | Technical | MW | Before Competition Groups | 2.3101 | 0 | 0 | 905.479 | 0.0025512 | 31 | Industrial_2037_Technical_MW_Before Competition Groups_31 | Dairy Pre-Cooler | 0.2551% | 0 | 2.3101 | Industrial_2037_Technical_MW_Before Competition Groups_Dairy Pre-Cooler
Industrial | Ind ¦ Refrigeration Compressor VFD | 2037 | Achievable | MW | Before Competition Groups | 1.5369 | 0 | 0 | 620.8729 | 0.0024754 | 25 | Industrial_2037_Achievable_MW_Before Competition Groups_25 | Refrigeration Compressor VFD | 0.2475% | 0 | 1.5369 | Industrial_2037_Achievable_MW_Before Competition Groups_Refrigeration Compressor VFD
Industrial | Ind ¦ Dairy Pre-Cooler | 2037 | Achievable | MW | Before Competition Groups | 1.5113 | 0 | 0 | 620.8729 | 0.0024342 | 26 | Industrial_2037_Achievable_MW_Before Competition Groups_26 | Dairy Pre-Cooler | 0.2434% | 0 | 1.5113 | Industrial_2037_Achievable_MW_Before Competition Groups_Dairy Pre-Cooler
Industrial | Ind ¦ Refrigeration Compressor VFD | 2037 | Economic | MW | Before Competition Groups | 1.9681 | 0 | 0 | 837.6865 | 0.0023495 | 26 | Industrial_2037_Economic_MW_Before Competition Groups_26 | Refrigeration Compressor VFD | 0.2349% | 0 | 1.9681 | Industrial_2037_Economic_MW_Before Competition Groups_Refrigeration Compressor VFD
Industrial | Ind ¦ Process Improvements | 2037 | Economic | MW | Before Competition Groups | 1.8741 | 0 | 0 | 837.6865 | 0.0022372 | 27 | Industrial_2037_Economic_MW_Before Competition Groups_27 | Process Improvements | 0.2237% | 0 | 1.8741 | Industrial_2037_Economic_MW_Before Competition Groups_Process Improvements
Industrial | Ind ¦ Refrigeration Compressor VFD | 2037 | Technical | MW | Before Competition Groups | 1.9681 | 0 | 0 | 905.479 | 0.0021736 | 32 | Industrial_2037_Technical_MW_Before Competition Groups_32 | Refrigeration Compressor VFD | 0.2174% | 0 | 1.9681 | Industrial_2037_Technical_MW_Before Competition Groups_Refrigeration Compressor VFD
Industrial | Ind ¦ Process Improvements | 2037 | Technical | MW | Before Competition Groups | 1.8741 | 0 | 0 | 905.479 | 0.0020697 | 33 | Industrial_2037_Technical_MW_Before Competition Groups_33 | Process Improvements | 0.207% | 0 | 1.8741 | Industrial_2037_Technical_MW_Before Competition Groups_Process Improvements
Industrial | Ind ¦ Improved Controls - Process Heating | 2037 | Achievable | MW | Before Competition Groups | 1.1159 | 0 | 0 | 620.8729 | 0.0017972 | 27 | Industrial_2037_Achievable_MW_Before Competition Groups_27 | Improved Controls - Process Heating | 0.1797% | 0 | 1.1159 | Industrial_2037_Achievable_MW_Before Competition Groups_Improved Controls - Process Heating
Industrial | Ind ¦ Efficient Transformer | 2037 | Technical | MW | Before Competition Groups | 1.4712 | 0 | 0 | 905.479 | 0.0016247 | 34 | Industrial_2037_Technical_MW_Before Competition Groups_34 | Efficient Transformer | 0.1625% | 0 | 1.4712 | Industrial_2037_Technical_MW_Before Competition Groups_Efficient Transformer
Industrial | Ind ¦ High Efficiency Welders | 2037 | Technical | MW | Before Competition Groups | 1.4199 | 0 | 0 | 905.479 | 0.0015681 | 35 | Industrial_2037_Technical_MW_Before Competition Groups_35 | High Efficiency Welders | 0.1568% | 0 | 1.4199 | Industrial_2037_Technical_MW_Before Competition Groups_High Efficiency Welders
Industrial | Ind ¦ Improved Controls - Process Heating | 2037 | Economic | MW | Before Competition Groups | 1.2547 | 0 | 0 | 837.6865 | 0.0014978 | 28 | Industrial_2037_Economic_MW_Before Competition Groups_28 | Improved Controls - Process Heating | 0.1498% | 0 | 1.2547 | Industrial_2037_Economic_MW_Before Competition Groups_Improved Controls - Process Heating
Industrial | Ind ¦ Improved Controls - Process Heating | 2037 | Technical | MW | Before Competition Groups | 1.2547 | 0 | 0 | 905.479 | 0.0013856 | 36 | Industrial_2037_Technical_MW_Before Competition Groups_36 | Improved Controls - Process Heating | 0.1386% | 0 | 1.2547 | Industrial_2037_Technical_MW_Before Competition Groups_Improved Controls - Process Heating
Industrial | Ind ¦ Synchronous Belts | 2037 | Achievable | MW | Before Competition Groups | 0.71908 | 0 | 0 | 620.8729 | 0.0011582 | 28 | Industrial_2037_Achievable_MW_Before Competition Groups_28 | Synchronous Belts | 0.1158% | 0 | 0.71908 | Industrial_2037_Achievable_MW_Before Competition Groups_Synchronous Belts
Industrial | Ind ¦ Engine Block Heater Timer | 2037 | Achievable | MW | Before Competition Groups | 0.67877 | 0 | 0 | 620.8729 | 0.0010933 | 29 | Industrial_2037_Achievable_MW_Before Competition Groups_29 | Engine Block Heater Timer | 0.1093% | 0 | 0.67877 | Industrial_2037_Achievable_MW_Before Competition Groups_Engine Block Heater Timer
Industrial | Ind ¦ Engine Block Heater Timer | 2037 | Economic | MW | Before Competition Groups | 0.73854 | 0 | 0 | 837.6865 | 0.00088164 | 29 | Industrial_2037_Economic_MW_Before Competition Groups_29 | Engine Block Heater Timer | 0.08816% | 0 | 0.73854 | Industrial_2037_Economic_MW_Before Competition Groups_Engine Block Heater Timer
Industrial | Ind ¦ Engine Block Heater Timer | 2037 | Technical | MW | Before Competition Groups | 0.73854 | 0 | 0 | 905.479 | 0.00081563 | 37 | Industrial_2037_Technical_MW_Before Competition Groups_37 | Engine Block Heater Timer | 0.08156% | 0 | 0.73854 | Industrial_2037_Technical_MW_Before Competition Groups_Engine Block Heater Timer
Industrial | Ind ¦ Efficient Refrigeration Compressor | 2037 | Achievable | MW | Before Competition Groups | 0.4112 | 0 | 0 | 620.8729 | 0.0006623 | 30 | Industrial_2037_Achievable_MW_Before Competition Groups_30 | Efficient Refrigeration Compressor | 0.06623% | 0 | 0.4112 | Industrial_2037_Achievable_MW_Before Competition Groups_Efficient Refrigeration Compressor
Industrial | Ind ¦ Efficient Refrigeration Compressor | 2037 | Economic | MW | Before Competition Groups | 0.46812 | 0 | 0 | 837.6865 | 0.00055882 | 30 | Industrial_2037_Economic_MW_Before Competition Groups_30 | Efficient Refrigeration Compressor | 0.05588% | 0 | 0.46812 | Industrial_2037_Economic_MW_Before Competition Groups_Efficient Refrigeration Compressor
Industrial | Ind ¦ Efficient Refrigeration Compressor | 2037 | Technical | MW | Before Competition Groups | 0.46812 | 0 | 0 | 905.479 | 0.00051698 | 38 | Industrial_2037_Technical_MW_Before Competition Groups_38 | Efficient Refrigeration Compressor | 0.0517% | 0 | 0.46812 | Industrial_2037_Technical_MW_Before Competition Groups_Efficient Refrigeration Compressor
Industrial | Ind ¦ Heat Lamps/Heat Pad | 2037 | Technical | MW | Before Competition Groups | 0.45884 | 0 | 0 | 905.479 | 0.00050673 | 39 | Industrial_2037_Technical_MW_Before Competition Groups_39 | Heat Lamps/Heat Pad | 0.05067% | 0 | 0.45884 | Industrial_2037_Technical_MW_Before Competition Groups_Heat Lamps/Heat Pad
Industrial | Ind ¦ Air Compressor Heat Recovery | 2037 | Achievable | MW | Before Competition Groups | 0.2922 | 0 | 0 | 620.8729 | 0.00047063 | 31 | Industrial_2037_Achievable_MW_Before Competition Groups_31 | Air Compressor Heat Recovery | 0.04706% | 0 | 0.2922 | Industrial_2037_Achievable_MW_Before Competition Groups_Air Compressor Heat Recovery
Industrial | Ind ¦ Air Compressor Heat Recovery | 2037 | Economic | MW | Before Competition Groups | 0.33141 | 0 | 0 | 837.6865 | 0.00039562 | 31 | Industrial_2037_Economic_MW_Before Competition Groups_31 | Air Compressor Heat Recovery | 0.03956% | 0 | 0.33141 | Industrial_2037_Economic_MW_Before Competition Groups_Air Compressor Heat Recovery
Industrial | Ind ¦ Air Compressor Heat Recovery | 2037 | Technical | MW | Before Competition Groups | 0.33141 | 0 | 0 | 905.479 | 0.000366 | 40 | Industrial_2037_Technical_MW_Before Competition Groups_40 | Air Compressor Heat Recovery | 0.0366% | 0 | 0.33141 | Industrial_2037_Technical_MW_Before Competition Groups_Air Compressor Heat Recovery
Industrial | Ind ¦ Creep Heat Controller | 2037 | Technical | MW | Before Competition Groups | 0.28765 | 0 | 0 | 905.479 | 0.00031768 | 41 | Industrial_2037_Technical_MW_Before Competition Groups_41 | Creep Heat Controller | 0.03177% | 0 | 0.28765 | Industrial_2037_Technical_MW_Before Competition Groups_Creep Heat Controller
Industrial | Ind ¦ Optimize Compressed Air Dryer | 2037 | Economic | MW | Before Competition Groups | 0.23923 | 0 | 0 | 837.6865 | 0.00028558 | 32 | Industrial_2037_Economic_MW_Before Competition Groups_32 | Optimize Compressed Air Dryer | 0.02856% | 0 | 0.23923 | Industrial_2037_Economic_MW_Before Competition Groups_Optimize Compressed Air Dryer
Industrial | Ind ¦ Optimize Compressed Air Dryer | 2037 | Technical | MW | Before Competition Groups | 0.23923 | 0 | 0 | 905.479 | 0.0002642 | 42 | Industrial_2037_Technical_MW_Before Competition Groups_42 | Optimize Compressed Air Dryer | 0.02642% | 0 | 0.23923 | Industrial_2037_Technical_MW_Before Competition Groups_Optimize Compressed Air Dryer
Industrial | Ind ¦ Efficient Transformer | 2037 | Achievable | MW | Before Competition Groups | 0.15971 | 0 | 0 | 620.8729 | 0.00025724 | 32 | Industrial_2037_Achievable_MW_Before Competition Groups_32 | Efficient Transformer | 0.02572% | 0 | 0.15971 | Industrial_2037_Achievable_MW_Before Competition Groups_Efficient Transformer
Industrial | Ind ¦ Heat Lamps/Heat Pad | 2037 | Achievable | MW | Before Competition Groups | 0.15794 | 0 | 0 | 620.8729 | 0.00025439 | 33 | Industrial_2037_Achievable_MW_Before Competition Groups_33 | Heat Lamps/Heat Pad | 0.02544% | 0 | 0.15794 | Industrial_2037_Achievable_MW_Before Competition Groups_Heat Lamps/Heat Pad
Industrial | Ind ¦ High Efficiency Welders | 2037 | Achievable | MW | Before Competition Groups | 0.11855 | 0 | 0 | 620.8729 | 0.00019094 | 34 | Industrial_2037_Achievable_MW_Before Competition Groups_34 | High Efficiency Welders | 0.01909% | 0 | 0.11855 | Industrial_2037_Achievable_MW_Before Competition Groups_High Efficiency Welders
Industrial | Ind ¦ Heat Lamps/Heat Pad | 2037 | Economic | MW | Before Competition Groups | 0.15821 | 0 | 0 | 837.6865 | 0.00018887 | 33 | Industrial_2037_Economic_MW_Before Competition Groups_33 | Heat Lamps/Heat Pad | 0.01889% | 0 | 0.15821 | Industrial_2037_Economic_MW_Before Competition Groups_Heat Lamps/Heat Pad
Industrial | Ind ¦ Efficient Transformer | 2037 | Economic | MW | Before Competition Groups | 0.11462 | 0 | 0 | 837.6865 | 0.00013683 | 34 | Industrial_2037_Economic_MW_Before Competition Groups_34 | Efficient Transformer | 0.01368% | 0 | 0.11462 | Industrial_2037_Economic_MW_Before Competition Groups_Efficient Transformer
Industrial | Ind ¦ High Efficiency Welders | 2037 | Economic | MW | Before Competition Groups | 0.07896 | 0 | 0 | 837.6865 | 9.426e-05 | 35 | Industrial_2037_Economic_MW_Before Competition Groups_35 | High Efficiency Welders | 0.009426% | 0 | 0.07896 | Industrial_2037_Economic_MW_Before Competition Groups_High Efficiency Welders
Industrial | Ind ¦ Optimize Compressed Air Dryer | 2037 | Achievable | MW | Before Competition Groups | 0.035334 | 0 | 0 | 620.8729 | 5.691e-05 | 35 | Industrial_2037_Achievable_MW_Before Competition Groups_35 | Optimize Compressed Air Dryer | 0.005691% | 0 | 0.035334 | Industrial_2037_Achievable_MW_Before Competition Groups_Optimize Compressed Air Dryer
Industrial | Ind ¦ Creep Heat Controller | 2037 | Achievable | MW | Before Competition Groups | 0 | 0 | 0 | 620.8729 | 0 | 36 | Industrial_2037_Achievable_MW_Before Competition Groups_36 | Creep Heat Controller | 0% | 0 | 0 | Industrial_2037_Achievable_MW_Before Competition Groups_Creep Heat Controller
Industrial | Ind ¦ Creep Heat Controller | 2037 | Economic | MW | Before Competition Groups | 0 | 0 | 0 | 837.6865 | 0 | 36 | Industrial_2037_Economic_MW_Before Competition Groups_36 | Creep Heat Controller | 0% | 0 | 0 | Industrial_2037_Economic_MW_Before Competition Groups_Creep Heat Controller
Industrial | Ind ¦ HVLS Fans | 2037 | Achievable | MW | Before Competition Groups | 0 | 0 | 0 | 620.8729 | 0 | 37 | Industrial_2037_Achievable_MW_Before Competition Groups_37 | HVLS Fans | 0% | 0 | 0 | Industrial_2037_Achievable_MW_Before Competition Groups_HVLS Fans
Industrial | Ind ¦ HVLS Fans | 2037 | Economic | MW | Before Competition Groups | 0 | 0 | 0 | 837.6865 | 0 | 37 | Industrial_2037_Economic_MW_Before Competition Groups_37 | HVLS Fans | 0% | 0 | 0 | Industrial_2037_Economic_MW_Before Competition Groups_HVLS Fans
Industrial | Ind ¦ Premium Efficient Motors | 2037 | Achievable | MW | Before Competition Groups | 0 | 0 | 0 | 620.8729 | 0 | 38 | Industrial_2037_Achievable_MW_Before Competition Groups_38 | Premium Efficient Motors | 0% | 0 | 0 | Industrial_2037_Achievable_MW_Before Competition Groups_Premium Efficient Motors
Industrial | Ind ¦ Premium Efficient Motors | 2037 | Economic | MW | Before Competition Groups | 0 | 0 | 0 | 837.6865 | 0 | 38 | Industrial_2037_Economic_MW_Before Competition Groups_38 | Premium Efficient Motors | 0% | 0 | 0 | Industrial_2037_Economic_MW_Before Competition Groups_Premium Efficient Motors
Industrial | Ind ¦ Pump System Optimization | 2038 | Economic | MW | Before Competition Groups | 131.2077 | 0 | 0 | 846.3102 | 0.15503 | 1 | Industrial_2038_Economic_MW_Before Competition Groups_1 | Pump System Optimization | 15.5% | 0 | 131.2077 | Industrial_2038_Economic_MW_Before Competition Groups_Pump System Optimization
Industrial | Ind ¦ Pump System Optimization | 2038 | Achievable | MW | Before Competition Groups | 97.2218 | 0 | 0 | 650.0907 | 0.14955 | 1 | Industrial_2038_Achievable_MW_Before Competition Groups_1 | Pump System Optimization | 14.96% | 0 | 97.2218 | Industrial_2038_Achievable_MW_Before Competition Groups_Pump System Optimization
Industrial | Ind ¦ Pump System Optimization | 2038 | Technical | MW | Before Competition Groups | 133.5254 | 0 | 0 | 914.22 | 0.14605 | 1 | Industrial_2038_Technical_MW_Before Competition Groups_1 | Pump System Optimization | 14.61% | 0 | 133.5254 | Industrial_2038_Technical_MW_Before Competition Groups_Pump System Optimization
Industrial | Ind ¦ HE Lighting | 2038 | Economic | MW | Before Competition Groups | 98.496 | 0 | 0 | 846.3102 | 0.11638 | 2 | Industrial_2038_Economic_MW_Before Competition Groups_2 | HE Lighting | 11.64% | 0 | 98.496 | Industrial_2038_Economic_MW_Before Competition Groups_HE Lighting
Industrial | Ind ¦ HE Lighting | 2038 | Technical | MW | Before Competition Groups | 105.0627 | 0 | 0 | 914.22 | 0.11492 | 2 | Industrial_2038_Technical_MW_Before Competition Groups_2 | HE Lighting | 11.49% | 0 | 105.0627 | Industrial_2038_Technical_MW_Before Competition Groups_HE Lighting
Industrial | Ind ¦ Air Leak Survey and Repair | 2038 | Achievable | MW | Before Competition Groups | 64.3203 | 0 | 0 | 650.0907 | 0.09894 | 2 | Industrial_2038_Achievable_MW_Before Competition Groups_2 | Air Leak Survey and Repair | 9.894% | 0 | 64.3203 | Industrial_2038_Achievable_MW_Before Competition Groups_Air Leak Survey and Repair
Industrial | Ind ¦ Greenhouse Grow Lights | 2038 | Achievable | MW | Before Competition Groups | 62.2355 | 0 | 0 | 650.0907 | 0.095734 | 3 | Industrial_2038_Achievable_MW_Before Competition Groups_3 | Greenhouse Grow Lights | 9.573% | 0 | 62.2355 | Industrial_2038_Achievable_MW_Before Competition Groups_Greenhouse Grow Lights
Industrial | Ind ¦ Greenhouse Grow Lights | 2038 | Economic | MW | Before Competition Groups | 79.7649 | 0 | 0 | 846.3102 | 0.09425 | 3 | Industrial_2038_Economic_MW_Before Competition Groups_3 | Greenhouse Grow Lights | 9.425% | 0 | 79.7649 | Industrial_2038_Economic_MW_Before Competition Groups_Greenhouse Grow Lights
Industrial | Ind ¦ HE Lighting | 2038 | Achievable | MW | Before Competition Groups | 58.5783 | 0 | 0 | 650.0907 | 0.090108 | 4 | Industrial_2038_Achievable_MW_Before Competition Groups_4 | HE Lighting | 9.011% | 0 | 58.5783 | Industrial_2038_Achievable_MW_Before Competition Groups_HE Lighting
Industrial | Ind ¦ Greenhouse Grow Lights | 2038 | Technical | MW | Before Competition Groups | 79.7649 | 0 | 0 | 914.22 | 0.087249 | 3 | Industrial_2038_Technical_MW_Before Competition Groups_3 | Greenhouse Grow Lights | 8.725% | 0 | 79.7649 | Industrial_2038_Technical_MW_Before Competition Groups_Greenhouse Grow Lights
Industrial | Ind ¦ Air Compressor Optimization | 2038 | Achievable | MW | Before Competition Groups | 55.1805 | 0 | 0 | 650.0907 | 0.084881 | 5 | Industrial_2038_Achievable_MW_Before Competition Groups_5 | Air Compressor Optimization | 8.488% | 0 | 55.1805 | Industrial_2038_Achievable_MW_Before Competition Groups_Air Compressor Optimization
Industrial | Ind ¦ Air Leak Survey and Repair | 2038 | Economic | MW | Before Competition Groups | 70.6409 | 0 | 0 | 846.3102 | 0.083469 | 4 | Industrial_2038_Economic_MW_Before Competition Groups_4 | Air Leak Survey and Repair | 8.347% | 0 | 70.6409 | Industrial_2038_Economic_MW_Before Competition Groups_Air Leak Survey and Repair
Industrial | Ind ¦ Air Compressor Optimization | 2038 | Economic | MW | Before Competition Groups | 67.0984 | 0 | 0 | 846.3102 | 0.079283 | 5 | Industrial_2038_Economic_MW_Before Competition Groups_5 | Air Compressor Optimization | 7.928% | 0 | 67.0984 | Industrial_2038_Economic_MW_Before Competition Groups_Air Compressor Optimization
Industrial | Ind ¦ Air Leak Survey and Repair | 2038 | Technical | MW | Before Competition Groups | 70.6409 | 0 | 0 | 914.22 | 0.077269 | 4 | Industrial_2038_Technical_MW_Before Competition Groups_4 | Air Leak Survey and Repair | 7.727% | 0 | 70.6409 | Industrial_2038_Technical_MW_Before Competition Groups_Air Leak Survey and Repair
Industrial | Ind ¦ Pump Equipment Upgrade | 2038 | Achievable | MW | Before Competition Groups | 49.7016 | 0 | 0 | 650.0907 | 0.076453 | 6 | Industrial_2038_Achievable_MW_Before Competition Groups_6 | Pump Equipment Upgrade | 7.645% | 0 | 49.7016 | Industrial_2038_Achievable_MW_Before Competition Groups_Pump Equipment Upgrade
Industrial | Ind ¦ Recommissioning | 2038 | Achievable | MW | Before Competition Groups | 49.3785 | 0 | 0 | 650.0907 | 0.075956 | 7 | Industrial_2038_Achievable_MW_Before Competition Groups_7 | Recommissioning | 7.596% | 0 | 49.3785 | Industrial_2038_Achievable_MW_Before Competition Groups_Recommissioning
Industrial | Ind ¦ SEM | 2038 | Achievable | MW | Before Competition Groups | 49.3785 | 0 | 0 | 650.0907 | 0.075956 | 8 | Industrial_2038_Achievable_MW_Before Competition Groups_8 | SEM | 7.596% | 0 | 49.3785 | Industrial_2038_Achievable_MW_Before Competition Groups_SEM
Industrial | Ind ¦ Pump Equipment Upgrade | 2038 | Economic | MW | Before Competition Groups | 62.797 | 0 | 0 | 846.3102 | 0.074201 | 6 | Industrial_2038_Economic_MW_Before Competition Groups_6 | Pump Equipment Upgrade | 7.42% | 0 | 62.797 | Industrial_2038_Economic_MW_Before Competition Groups_Pump Equipment Upgrade
Industrial | Ind ¦ Air Compressor Optimization | 2038 | Technical | MW | Before Competition Groups | 67.0984 | 0 | 0 | 914.22 | 0.073394 | 5 | Industrial_2038_Technical_MW_Before Competition Groups_5 | Air Compressor Optimization | 7.339% | 0 | 67.0984 | Industrial_2038_Technical_MW_Before Competition Groups_Air Compressor Optimization
Industrial | Ind ¦ Pump Equipment Upgrade | 2038 | Technical | MW | Before Competition Groups | 62.797 | 0 | 0 | 914.22 | 0.068689 | 6 | Industrial_2038_Technical_MW_Before Competition Groups_6 | Pump Equipment Upgrade | 6.869% | 0 | 62.797 | Industrial_2038_Technical_MW_Before Competition Groups_Pump Equipment Upgrade
Industrial | Ind ¦ Efficient Compressed Air Nozzles | 2038 | Economic | MW | Before Competition Groups | 57.9184 | 0 | 0 | 846.3102 | 0.068436 | 7 | Industrial_2038_Economic_MW_Before Competition Groups_7 | Efficient Compressed Air Nozzles | 6.844% | 0 | 57.9184 | Industrial_2038_Economic_MW_Before Competition Groups_Efficient Compressed Air Nozzles
Industrial | Ind ¦ Efficient Compressed Air Nozzles | 2038 | Achievable | MW | Before Competition Groups | 42.0783 | 0 | 0 | 650.0907 | 0.064727 | 9 | Industrial_2038_Achievable_MW_Before Competition Groups_9 | Efficient Compressed Air Nozzles | 6.473% | 0 | 42.0783 | Industrial_2038_Achievable_MW_Before Competition Groups_Efficient Compressed Air Nozzles
Industrial | Ind ¦ Efficient Compressed Air Nozzles | 2038 | Technical | MW | Before Competition Groups | 57.9184 | 0 | 0 | 914.22 | 0.063353 | 7 | Industrial_2038_Technical_MW_Before Competition Groups_7 | Efficient Compressed Air Nozzles | 6.335% | 0 | 57.9184 | Industrial_2038_Technical_MW_Before Competition Groups_Efficient Compressed Air Nozzles
Industrial | Ind ¦ Recommissioning | 2038 | Economic | MW | Before Competition Groups | 53.3452 | 0 | 0 | 846.3102 | 0.063033 | 8 | Industrial_2038_Economic_MW_Before Competition Groups_8 | Recommissioning | 6.303% | 0 | 53.3452 | Industrial_2038_Economic_MW_Before Competition Groups_Recommissioning
Industrial | Ind ¦ SEM | 2038 | Economic | MW | Before Competition Groups | 53.3452 | 0 | 0 | 846.3102 | 0.063033 | 9 | Industrial_2038_Economic_MW_Before Competition Groups_9 | SEM | 6.303% | 0 | 53.3452 | Industrial_2038_Economic_MW_Before Competition Groups_SEM
Industrial | Ind ¦ Recommissioning | 2038 | Technical | MW | Before Competition Groups | 53.3452 | 0 | 0 | 914.22 | 0.05835 | 8 | Industrial_2038_Technical_MW_Before Competition Groups_8 | Recommissioning | 5.835% | 0 | 53.3452 | Industrial_2038_Technical_MW_Before Competition Groups_Recommissioning
Industrial | Ind ¦ SEM | 2038 | Technical | MW | Before Competition Groups | 53.3452 | 0 | 0 | 914.22 | 0.05835 | 9 | Industrial_2038_Technical_MW_Before Competition Groups_9 | SEM | 5.835% | 0 | 53.3452 | Industrial_2038_Technical_MW_Before Competition Groups_SEM
Industrial | Ind ¦ High Efficiency HVAC Fans | 2038 | Achievable | MW | Before Competition Groups | 32.4187 | 0 | 0 | 650.0907 | 0.049868 | 10 | Industrial_2038_Achievable_MW_Before Competition Groups_10 | High Efficiency HVAC Fans | 4.987% | 0 | 32.4187 | Industrial_2038_Achievable_MW_Before Competition Groups_High Efficiency HVAC Fans
Industrial | Ind ¦ High Efficiency HVAC Fans | 2038 | Economic | MW | Before Competition Groups | 41.75 | 0 | 0 | 846.3102 | 0.049332 | 10 | Industrial_2038_Economic_MW_Before Competition Groups_10 | High Efficiency HVAC Fans | 4.933% | 0 | 41.75 | Industrial_2038_Economic_MW_Before Competition Groups_High Efficiency HVAC Fans
Industrial | Ind ¦ High Efficiency HVAC Fans | 2038 | Technical | MW | Before Competition Groups | 41.75 | 0 | 0 | 914.22 | 0.045667 | 10 | Industrial_2038_Technical_MW_Before Competition Groups_10 | High Efficiency HVAC Fans | 4.567% | 0 | 41.75 | Industrial_2038_Technical_MW_Before Competition Groups_High Efficiency HVAC Fans
Industrial | Ind ¦ Fan System Optimization | 2038 | Achievable | MW | Before Competition Groups | 18.6474 | 0 | 0 | 650.0907 | 0.028684 | 11 | Industrial_2038_Achievable_MW_Before Competition Groups_11 | Fan System Optimization | 2.868% | 0 | 18.6474 | Industrial_2038_Achievable_MW_Before Competition Groups_Fan System Optimization
Industrial | Ind ¦ Fan System Optimization | 2038 | Economic | MW | Before Competition Groups | 21.6855 | 0 | 0 | 846.3102 | 0.025624 | 11 | Industrial_2038_Economic_MW_Before Competition Groups_11 | Fan System Optimization | 2.562% | 0 | 21.6855 | Industrial_2038_Economic_MW_Before Competition Groups_Fan System Optimization
Industrial | Ind ¦ Fan System Optimization | 2038 | Technical | MW | Before Competition Groups | 21.6855 | 0 | 0 | 914.22 | 0.02372 | 11 | Industrial_2038_Technical_MW_Before Competition Groups_11 | Fan System Optimization | 2.372% | 0 | 21.6855 | Industrial_2038_Technical_MW_Before Competition Groups_Fan System Optimization
Industrial | Ind ¦ Process Optimization (Elec) | 2038 | Economic | MW | Before Competition Groups | 19.643 | 0 | 0 | 846.3102 | 0.02321 | 12 | Industrial_2038_Economic_MW_Before Competition Groups_12 | Process Optimization (Elec) | 2.321% | 0 | 19.643 | Industrial_2038_Economic_MW_Before Competition Groups_Process Optimization (Elec)
Industrial | Ind ¦ Improved Controls - Process Cooling | 2038 | Achievable | MW | Before Competition Groups | 14.0591 | 0 | 0 | 650.0907 | 0.021626 | 12 | Industrial_2038_Achievable_MW_Before Competition Groups_12 | Improved Controls - Process Cooling | 2.163% | 0 | 14.0591 | Industrial_2038_Achievable_MW_Before Competition Groups_Improved Controls - Process Cooling
Industrial | Ind ¦ Process Optimization (Elec) | 2038 | Technical | MW | Before Competition Groups | 19.643 | 0 | 0 | 914.22 | 0.021486 | 12 | Industrial_2038_Technical_MW_Before Competition Groups_12 | Process Optimization (Elec) | 2.149% | 0 | 19.643 | Industrial_2038_Technical_MW_Before Competition Groups_Process Optimization (Elec)
Industrial | Ind ¦ Premium Efficient Motors | 2038 | Technical | MW | Before Competition Groups | 19.2786 | 0 | 0 | 914.22 | 0.021087 | 13 | Industrial_2038_Technical_MW_Before Competition Groups_13 | Premium Efficient Motors | 2.109% | 0 | 19.2786 | Industrial_2038_Technical_MW_Before Competition Groups_Premium Efficient Motors
Industrial | Ind ¦ Improved Controls - Process Cooling | 2038 | Economic | MW | Before Competition Groups | 15.1445 | 0 | 0 | 846.3102 | 0.017895 | 13 | Industrial_2038_Economic_MW_Before Competition Groups_13 | Improved Controls - Process Cooling | 1.789% | 0 | 15.1445 | Industrial_2038_Economic_MW_Before Competition Groups_Improved Controls - Process Cooling
Industrial | Ind ¦ Improved Controls - Process Cooling | 2038 | Technical | MW | Before Competition Groups | 15.1445 | 0 | 0 | 914.22 | 0.016565 | 14 | Industrial_2038_Technical_MW_Before Competition Groups_14 | Improved Controls - Process Cooling | 1.657% | 0 | 15.1445 | Industrial_2038_Technical_MW_Before Competition Groups_Improved Controls - Process Cooling
Industrial | Ind ¦ Ventilation Optimization | 2038 | Economic | MW | Before Competition Groups | 10.5445 | 0 | 0 | 846.3102 | 0.012459 | 14 | Industrial_2038_Economic_MW_Before Competition Groups_14 | Ventilation Optimization | 1.246% | 0 | 10.5445 | Industrial_2038_Economic_MW_Before Competition Groups_Ventilation Optimization
Industrial | Ind ¦ Ventilation Optimization | 2038 | Technical | MW | Before Competition Groups | 10.5445 | 0 | 0 | 914.22 | 0.011534 | 15 | Industrial_2038_Technical_MW_Before Competition Groups_15 | Ventilation Optimization | 1.153% | 0 | 10.5445 | Industrial_2038_Technical_MW_Before Competition Groups_Ventilation Optimization
Industrial | Ind ¦ HVLS Fans | 2038 | Technical | MW | Before Competition Groups | 10.3491 | 0 | 0 | 914.22 | 0.01132 | 16 | Industrial_2038_Technical_MW_Before Competition Groups_16 | HVLS Fans | 1.132% | 0 | 10.3491 | Industrial_2038_Technical_MW_Before Competition Groups_HVLS Fans
Industrial | Ind ¦ Efficient Irrigation | 2038 | Economic | MW | Before Competition Groups | 8.7806 | 0 | 0 | 846.3102 | 0.010375 | 15 | Industrial_2038_Economic_MW_Before Competition Groups_15 | Efficient Irrigation | 1.038% | 0 | 8.7806 | Industrial_2038_Economic_MW_Before Competition Groups_Efficient Irrigation
Industrial | Ind ¦ Pulp and Paper Process Improvements | 2038 | Achievable | MW | Before Competition Groups | 6.702 | 0 | 0 | 650.0907 | 0.010309 | 13 | Industrial_2038_Achievable_MW_Before Competition Groups_13 | Pulp and Paper Process Improvements | 1.031% | 0 | 6.702 | Industrial_2038_Achievable_MW_Before Competition Groups_Pulp and Paper Process Improvements
Industrial | Ind ¦ Material Handling Improvements | 2038 | Achievable | MW | Before Competition Groups | 6.2719 | 0 | 0 | 650.0907 | 0.0096477 | 14 | Industrial_2038_Achievable_MW_Before Competition Groups_14 | Material Handling Improvements | 0.9648% | 0 | 6.2719 | Industrial_2038_Achievable_MW_Before Competition Groups_Material Handling Improvements
Industrial | Ind ¦ Efficient Irrigation | 2038 | Technical | MW | Before Competition Groups | 8.7806 | 0 | 0 | 914.22 | 0.0096044 | 17 | Industrial_2038_Technical_MW_Before Competition Groups_17 | Efficient Irrigation | 0.9604% | 0 | 8.7806 | Industrial_2038_Technical_MW_Before Competition Groups_Efficient Irrigation
Industrial | Ind ¦ Material Handling Improvements | 2038 | Economic | MW | Before Competition Groups | 7.6987 | 0 | 0 | 846.3102 | 0.0090968 | 16 | Industrial_2038_Economic_MW_Before Competition Groups_16 | Material Handling Improvements | 0.9097% | 0 | 7.6987 | Industrial_2038_Economic_MW_Before Competition Groups_Material Handling Improvements
Industrial | Ind ¦ HE HVAC Controls | 2038 | Technical | MW | Before Competition Groups | 8.2523 | 0 | 0 | 914.22 | 0.0090266 | 18 | Industrial_2038_Technical_MW_Before Competition Groups_18 | HE HVAC Controls | 0.9027% | 0 | 8.2523 | Industrial_2038_Technical_MW_Before Competition Groups_HE HVAC Controls
Industrial | Ind ¦ Pulp and Paper Process Improvements | 2038 | Economic | MW | Before Competition Groups | 7.551 | 0 | 0 | 846.3102 | 0.0089222 | 17 | Industrial_2038_Economic_MW_Before Competition Groups_17 | Pulp and Paper Process Improvements | 0.8922% | 0 | 7.551 | Industrial_2038_Economic_MW_Before Competition Groups_Pulp and Paper Process Improvements
Industrial | Ind ¦ HE HVAC Units | 2038 | Technical | MW | Before Competition Groups | 8.0022 | 0 | 0 | 914.22 | 0.0087531 | 19 | Industrial_2038_Technical_MW_Before Competition Groups_19 | HE HVAC Units | 0.8753% | 0 | 8.0022 | Industrial_2038_Technical_MW_Before Competition Groups_HE HVAC Units
Industrial | Ind ¦ Ventilation Optimization | 2038 | Achievable | MW | Before Competition Groups | 5.6568 | 0 | 0 | 650.0907 | 0.0087016 | 15 | Industrial_2038_Achievable_MW_Before Competition Groups_15 | Ventilation Optimization | 0.8702% | 0 | 5.6568 | Industrial_2038_Achievable_MW_Before Competition Groups_Ventilation Optimization
Industrial | Ind ¦ Material Handling Improvements | 2038 | Technical | MW | Before Competition Groups | 7.6987 | 0 | 0 | 914.22 | 0.008421 | 20 | Industrial_2038_Technical_MW_Before Competition Groups_20 | Material Handling Improvements | 0.8421% | 0 | 7.6987 | Industrial_2038_Technical_MW_Before Competition Groups_Material Handling Improvements
Industrial | Ind ¦ Efficient Irrigation | 2038 | Achievable | MW | Before Competition Groups | 5.453 | 0 | 0 | 650.0907 | 0.0083881 | 16 | Industrial_2038_Achievable_MW_Before Competition Groups_16 | Efficient Irrigation | 0.8388% | 0 | 5.453 | Industrial_2038_Achievable_MW_Before Competition Groups_Efficient Irrigation
Industrial | Ind ¦ Pulp and Paper Process Improvements | 2038 | Technical | MW | Before Competition Groups | 7.551 | 0 | 0 | 914.22 | 0.0082595 | 21 | Industrial_2038_Technical_MW_Before Competition Groups_21 | Pulp and Paper Process Improvements | 0.8259% | 0 | 7.551 | Industrial_2038_Technical_MW_Before Competition Groups_Pulp and Paper Process Improvements
Industrial | Ind ¦ Free Cooling | 2038 | Economic | MW | Before Competition Groups | 6.7543 | 0 | 0 | 846.3102 | 0.0079809 | 18 | Industrial_2038_Economic_MW_Before Competition Groups_18 | Free Cooling | 0.7981% | 0 | 6.7543 | Industrial_2038_Economic_MW_Before Competition Groups_Free Cooling
Industrial | Ind ¦ Refiner Plate Improvements | 2038 | Economic | MW | Before Competition Groups | 6.6843 | 0 | 0 | 846.3102 | 0.0078981 | 19 | Industrial_2038_Economic_MW_Before Competition Groups_19 | Refiner Plate Improvements | 0.7898% | 0 | 6.6843 | Industrial_2038_Economic_MW_Before Competition Groups_Refiner Plate Improvements
Industrial | Ind ¦ Process Optimization (Elec) | 2038 | Achievable | MW | Before Competition Groups | 4.8494 | 0 | 0 | 650.0907 | 0.0074596 | 17 | Industrial_2038_Achievable_MW_Before Competition Groups_17 | Process Optimization (Elec) | 0.746% | 0 | 4.8494 | Industrial_2038_Achievable_MW_Before Competition Groups_Process Optimization (Elec)
Industrial | Ind ¦ Free Cooling | 2038 | Technical | MW | Before Competition Groups | 6.7543 | 0 | 0 | 914.22 | 0.0073881 | 22 | Industrial_2038_Technical_MW_Before Competition Groups_22 | Free Cooling | 0.7388% | 0 | 6.7543 | Industrial_2038_Technical_MW_Before Competition Groups_Free Cooling
Industrial | Ind ¦ Refiner Plate Improvements | 2038 | Technical | MW | Before Competition Groups | 6.6843 | 0 | 0 | 914.22 | 0.0073114 | 23 | Industrial_2038_Technical_MW_Before Competition Groups_23 | Refiner Plate Improvements | 0.7311% | 0 | 6.6843 | Industrial_2038_Technical_MW_Before Competition Groups_Refiner Plate Improvements
Industrial | Ind ¦ Refiner Plate Improvements | 2038 | Achievable | MW | Before Competition Groups | 4.7128 | 0 | 0 | 650.0907 | 0.0072494 | 18 | Industrial_2038_Achievable_MW_Before Competition Groups_18 | Refiner Plate Improvements | 0.7249% | 0 | 4.7128 | Industrial_2038_Achievable_MW_Before Competition Groups_Refiner Plate Improvements
Industrial | Ind ¦ Free Cooling | 2038 | Achievable | MW | Before Competition Groups | 4.1627 | 0 | 0 | 650.0907 | 0.0064033 | 19 | Industrial_2038_Achievable_MW_Before Competition Groups_19 | Free Cooling | 0.6403% | 0 | 4.1627 | Industrial_2038_Achievable_MW_Before Competition Groups_Free Cooling
Industrial | Ind ¦ Chiller Optimization | 2038 | Technical | MW | Before Competition Groups | 5.3333 | 0 | 0 | 914.22 | 0.0058337 | 24 | Industrial_2038_Technical_MW_Before Competition Groups_24 | Chiller Optimization | 0.5834% | 0 | 5.3333 | Industrial_2038_Technical_MW_Before Competition Groups_Chiller Optimization
Industrial | Ind ¦ VAV Conversion Project | 2038 | Achievable | MW | Before Competition Groups | 3.4761 | 0 | 0 | 650.0907 | 0.0053471 | 20 | Industrial_2038_Achievable_MW_Before Competition Groups_20 | VAV Conversion Project | 0.5347% | 0 | 3.4761 | Industrial_2038_Achievable_MW_Before Competition Groups_VAV Conversion Project
Industrial | Ind ¦ Cold Storage Retrofit | 2038 | Technical | MW | Before Competition Groups | 4.8119 | 0 | 0 | 914.22 | 0.0052634 | 25 | Industrial_2038_Technical_MW_Before Competition Groups_25 | Cold Storage Retrofit | 0.5263% | 0 | 4.8119 | Industrial_2038_Technical_MW_Before Competition Groups_Cold Storage Retrofit
Industrial | Ind ¦ Cooling Tower Optimization | 2038 | Economic | MW | Before Competition Groups | 4.0503 | 0 | 0 | 846.3102 | 0.0047858 | 20 | Industrial_2038_Economic_MW_Before Competition Groups_20 | Cooling Tower Optimization | 0.4786% | 0 | 4.0503 | Industrial_2038_Economic_MW_Before Competition Groups_Cooling Tower Optimization
Industrial | Ind ¦ Cooling Tower Optimization | 2038 | Technical | MW | Before Competition Groups | 4.0503 | 0 | 0 | 914.22 | 0.0044303 | 26 | Industrial_2038_Technical_MW_Before Competition Groups_26 | Cooling Tower Optimization | 0.443% | 0 | 4.0503 | Industrial_2038_Technical_MW_Before Competition Groups_Cooling Tower Optimization
Industrial | Ind ¦ VAV Conversion Project | 2038 | Economic | MW | Before Competition Groups | 3.6576 | 0 | 0 | 846.3102 | 0.0043218 | 21 | Industrial_2038_Economic_MW_Before Competition Groups_21 | VAV Conversion Project | 0.4322% | 0 | 3.6576 | Industrial_2038_Economic_MW_Before Competition Groups_VAV Conversion Project
Industrial | Ind ¦ VAV Conversion Project | 2038 | Technical | MW | Before Competition Groups | 3.6576 | 0 | 0 | 914.22 | 0.0040008 | 27 | Industrial_2038_Technical_MW_Before Competition Groups_27 | VAV Conversion Project | 0.4001% | 0 | 3.6576 | Industrial_2038_Technical_MW_Before Competition Groups_VAV Conversion Project
Industrial | Ind ¦ High Efficiency Battery Charger | 2038 | Economic | MW | Before Competition Groups | 2.9817 | 0 | 0 | 846.3102 | 0.0035232 | 22 | Industrial_2038_Economic_MW_Before Competition Groups_22 | High Efficiency Battery Charger | 0.3523% | 0 | 2.9817 | Industrial_2038_Economic_MW_Before Competition Groups_High Efficiency Battery Charger
Industrial | Ind ¦ High Efficiency Battery Charger | 2038 | Achievable | MW | Before Competition Groups | 2.2835 | 0 | 0 | 650.0907 | 0.0035126 | 21 | Industrial_2038_Achievable_MW_Before Competition Groups_21 | High Efficiency Battery Charger | 0.3513% | 0 | 2.2835 | Industrial_2038_Achievable_MW_Before Competition Groups_High Efficiency Battery Charger
Industrial | Ind ¦ Process Heat Recovery | 2038 | Achievable | MW | Before Competition Groups | 2.1755 | 0 | 0 | 650.0907 | 0.0033464 | 22 | Industrial_2038_Achievable_MW_Before Competition Groups_22 | Process Heat Recovery | 0.3346% | 0 | 2.1755 | Industrial_2038_Achievable_MW_Before Competition Groups_Process Heat Recovery
Industrial | Ind ¦ High Efficiency Battery Charger | 2038 | Technical | MW | Before Competition Groups | 2.9817 | 0 | 0 | 914.22 | 0.0032615 | 28 | Industrial_2038_Technical_MW_Before Competition Groups_28 | High Efficiency Battery Charger | 0.3261% | 0 | 2.9817 | Industrial_2038_Technical_MW_Before Competition Groups_High Efficiency Battery Charger
Industrial | Ind ¦ Cooling Tower Optimization | 2038 | Achievable | MW | Before Competition Groups | 2.0832 | 0 | 0 | 650.0907 | 0.0032045 | 23 | Industrial_2038_Achievable_MW_Before Competition Groups_23 | Cooling Tower Optimization | 0.3204% | 0 | 2.0832 | Industrial_2038_Achievable_MW_Before Competition Groups_Cooling Tower Optimization
Industrial | Ind ¦ Synchronous Belts | 2038 | Economic | MW | Before Competition Groups | 2.5243 | 0 | 0 | 846.3102 | 0.0029827 | 23 | Industrial_2038_Economic_MW_Before Competition Groups_23 | Synchronous Belts | 0.2983% | 0 | 2.5243 | Industrial_2038_Economic_MW_Before Competition Groups_Synchronous Belts
Industrial | Ind ¦ Synchronous Belts | 2038 | Technical | MW | Before Competition Groups | 2.5243 | 0 | 0 | 914.22 | 0.0027612 | 29 | Industrial_2038_Technical_MW_Before Competition Groups_29 | Synchronous Belts | 0.2761% | 0 | 2.5243 | Industrial_2038_Technical_MW_Before Competition Groups_Synchronous Belts
Industrial | Ind ¦ Dairy Pre-Cooler | 2038 | Economic | MW | Before Competition Groups | 2.3275 | 0 | 0 | 846.3102 | 0.0027501 | 24 | Industrial_2038_Economic_MW_Before Competition Groups_24 | Dairy Pre-Cooler | 0.275% | 0 | 2.3275 | Industrial_2038_Economic_MW_Before Competition Groups_Dairy Pre-Cooler
Industrial | Ind ¦ Process Heat Recovery | 2038 | Economic | MW | Before Competition Groups | 2.3239 | 0 | 0 | 846.3102 | 0.0027459 | 25 | Industrial_2038_Economic_MW_Before Competition Groups_25 | Process Heat Recovery | 0.2746% | 0 | 2.3239 | Industrial_2038_Economic_MW_Before Competition Groups_Process Heat Recovery
Industrial | Ind ¦ Process Improvements | 2038 | Achievable | MW | Before Competition Groups | 1.7785 | 0 | 0 | 650.0907 | 0.0027357 | 24 | Industrial_2038_Achievable_MW_Before Competition Groups_24 | Process Improvements | 0.2736% | 0 | 1.7785 | Industrial_2038_Achievable_MW_Before Competition Groups_Process Improvements
Industrial | Ind ¦ Dairy Pre-Cooler | 2038 | Technical | MW | Before Competition Groups | 2.3275 | 0 | 0 | 914.22 | 0.0025459 | 30 | Industrial_2038_Technical_MW_Before Competition Groups_30 | Dairy Pre-Cooler | 0.2546% | 0 | 2.3275 | Industrial_2038_Technical_MW_Before Competition Groups_Dairy Pre-Cooler
Industrial | Ind ¦ Process Heat Recovery | 2038 | Technical | MW | Before Competition Groups | 2.3239 | 0 | 0 | 914.22 | 0.0025419 | 31 | Industrial_2038_Technical_MW_Before Competition Groups_31 | Process Heat Recovery | 0.2542% | 0 | 2.3239 | Industrial_2038_Technical_MW_Before Competition Groups_Process Heat Recovery
Industrial | Ind ¦ Dairy Pre-Cooler | 2038 | Achievable | MW | Before Competition Groups | 1.6108 | 0 | 0 | 650.0907 | 0.0024778 | 25 | Industrial_2038_Achievable_MW_Before Competition Groups_25 | Dairy Pre-Cooler | 0.2478% | 0 | 1.6108 | Industrial_2038_Achievable_MW_Before Competition Groups_Dairy Pre-Cooler
Industrial | Ind ¦ Refrigeration Compressor VFD | 2038 | Achievable | MW | Before Competition Groups | 1.6066 | 0 | 0 | 650.0907 | 0.0024714 | 26 | Industrial_2038_Achievable_MW_Before Competition Groups_26 | Refrigeration Compressor VFD | 0.2471% | 0 | 1.6066 | Industrial_2038_Achievable_MW_Before Competition Groups_Refrigeration Compressor VFD
Industrial | Ind ¦ Refrigeration Compressor VFD | 2038 | Economic | MW | Before Competition Groups | 1.9976 | 0 | 0 | 846.3102 | 0.0023604 | 26 | Industrial_2038_Economic_MW_Before Competition Groups_26 | Refrigeration Compressor VFD | 0.236% | 0 | 1.9976 | Industrial_2038_Economic_MW_Before Competition Groups_Refrigeration Compressor VFD
Industrial | Ind ¦ Process Improvements | 2038 | Economic | MW | Before Competition Groups | 1.874 | 0 | 0 | 846.3102 | 0.0022144 | 27 | Industrial_2038_Economic_MW_Before Competition Groups_27 | Process Improvements | 0.2214% | 0 | 1.874 | Industrial_2038_Economic_MW_Before Competition Groups_Process Improvements
Industrial | Ind ¦ Refrigeration Compressor VFD | 2038 | Technical | MW | Before Competition Groups | 1.9976 | 0 | 0 | 914.22 | 0.0021851 | 32 | Industrial_2038_Technical_MW_Before Competition Groups_32 | Refrigeration Compressor VFD | 0.2185% | 0 | 1.9976 | Industrial_2038_Technical_MW_Before Competition Groups_Refrigeration Compressor VFD
Industrial | Ind ¦ Process Improvements | 2038 | Technical | MW | Before Competition Groups | 1.874 | 0 | 0 | 914.22 | 0.0020499 | 33 | Industrial_2038_Technical_MW_Before Competition Groups_33 | Process Improvements | 0.205% | 0 | 1.874 | Industrial_2038_Technical_MW_Before Competition Groups_Process Improvements
Industrial | Ind ¦ Improved Controls - Process Heating | 2038 | Achievable | MW | Before Competition Groups | 1.1475 | 0 | 0 | 650.0907 | 0.0017651 | 27 | Industrial_2038_Achievable_MW_Before Competition Groups_27 | Improved Controls - Process Heating | 0.1765% | 0 | 1.1475 | Industrial_2038_Achievable_MW_Before Competition Groups_Improved Controls - Process Heating
Industrial | Ind ¦ Efficient Transformer | 2038 | Technical | MW | Before Competition Groups | 1.4959 | 0 | 0 | 914.22 | 0.0016362 | 34 | Industrial_2038_Technical_MW_Before Competition Groups_34 | Efficient Transformer | 0.1636% | 0 | 1.4959 | Industrial_2038_Technical_MW_Before Competition Groups_Efficient Transformer
Industrial | Ind ¦ High Efficiency Welders | 2038 | Technical | MW | Before Competition Groups | 1.442 | 0 | 0 | 914.22 | 0.0015773 | 35 | Industrial_2038_Technical_MW_Before Competition Groups_35 | High Efficiency Welders | 0.1577% | 0 | 1.442 | Industrial_2038_Technical_MW_Before Competition Groups_High Efficiency Welders
Industrial | Ind ¦ Improved Controls - Process Heating | 2038 | Economic | MW | Before Competition Groups | 1.2546 | 0 | 0 | 846.3102 | 0.0014825 | 28 | Industrial_2038_Economic_MW_Before Competition Groups_28 | Improved Controls - Process Heating | 0.1482% | 0 | 1.2546 | Industrial_2038_Economic_MW_Before Competition Groups_Improved Controls - Process Heating
Industrial | Ind ¦ Synchronous Belts | 2038 | Achievable | MW | Before Competition Groups | 0.90093 | 0 | 0 | 650.0907 | 0.0013858 | 28 | Industrial_2038_Achievable_MW_Before Competition Groups_28 | Synchronous Belts | 0.1386% | 0 | 0.90093 | Industrial_2038_Achievable_MW_Before Competition Groups_Synchronous Belts
Industrial | Ind ¦ Improved Controls - Process Heating | 2038 | Technical | MW | Before Competition Groups | 1.2546 | 0 | 0 | 914.22 | 0.0013723 | 36 | Industrial_2038_Technical_MW_Before Competition Groups_36 | Improved Controls - Process Heating | 0.1372% | 0 | 1.2546 | Industrial_2038_Technical_MW_Before Competition Groups_Improved Controls - Process Heating
Industrial | Ind ¦ Engine Block Heater Timer | 2038 | Achievable | MW | Before Competition Groups | 0.69871 | 0 | 0 | 650.0907 | 0.0010748 | 29 | Industrial_2038_Achievable_MW_Before Competition Groups_29 | Engine Block Heater Timer | 0.1075% | 0 | 0.69871 | Industrial_2038_Achievable_MW_Before Competition Groups_Engine Block Heater Timer
Industrial | Ind ¦ Engine Block Heater Timer | 2038 | Economic | MW | Before Competition Groups | 0.73851 | 0 | 0 | 846.3102 | 0.00087263 | 29 | Industrial_2038_Economic_MW_Before Competition Groups_29 | Engine Block Heater Timer | 0.08726% | 0 | 0.73851 | Industrial_2038_Economic_MW_Before Competition Groups_Engine Block Heater Timer
Industrial | Ind ¦ Engine Block Heater Timer | 2038 | Technical | MW | Before Competition Groups | 0.73851 | 0 | 0 | 914.22 | 0.00080781 | 37 | Industrial_2038_Technical_MW_Before Competition Groups_37 | Engine Block Heater Timer | 0.08078% | 0 | 0.73851 | Industrial_2038_Technical_MW_Before Competition Groups_Engine Block Heater Timer
Industrial | Ind ¦ Efficient Refrigeration Compressor | 2038 | Achievable | MW | Before Competition Groups | 0.41976 | 0 | 0 | 650.0907 | 0.00064569 | 30 | Industrial_2038_Achievable_MW_Before Competition Groups_30 | Efficient Refrigeration Compressor | 0.06457% | 0 | 0.41976 | Industrial_2038_Achievable_MW_Before Competition Groups_Efficient Refrigeration Compressor
Industrial | Ind ¦ Efficient Refrigeration Compressor | 2038 | Economic | MW | Before Competition Groups | 0.47228 | 0 | 0 | 846.3102 | 0.00055804 | 30 | Industrial_2038_Economic_MW_Before Competition Groups_30 | Efficient Refrigeration Compressor | 0.0558% | 0 | 0.47228 | Industrial_2038_Economic_MW_Before Competition Groups_Efficient Refrigeration Compressor
Industrial | Ind ¦ Efficient Refrigeration Compressor | 2038 | Technical | MW | Before Competition Groups | 0.47228 | 0 | 0 | 914.22 | 0.00051659 | 38 | Industrial_2038_Technical_MW_Before Competition Groups_38 | Efficient Refrigeration Compressor | 0.05166% | 0 | 0.47228 | Industrial_2038_Technical_MW_Before Competition Groups_Efficient Refrigeration Compressor
Industrial | Ind ¦ Heat Lamps/Heat Pad | 2038 | Technical | MW | Before Competition Groups | 0.45997 | 0 | 0 | 914.22 | 0.00050313 | 39 | Industrial_2038_Technical_MW_Before Competition Groups_39 | Heat Lamps/Heat Pad | 0.05031% | 0 | 0.45997 | Industrial_2038_Technical_MW_Before Competition Groups_Heat Lamps/Heat Pad
Industrial | Ind ¦ Air Compressor Heat Recovery | 2038 | Achievable | MW | Before Competition Groups | 0.30091 | 0 | 0 | 650.0907 | 0.00046288 | 31 | Industrial_2038_Achievable_MW_Before Competition Groups_31 | Air Compressor Heat Recovery | 0.04629% | 0 | 0.30091 | Industrial_2038_Achievable_MW_Before Competition Groups_Air Compressor Heat Recovery
Industrial | Ind ¦ Air Compressor Heat Recovery | 2038 | Economic | MW | Before Competition Groups | 0.3314 | 0 | 0 | 846.3102 | 0.00039158 | 31 | Industrial_2038_Economic_MW_Before Competition Groups_31 | Air Compressor Heat Recovery | 0.03916% | 0 | 0.3314 | Industrial_2038_Economic_MW_Before Competition Groups_Air Compressor Heat Recovery
Industrial | Ind ¦ Air Compressor Heat Recovery | 2038 | Technical | MW | Before Competition Groups | 0.3314 | 0 | 0 | 914.22 | 0.00036249 | 40 | Industrial_2038_Technical_MW_Before Competition Groups_40 | Air Compressor Heat Recovery | 0.03625% | 0 | 0.3314 | Industrial_2038_Technical_MW_Before Competition Groups_Air Compressor Heat Recovery
Industrial | Ind ¦ Creep Heat Controller | 2038 | Economic | MW | Before Competition Groups | 0.28757 | 0 | 0 | 846.3102 | 0.00033979 | 32 | Industrial_2038_Economic_MW_Before Competition Groups_32 | Creep Heat Controller | 0.03398% | 0 | 0.28757 | Industrial_2038_Economic_MW_Before Competition Groups_Creep Heat Controller
Industrial | Ind ¦ Creep Heat Controller | 2038 | Technical | MW | Before Competition Groups | 0.28757 | 0 | 0 | 914.22 | 0.00031455 | 41 | Industrial_2038_Technical_MW_Before Competition Groups_41 | Creep Heat Controller | 0.03146% | 0 | 0.28757 | Industrial_2038_Technical_MW_Before Competition Groups_Creep Heat Controller
Industrial | Ind ¦ Efficient Transformer | 2038 | Achievable | MW | Before Competition Groups | 0.19619 | 0 | 0 | 650.0907 | 0.00030179 | 32 | Industrial_2038_Achievable_MW_Before Competition Groups_32 | Efficient Transformer | 0.03018% | 0 | 0.19619 | Industrial_2038_Achievable_MW_Before Competition Groups_Efficient Transformer
Industrial | Ind ¦ Optimize Compressed Air Dryer | 2038 | Economic | MW | Before Competition Groups | 0.23922 | 0 | 0 | 846.3102 | 0.00028267 | 33 | Industrial_2038_Economic_MW_Before Competition Groups_33 | Optimize Compressed Air Dryer | 0.02827% | 0 | 0.23922 | Industrial_2038_Economic_MW_Before Competition Groups_Optimize Compressed Air Dryer
Industrial | Ind ¦ Heat Lamps/Heat Pad | 2038 | Achievable | MW | Before Competition Groups | 0.18229 | 0 | 0 | 650.0907 | 0.0002804 | 33 | Industrial_2038_Achievable_MW_Before Competition Groups_33 | Heat Lamps/Heat Pad | 0.02804% | 0 | 0.18229 | Industrial_2038_Achievable_MW_Before Competition Groups_Heat Lamps/Heat Pad
Industrial | Ind ¦ Optimize Compressed Air Dryer | 2038 | Technical | MW | Before Competition Groups | 0.23922 | 0 | 0 | 914.22 | 0.00026167 | 42 | Industrial_2038_Technical_MW_Before Competition Groups_42 | Optimize Compressed Air Dryer | 0.02617% | 0 | 0.23922 | Industrial_2038_Technical_MW_Before Competition Groups_Optimize Compressed Air Dryer
Industrial | Ind ¦ High Efficiency Welders | 2038 | Achievable | MW | Before Competition Groups | 0.15695 | 0 | 0 | 650.0907 | 0.00024142 | 34 | Industrial_2038_Achievable_MW_Before Competition Groups_34 | High Efficiency Welders | 0.02414% | 0 | 0.15695 | Industrial_2038_Achievable_MW_Before Competition Groups_High Efficiency Welders
Industrial | Ind ¦ Heat Lamps/Heat Pad | 2038 | Economic | MW | Before Competition Groups | 0.15935 | 0 | 0 | 846.3102 | 0.00018829 | 34 | Industrial_2038_Economic_MW_Before Competition Groups_34 | Heat Lamps/Heat Pad | 0.01883% | 0 | 0.15935 | Industrial_2038_Economic_MW_Before Competition Groups_Heat Lamps/Heat Pad
Industrial | Ind ¦ Efficient Transformer | 2038 | Economic | MW | Before Competition Groups | 0.13935 | 0 | 0 | 846.3102 | 0.00016466 | 35 | Industrial_2038_Economic_MW_Before Competition Groups_35 | Efficient Transformer | 0.01647% | 0 | 0.13935 | Industrial_2038_Economic_MW_Before Competition Groups_Efficient Transformer
Industrial | Ind ¦ High Efficiency Welders | 2038 | Economic | MW | Before Competition Groups | 0.10113 | 0 | 0 | 846.3102 | 0.0001195 | 36 | Industrial_2038_Economic_MW_Before Competition Groups_36 | High Efficiency Welders | 0.01195% | 0 | 0.10113 | Industrial_2038_Economic_MW_Before Competition Groups_High Efficiency Welders
Industrial | Ind ¦ Optimize Compressed Air Dryer | 2038 | Achievable | MW | Before Competition Groups | 0.050121 | 0 | 0 | 650.0907 | 7.7099e-05 | 35 | Industrial_2038_Achievable_MW_Before Competition Groups_35 | Optimize Compressed Air Dryer | 0.00771% | 0 | 0.050121 | Industrial_2038_Achievable_MW_Before Competition Groups_Optimize Compressed Air Dryer
Industrial | Ind ¦ Creep Heat Controller | 2038 | Achievable | MW | Before Competition Groups | 0.016108 | 0 | 0 | 650.0907 | 2.4779e-05 | 36 | Industrial_2038_Achievable_MW_Before Competition Groups_36 | Creep Heat Controller | 0.002478% | 0 | 0.016108 | Industrial_2038_Achievable_MW_Before Competition Groups_Creep Heat Controller
Industrial | Ind ¦ HVLS Fans | 2038 | Achievable | MW | Before Competition Groups | 0 | 0 | 0 | 650.0907 | 0 | 37 | Industrial_2038_Achievable_MW_Before Competition Groups_37 | HVLS Fans | 0% | 0 | 0 | Industrial_2038_Achievable_MW_Before Competition Groups_HVLS Fans
Industrial | Ind ¦ HVLS Fans | 2038 | Economic | MW | Before Competition Groups | 0 | 0 | 0 | 846.3102 | 0 | 37 | Industrial_2038_Economic_MW_Before Competition Groups_37 | HVLS Fans | 0% | 0 | 0 | Industrial_2038_Economic_MW_Before Competition Groups_HVLS Fans
Industrial | Ind ¦ Premium Efficient Motors | 2038 | Achievable | MW | Before Competition Groups | 0 | 0 | 0 | 650.0907 | 0 | 38 | Industrial_2038_Achievable_MW_Before Competition Groups_38 | Premium Efficient Motors | 0% | 0 | 0 | Industrial_2038_Achievable_MW_Before Competition Groups_Premium Efficient Motors
Industrial | Ind ¦ Premium Efficient Motors | 2038 | Economic | MW | Before Competition Groups | 0 | 0 | 0 | 846.3102 | 0 | 38 | Industrial_2038_Economic_MW_Before Competition Groups_38 | Premium Efficient Motors | 0% | 0 | 0 | Industrial_2038_Economic_MW_Before Competition Groups_Premium Efficient Motors
Industrial | Ind ¦ Pump System Optimization | 2039 | Economic | MW | Before Competition Groups | 133.0995 | 0 | 0 | 854.3347 | 0.15579 | 1 | Industrial_2039_Economic_MW_Before Competition Groups_1 | Pump System Optimization | 15.58% | 0 | 133.0995 | Industrial_2039_Economic_MW_Before Competition Groups_Pump System Optimization
Industrial | Ind ¦ Pump System Optimization | 2039 | Achievable | MW | Before Competition Groups | 101.4798 | 0 | 0 | 676.5554 | 0.14999 | 1 | Industrial_2039_Achievable_MW_Before Competition Groups_1 | Pump System Optimization | 15% | 0 | 101.4798 | Industrial_2039_Achievable_MW_Before Competition Groups_Pump System Optimization
Industrial | Ind ¦ Pump System Optimization | 2039 | Technical | MW | Before Competition Groups | 135.4172 | 0 | 0 | 922.5202 | 0.14679 | 1 | Industrial_2039_Technical_MW_Before Competition Groups_1 | Pump System Optimization | 14.68% | 0 | 135.4172 | Industrial_2039_Technical_MW_Before Competition Groups_Pump System Optimization
Industrial | Ind ¦ HE Lighting | 2039 | Economic | MW | Before Competition Groups | 100.0048 | 0 | 0 | 854.3347 | 0.11706 | 2 | Industrial_2039_Economic_MW_Before Competition Groups_2 | HE Lighting | 11.71% | 0 | 100.0048 | Industrial_2039_Economic_MW_Before Competition Groups_HE Lighting
Industrial | Ind ¦ HE Lighting | 2039 | Technical | MW | Before Competition Groups | 106.5715 | 0 | 0 | 922.5202 | 0.11552 | 2 | Industrial_2039_Technical_MW_Before Competition Groups_2 | HE Lighting | 11.55% | 0 | 106.5715 | Industrial_2039_Technical_MW_Before Competition Groups_HE Lighting
Industrial | Ind ¦ Air Leak Survey and Repair | 2039 | Achievable | MW | Before Competition Groups | 65.8151 | 0 | 0 | 676.5554 | 0.09728 | 2 | Industrial_2039_Achievable_MW_Before Competition Groups_2 | Air Leak Survey and Repair | 9.728% | 0 | 65.8151 | Industrial_2039_Achievable_MW_Before Competition Groups_Air Leak Survey and Repair
Industrial | Ind ¦ Greenhouse Grow Lights | 2039 | Achievable | MW | Before Competition Groups | 64.1387 | 0 | 0 | 676.5554 | 0.094802 | 3 | Industrial_2039_Achievable_MW_Before Competition Groups_3 | Greenhouse Grow Lights | 9.48% | 0 | 64.1387 | Industrial_2039_Achievable_MW_Before Competition Groups_Greenhouse Grow Lights
Industrial | Ind ¦ Greenhouse Grow Lights | 2039 | Economic | MW | Before Competition Groups | 80.3978 | 0 | 0 | 854.3347 | 0.094106 | 3 | Industrial_2039_Economic_MW_Before Competition Groups_3 | Greenhouse Grow Lights | 9.411% | 0 | 80.3978 | Industrial_2039_Economic_MW_Before Competition Groups_Greenhouse Grow Lights
Industrial | Ind ¦ HE Lighting | 2039 | Achievable | MW | Before Competition Groups | 63.6481 | 0 | 0 | 676.5554 | 0.094077 | 4 | Industrial_2039_Achievable_MW_Before Competition Groups_4 | HE Lighting | 9.408% | 0 | 63.6481 | Industrial_2039_Achievable_MW_Before Competition Groups_HE Lighting
Industrial | Ind ¦ Greenhouse Grow Lights | 2039 | Technical | MW | Before Competition Groups | 80.3978 | 0 | 0 | 922.5202 | 0.08715 | 3 | Industrial_2039_Technical_MW_Before Competition Groups_3 | Greenhouse Grow Lights | 8.715% | 0 | 80.3978 | Industrial_2039_Technical_MW_Before Competition Groups_Greenhouse Grow Lights
Industrial | Ind ¦ Air Compressor Optimization | 2039 | Achievable | MW | Before Competition Groups | 56.8846 | 0 | 0 | 676.5554 | 0.08408 | 5 | Industrial_2039_Achievable_MW_Before Competition Groups_5 | Air Compressor Optimization | 8.408% | 0 | 56.8846 | Industrial_2039_Achievable_MW_Before Competition Groups_Air Compressor Optimization
Industrial | Ind ¦ Air Leak Survey and Repair | 2039 | Economic | MW | Before Competition Groups | 70.6375 | 0 | 0 | 854.3347 | 0.082681 | 4 | Industrial_2039_Economic_MW_Before Competition Groups_4 | Air Leak Survey and Repair | 8.268% | 0 | 70.6375 | Industrial_2039_Economic_MW_Before Competition Groups_Air Leak Survey and Repair
Industrial | Ind ¦ Air Compressor Optimization | 2039 | Economic | MW | Before Competition Groups | 68.1323 | 0 | 0 | 854.3347 | 0.079749 | 5 | Industrial_2039_Economic_MW_Before Competition Groups_5 | Air Compressor Optimization | 7.975% | 0 | 68.1323 | Industrial_2039_Economic_MW_Before Competition Groups_Air Compressor Optimization
Industrial | Ind ¦ Air Leak Survey and Repair | 2039 | Technical | MW | Before Competition Groups | 70.6375 | 0 | 0 | 922.5202 | 0.07657 | 4 | Industrial_2039_Technical_MW_Before Competition Groups_4 | Air Leak Survey and Repair | 7.657% | 0 | 70.6375 | Industrial_2039_Technical_MW_Before Competition Groups_Air Leak Survey and Repair
Industrial | Ind ¦ Pump Equipment Upgrade | 2039 | Achievable | MW | Before Competition Groups | 51.7777 | 0 | 0 | 676.5554 | 0.076531 | 6 | Industrial_2039_Achievable_MW_Before Competition Groups_6 | Pump Equipment Upgrade | 7.653% | 0 | 51.7777 | Industrial_2039_Achievable_MW_Before Competition Groups_Pump Equipment Upgrade
Industrial | Ind ¦ Recommissioning | 2039 | Achievable | MW | Before Competition Groups | 50.4876 | 0 | 0 | 676.5554 | 0.074625 | 7 | Industrial_2039_Achievable_MW_Before Competition Groups_7 | Recommissioning | 7.462% | 0 | 50.4876 | Industrial_2039_Achievable_MW_Before Competition Groups_Recommissioning
Industrial | Ind ¦ SEM | 2039 | Achievable | MW | Before Competition Groups | 50.4876 | 0 | 0 | 676.5554 | 0.074625 | 8 | Industrial_2039_Achievable_MW_Before Competition Groups_8 | SEM | 7.462% | 0 | 50.4876 | Industrial_2039_Achievable_MW_Before Competition Groups_SEM
Industrial | Ind ¦ Pump Equipment Upgrade | 2039 | Economic | MW | Before Competition Groups | 63.6186 | 0 | 0 | 854.3347 | 0.074466 | 6 | Industrial_2039_Economic_MW_Before Competition Groups_6 | Pump Equipment Upgrade | 7.447% | 0 | 63.6186 | Industrial_2039_Economic_MW_Before Competition Groups_Pump Equipment Upgrade
Industrial | Ind ¦ Air Compressor Optimization | 2039 | Technical | MW | Before Competition Groups | 68.1323 | 0 | 0 | 922.5202 | 0.073855 | 5 | Industrial_2039_Technical_MW_Before Competition Groups_5 | Air Compressor Optimization | 7.385% | 0 | 68.1323 | Industrial_2039_Technical_MW_Before Competition Groups_Air Compressor Optimization
Industrial | Ind ¦ Pump Equipment Upgrade | 2039 | Technical | MW | Before Competition Groups | 63.6186 | 0 | 0 | 922.5202 | 0.068962 | 6 | Industrial_2039_Technical_MW_Before Competition Groups_6 | Pump Equipment Upgrade | 6.896% | 0 | 63.6186 | Industrial_2039_Technical_MW_Before Competition Groups_Pump Equipment Upgrade
Industrial | Ind ¦ Efficient Compressed Air Nozzles | 2039 | Economic | MW | Before Competition Groups | 58.688 | 0 | 0 | 854.3347 | 0.068694 | 7 | Industrial_2039_Economic_MW_Before Competition Groups_7 | Efficient Compressed Air Nozzles | 6.869% | 0 | 58.688 | Industrial_2039_Economic_MW_Before Competition Groups_Efficient Compressed Air Nozzles
Industrial | Ind ¦ Efficient Compressed Air Nozzles | 2039 | Achievable | MW | Before Competition Groups | 43.9282 | 0 | 0 | 676.5554 | 0.064929 | 9 | Industrial_2039_Achievable_MW_Before Competition Groups_9 | Efficient Compressed Air Nozzles | 6.493% | 0 | 43.9282 | Industrial_2039_Achievable_MW_Before Competition Groups_Efficient Compressed Air Nozzles
Industrial | Ind ¦ Efficient Compressed Air Nozzles | 2039 | Technical | MW | Before Competition Groups | 58.688 | 0 | 0 | 922.5202 | 0.063617 | 7 | Industrial_2039_Technical_MW_Before Competition Groups_7 | Efficient Compressed Air Nozzles | 6.362% | 0 | 58.688 | Industrial_2039_Technical_MW_Before Competition Groups_Efficient Compressed Air Nozzles
Industrial | Ind ¦ Recommissioning | 2039 | Economic | MW | Before Competition Groups | 53.3391 | 0 | 0 | 854.3347 | 0.062433 | 8 | Industrial_2039_Economic_MW_Before Competition Groups_8 | Recommissioning | 6.243% | 0 | 53.3391 | Industrial_2039_Economic_MW_Before Competition Groups_Recommissioning
Industrial | Ind ¦ SEM | 2039 | Economic | MW | Before Competition Groups | 53.3391 | 0 | 0 | 854.3347 | 0.062433 | 9 | Industrial_2039_Economic_MW_Before Competition Groups_9 | SEM | 6.243% | 0 | 53.3391 | Industrial_2039_Economic_MW_Before Competition Groups_SEM
Industrial | Ind ¦ Recommissioning | 2039 | Technical | MW | Before Competition Groups | 53.3391 | 0 | 0 | 922.5202 | 0.057819 | 8 | Industrial_2039_Technical_MW_Before Competition Groups_8 | Recommissioning | 5.782% | 0 | 53.3391 | Industrial_2039_Technical_MW_Before Competition Groups_Recommissioning
Industrial | Ind ¦ SEM | 2039 | Technical | MW | Before Competition Groups | 53.3391 | 0 | 0 | 922.5202 | 0.057819 | 9 | Industrial_2039_Technical_MW_Before Competition Groups_9 | SEM | 5.782% | 0 | 53.3391 | Industrial_2039_Technical_MW_Before Competition Groups_SEM
Industrial | Ind ¦ High Efficiency HVAC Fans | 2039 | Economic | MW | Before Competition Groups | 42.24 | 0 | 0 | 854.3347 | 0.049442 | 10 | Industrial_2039_Economic_MW_Before Competition Groups_10 | High Efficiency HVAC Fans | 4.944% | 0 | 42.24 | Industrial_2039_Economic_MW_Before Competition Groups_High Efficiency HVAC Fans
Industrial | Ind ¦ High Efficiency HVAC Fans | 2039 | Achievable | MW | Before Competition Groups | 33.396 | 0 | 0 | 676.5554 | 0.049362 | 10 | Industrial_2039_Achievable_MW_Before Competition Groups_10 | High Efficiency HVAC Fans | 4.936% | 0 | 33.396 | Industrial_2039_Achievable_MW_Before Competition Groups_High Efficiency HVAC Fans
Industrial | Ind ¦ High Efficiency HVAC Fans | 2039 | Technical | MW | Before Competition Groups | 42.24 | 0 | 0 | 922.5202 | 0.045788 | 10 | Industrial_2039_Technical_MW_Before Competition Groups_10 | High Efficiency HVAC Fans | 4.579% | 0 | 42.24 | Industrial_2039_Technical_MW_Before Competition Groups_High Efficiency HVAC Fans
Industrial | Ind ¦ Fan System Optimization | 2039 | Achievable | MW | Before Competition Groups | 19.1408 | 0 | 0 | 676.5554 | 0.028292 | 11 | Industrial_2039_Achievable_MW_Before Competition Groups_11 | Fan System Optimization | 2.829% | 0 | 19.1408 | Industrial_2039_Achievable_MW_Before Competition Groups_Fan System Optimization
Industrial | Ind ¦ Fan System Optimization | 2039 | Economic | MW | Before Competition Groups | 21.8803 | 0 | 0 | 854.3347 | 0.025611 | 11 | Industrial_2039_Economic_MW_Before Competition Groups_11 | Fan System Optimization | 2.561% | 0 | 21.8803 | Industrial_2039_Economic_MW_Before Competition Groups_Fan System Optimization
Industrial | Ind ¦ Fan System Optimization | 2039 | Technical | MW | Before Competition Groups | 21.8803 | 0 | 0 | 922.5202 | 0.023718 | 11 | Industrial_2039_Technical_MW_Before Competition Groups_11 | Fan System Optimization | 2.372% | 0 | 21.8803 | Industrial_2039_Technical_MW_Before Competition Groups_Fan System Optimization
Industrial | Ind ¦ Process Optimization (Elec) | 2039 | Economic | MW | Before Competition Groups | 19.641 | 0 | 0 | 854.3347 | 0.02299 | 12 | Industrial_2039_Economic_MW_Before Competition Groups_12 | Process Optimization (Elec) | 2.299% | 0 | 19.641 | Industrial_2039_Economic_MW_Before Competition Groups_Process Optimization (Elec)
Industrial | Ind ¦ Process Optimization (Elec) | 2039 | Technical | MW | Before Competition Groups | 19.641 | 0 | 0 | 922.5202 | 0.021291 | 12 | Industrial_2039_Technical_MW_Before Competition Groups_12 | Process Optimization (Elec) | 2.129% | 0 | 19.641 | Industrial_2039_Technical_MW_Before Competition Groups_Process Optimization (Elec)
Industrial | Ind ¦ Improved Controls - Process Cooling | 2039 | Achievable | MW | Before Competition Groups | 14.3721 | 0 | 0 | 676.5554 | 0.021243 | 12 | Industrial_2039_Achievable_MW_Before Competition Groups_12 | Improved Controls - Process Cooling | 2.124% | 0 | 14.3721 | Industrial_2039_Achievable_MW_Before Competition Groups_Improved Controls - Process Cooling
Industrial | Ind ¦ Premium Efficient Motors | 2039 | Technical | MW | Before Competition Groups | 19.4793 | 0 | 0 | 922.5202 | 0.021115 | 13 | Industrial_2039_Technical_MW_Before Competition Groups_13 | Premium Efficient Motors | 2.112% | 0 | 19.4793 | Industrial_2039_Technical_MW_Before Competition Groups_Premium Efficient Motors
Industrial | Ind ¦ Improved Controls - Process Cooling | 2039 | Economic | MW | Before Competition Groups | 15.1422 | 0 | 0 | 854.3347 | 0.017724 | 13 | Industrial_2039_Economic_MW_Before Competition Groups_13 | Improved Controls - Process Cooling | 1.772% | 0 | 15.1422 | Industrial_2039_Economic_MW_Before Competition Groups_Improved Controls - Process Cooling
Industrial | Ind ¦ Improved Controls - Process Cooling | 2039 | Technical | MW | Before Competition Groups | 15.1422 | 0 | 0 | 922.5202 | 0.016414 | 14 | Industrial_2039_Technical_MW_Before Competition Groups_14 | Improved Controls - Process Cooling | 1.641% | 0 | 15.1422 | Industrial_2039_Technical_MW_Before Competition Groups_Improved Controls - Process Cooling
Industrial | Ind ¦ Ventilation Optimization | 2039 | Economic | MW | Before Competition Groups | 10.731 | 0 | 0 | 854.3347 | 0.012561 | 14 | Industrial_2039_Economic_MW_Before Competition Groups_14 | Ventilation Optimization | 1.256% | 0 | 10.731 | Industrial_2039_Economic_MW_Before Competition Groups_Ventilation Optimization
Industrial | Ind ¦ Ventilation Optimization | 2039 | Technical | MW | Before Competition Groups | 10.731 | 0 | 0 | 922.5202 | 0.011632 | 15 | Industrial_2039_Technical_MW_Before Competition Groups_15 | Ventilation Optimization | 1.163% | 0 | 10.731 | Industrial_2039_Technical_MW_Before Competition Groups_Ventilation Optimization
Industrial | Ind ¦ HVLS Fans | 2039 | Technical | MW | Before Competition Groups | 10.4581 | 0 | 0 | 922.5202 | 0.011336 | 16 | Industrial_2039_Technical_MW_Before Competition Groups_16 | HVLS Fans | 1.134% | 0 | 10.4581 | Industrial_2039_Technical_MW_Before Competition Groups_HVLS Fans
Industrial | Ind ¦ Efficient Irrigation | 2039 | Economic | MW | Before Competition Groups | 8.8536 | 0 | 0 | 854.3347 | 0.010363 | 15 | Industrial_2039_Economic_MW_Before Competition Groups_15 | Efficient Irrigation | 1.036% | 0 | 8.8536 | Industrial_2039_Economic_MW_Before Competition Groups_Efficient Irrigation
Industrial | Ind ¦ Pulp and Paper Process Improvements | 2039 | Achievable | MW | Before Competition Groups | 6.8836 | 0 | 0 | 676.5554 | 0.010174 | 13 | Industrial_2039_Achievable_MW_Before Competition Groups_13 | Pulp and Paper Process Improvements | 1.017% | 0 | 6.8836 | Industrial_2039_Achievable_MW_Before Competition Groups_Pulp and Paper Process Improvements
Industrial | Ind ¦ Efficient Irrigation | 2039 | Technical | MW | Before Competition Groups | 8.8536 | 0 | 0 | 922.5202 | 0.0095972 | 17 | Industrial_2039_Technical_MW_Before Competition Groups_17 | Efficient Irrigation | 0.9597% | 0 | 8.8536 | Industrial_2039_Technical_MW_Before Competition Groups_Efficient Irrigation
Industrial | Ind ¦ Material Handling Improvements | 2039 | Achievable | MW | Before Competition Groups | 6.4556 | 0 | 0 | 676.5554 | 0.0095419 | 14 | Industrial_2039_Achievable_MW_Before Competition Groups_14 | Material Handling Improvements | 0.9542% | 0 | 6.4556 | Industrial_2039_Achievable_MW_Before Competition Groups_Material Handling Improvements
Industrial | Ind ¦ Ventilation Optimization | 2039 | Achievable | MW | Before Competition Groups | 6.2784 | 0 | 0 | 676.5554 | 0.0092799 | 15 | Industrial_2039_Achievable_MW_Before Competition Groups_15 | Ventilation Optimization | 0.928% | 0 | 6.2784 | Industrial_2039_Achievable_MW_Before Competition Groups_Ventilation Optimization
Industrial | Ind ¦ Material Handling Improvements | 2039 | Economic | MW | Before Competition Groups | 7.803 | 0 | 0 | 854.3347 | 0.0091335 | 16 | Industrial_2039_Economic_MW_Before Competition Groups_16 | Material Handling Improvements | 0.9133% | 0 | 7.803 | Industrial_2039_Economic_MW_Before Competition Groups_Material Handling Improvements
Industrial | Ind ¦ HE HVAC Controls | 2039 | Technical | MW | Before Competition Groups | 8.2521 | 0 | 0 | 922.5202 | 0.0089452 | 18 | Industrial_2039_Technical_MW_Before Competition Groups_18 | HE HVAC Controls | 0.8945% | 0 | 8.2521 | Industrial_2039_Technical_MW_Before Competition Groups_HE HVAC Controls
Industrial | Ind ¦ Pulp and Paper Process Improvements | 2039 | Economic | MW | Before Competition Groups | 7.551 | 0 | 0 | 854.3347 | 0.0088384 | 17 | Industrial_2039_Economic_MW_Before Competition Groups_17 | Pulp and Paper Process Improvements | 0.8838% | 0 | 7.551 | Industrial_2039_Economic_MW_Before Competition Groups_Pulp and Paper Process Improvements
Industrial | Ind ¦ HE HVAC Units | 2039 | Technical | MW | Before Competition Groups | 8.0789 | 0 | 0 | 922.5202 | 0.0087574 | 19 | Industrial_2039_Technical_MW_Before Competition Groups_19 | HE HVAC Units | 0.8757% | 0 | 8.0789 | Industrial_2039_Technical_MW_Before Competition Groups_HE HVAC Units
Industrial | Ind ¦ Efficient Irrigation | 2039 | Achievable | MW | Before Competition Groups | 5.7958 | 0 | 0 | 676.5554 | 0.0085666 | 16 | Industrial_2039_Achievable_MW_Before Competition Groups_16 | Efficient Irrigation | 0.8567% | 0 | 5.7958 | Industrial_2039_Achievable_MW_Before Competition Groups_Efficient Irrigation
Industrial | Ind ¦ Material Handling Improvements | 2039 | Technical | MW | Before Competition Groups | 7.803 | 0 | 0 | 922.5202 | 0.0084584 | 20 | Industrial_2039_Technical_MW_Before Competition Groups_20 | Material Handling Improvements | 0.8458% | 0 | 7.803 | Industrial_2039_Technical_MW_Before Competition Groups_Material Handling Improvements
Industrial | Ind ¦ Pulp and Paper Process Improvements | 2039 | Technical | MW | Before Competition Groups | 7.551 | 0 | 0 | 922.5202 | 0.0081851 | 21 | Industrial_2039_Technical_MW_Before Competition Groups_21 | Pulp and Paper Process Improvements | 0.8185% | 0 | 7.551 | Industrial_2039_Technical_MW_Before Competition Groups_Pulp and Paper Process Improvements
Industrial | Ind ¦ Refiner Plate Improvements | 2039 | Economic | MW | Before Competition Groups | 6.7691 | 0 | 0 | 854.3347 | 0.0079232 | 18 | Industrial_2039_Economic_MW_Before Competition Groups_18 | Refiner Plate Improvements | 0.7923% | 0 | 6.7691 | Industrial_2039_Economic_MW_Before Competition Groups_Refiner Plate Improvements
Industrial | Ind ¦ Free Cooling | 2039 | Economic | MW | Before Competition Groups | 6.7527 | 0 | 0 | 854.3347 | 0.0079041 | 19 | Industrial_2039_Economic_MW_Before Competition Groups_19 | Free Cooling | 0.7904% | 0 | 6.7527 | Industrial_2039_Economic_MW_Before Competition Groups_Free Cooling
Industrial | Ind ¦ Process Optimization (Elec) | 2039 | Achievable | MW | Before Competition Groups | 5.3347 | 0 | 0 | 676.5554 | 0.0078851 | 17 | Industrial_2039_Achievable_MW_Before Competition Groups_17 | Process Optimization (Elec) | 0.7885% | 0 | 5.3347 | Industrial_2039_Achievable_MW_Before Competition Groups_Process Optimization (Elec)
Industrial | Ind ¦ Refiner Plate Improvements | 2039 | Technical | MW | Before Competition Groups | 6.7691 | 0 | 0 | 922.5202 | 0.0073376 | 22 | Industrial_2039_Technical_MW_Before Competition Groups_22 | Refiner Plate Improvements | 0.7338% | 0 | 6.7691 | Industrial_2039_Technical_MW_Before Competition Groups_Refiner Plate Improvements
Industrial | Ind ¦ Free Cooling | 2039 | Technical | MW | Before Competition Groups | 6.7527 | 0 | 0 | 922.5202 | 0.0073199 | 23 | Industrial_2039_Technical_MW_Before Competition Groups_23 | Free Cooling | 0.732% | 0 | 6.7527 | Industrial_2039_Technical_MW_Before Competition Groups_Free Cooling
Industrial | Ind ¦ Refiner Plate Improvements | 2039 | Achievable | MW | Before Competition Groups | 4.9137 | 0 | 0 | 676.5554 | 0.0072629 | 18 | Industrial_2039_Achievable_MW_Before Competition Groups_18 | Refiner Plate Improvements | 0.7263% | 0 | 4.9137 | Industrial_2039_Achievable_MW_Before Competition Groups_Refiner Plate Improvements
Industrial | Ind ¦ Free Cooling | 2039 | Achievable | MW | Before Competition Groups | 4.6291 | 0 | 0 | 676.5554 | 0.0068421 | 19 | Industrial_2039_Achievable_MW_Before Competition Groups_19 | Free Cooling | 0.6842% | 0 | 4.6291 | Industrial_2039_Achievable_MW_Before Competition Groups_Free Cooling
Industrial | Ind ¦ Chiller Optimization | 2039 | Technical | MW | Before Competition Groups | 5.3332 | 0 | 0 | 922.5202 | 0.0057811 | 24 | Industrial_2039_Technical_MW_Before Competition Groups_24 | Chiller Optimization | 0.5781% | 0 | 5.3332 | Industrial_2039_Technical_MW_Before Competition Groups_Chiller Optimization
Industrial | Ind ¦ VAV Conversion Project | 2039 | Achievable | MW | Before Competition Groups | 3.5493 | 0 | 0 | 676.5554 | 0.0052462 | 20 | Industrial_2039_Achievable_MW_Before Competition Groups_20 | VAV Conversion Project | 0.5246% | 0 | 3.5493 | Industrial_2039_Achievable_MW_Before Competition Groups_VAV Conversion Project
Industrial | Ind ¦ Cold Storage Retrofit | 2039 | Technical | MW | Before Competition Groups | 4.8112 | 0 | 0 | 922.5202 | 0.0052153 | 25 | Industrial_2039_Technical_MW_Before Competition Groups_25 | Cold Storage Retrofit | 0.5215% | 0 | 4.8112 | Industrial_2039_Technical_MW_Before Competition Groups_Cold Storage Retrofit
Industrial | Ind ¦ Cooling Tower Optimization | 2039 | Economic | MW | Before Competition Groups | 4.0503 | 0 | 0 | 854.3347 | 0.0047409 | 20 | Industrial_2039_Economic_MW_Before Competition Groups_20 | Cooling Tower Optimization | 0.4741% | 0 | 4.0503 | Industrial_2039_Economic_MW_Before Competition Groups_Cooling Tower Optimization
Industrial | Ind ¦ Cooling Tower Optimization | 2039 | Technical | MW | Before Competition Groups | 4.0503 | 0 | 0 | 922.5202 | 0.0043905 | 26 | Industrial_2039_Technical_MW_Before Competition Groups_26 | Cooling Tower Optimization | 0.439% | 0 | 4.0503 | Industrial_2039_Technical_MW_Before Competition Groups_Cooling Tower Optimization
Industrial | Ind ¦ VAV Conversion Project | 2039 | Economic | MW | Before Competition Groups | 3.657 | 0 | 0 | 854.3347 | 0.0042805 | 21 | Industrial_2039_Economic_MW_Before Competition Groups_21 | VAV Conversion Project | 0.4281% | 0 | 3.657 | Industrial_2039_Economic_MW_Before Competition Groups_VAV Conversion Project
Industrial | Ind ¦ VAV Conversion Project | 2039 | Technical | MW | Before Competition Groups | 3.657 | 0 | 0 | 922.5202 | 0.0039642 | 27 | Industrial_2039_Technical_MW_Before Competition Groups_27 | VAV Conversion Project | 0.3964% | 0 | 3.657 | Industrial_2039_Technical_MW_Before Competition Groups_VAV Conversion Project
Industrial | Ind ¦ High Efficiency Battery Charger | 2039 | Economic | MW | Before Competition Groups | 3.0313 | 0 | 0 | 854.3347 | 0.0035481 | 22 | Industrial_2039_Economic_MW_Before Competition Groups_22 | High Efficiency Battery Charger | 0.3548% | 0 | 3.0313 | Industrial_2039_Economic_MW_Before Competition Groups_High Efficiency Battery Charger
Industrial | Ind ¦ Cooling Tower Optimization | 2039 | Achievable | MW | Before Competition Groups | 2.3741 | 0 | 0 | 676.5554 | 0.003509 | 21 | Industrial_2039_Achievable_MW_Before Competition Groups_21 | Cooling Tower Optimization | 0.3509% | 0 | 2.3741 | Industrial_2039_Achievable_MW_Before Competition Groups_Cooling Tower Optimization
Industrial | Ind ¦ High Efficiency Battery Charger | 2039 | Achievable | MW | Before Competition Groups | 2.3651 | 0 | 0 | 676.5554 | 0.0034958 | 22 | Industrial_2039_Achievable_MW_Before Competition Groups_22 | High Efficiency Battery Charger | 0.3496% | 0 | 2.3651 | Industrial_2039_Achievable_MW_Before Competition Groups_High Efficiency Battery Charger
Industrial | Ind ¦ Process Heat Recovery | 2039 | Achievable | MW | Before Competition Groups | 2.228 | 0 | 0 | 676.5554 | 0.0032931 | 23 | Industrial_2039_Achievable_MW_Before Competition Groups_23 | Process Heat Recovery | 0.3293% | 0 | 2.228 | Industrial_2039_Achievable_MW_Before Competition Groups_Process Heat Recovery
Industrial | Ind ¦ High Efficiency Battery Charger | 2039 | Technical | MW | Before Competition Groups | 3.0313 | 0 | 0 | 922.5202 | 0.0032859 | 28 | Industrial_2039_Technical_MW_Before Competition Groups_28 | High Efficiency Battery Charger | 0.3286% | 0 | 3.0313 | Industrial_2039_Technical_MW_Before Competition Groups_High Efficiency Battery Charger
Industrial | Ind ¦ Synchronous Belts | 2039 | Economic | MW | Before Competition Groups | 2.5243 | 0 | 0 | 854.3347 | 0.0029547 | 23 | Industrial_2039_Economic_MW_Before Competition Groups_23 | Synchronous Belts | 0.2955% | 0 | 2.5243 | Industrial_2039_Economic_MW_Before Competition Groups_Synchronous Belts
Industrial | Ind ¦ Dairy Pre-Cooler | 2039 | Economic | MW | Before Competition Groups | 2.3429 | 0 | 0 | 854.3347 | 0.0027424 | 24 | Industrial_2039_Economic_MW_Before Competition Groups_24 | Dairy Pre-Cooler | 0.2742% | 0 | 2.3429 | Industrial_2039_Economic_MW_Before Competition Groups_Dairy Pre-Cooler
Industrial | Ind ¦ Synchronous Belts | 2039 | Technical | MW | Before Competition Groups | 2.5243 | 0 | 0 | 922.5202 | 0.0027363 | 29 | Industrial_2039_Technical_MW_Before Competition Groups_29 | Synchronous Belts | 0.2736% | 0 | 2.5243 | Industrial_2039_Technical_MW_Before Competition Groups_Synchronous Belts
Industrial | Ind ¦ Process Heat Recovery | 2039 | Economic | MW | Before Competition Groups | 2.3234 | 0 | 0 | 854.3347 | 0.0027195 | 25 | Industrial_2039_Economic_MW_Before Competition Groups_25 | Process Heat Recovery | 0.272% | 0 | 2.3234 | Industrial_2039_Economic_MW_Before Competition Groups_Process Heat Recovery
Industrial | Ind ¦ Process Improvements | 2039 | Achievable | MW | Before Competition Groups | 1.8181 | 0 | 0 | 676.5554 | 0.0026874 | 24 | Industrial_2039_Achievable_MW_Before Competition Groups_24 | Process Improvements | 0.2687% | 0 | 1.8181 | Industrial_2039_Achievable_MW_Before Competition Groups_Process Improvements
Industrial | Ind ¦ Dairy Pre-Cooler | 2039 | Technical | MW | Before Competition Groups | 2.3429 | 0 | 0 | 922.5202 | 0.0025397 | 30 | Industrial_2039_Technical_MW_Before Competition Groups_30 | Dairy Pre-Cooler | 0.254% | 0 | 2.3429 | Industrial_2039_Technical_MW_Before Competition Groups_Dairy Pre-Cooler
Industrial | Ind ¦ Process Heat Recovery | 2039 | Technical | MW | Before Competition Groups | 2.3234 | 0 | 0 | 922.5202 | 0.0025185 | 31 | Industrial_2039_Technical_MW_Before Competition Groups_31 | Process Heat Recovery | 0.2519% | 0 | 2.3234 | Industrial_2039_Technical_MW_Before Competition Groups_Process Heat Recovery
Industrial | Ind ¦ Dairy Pre-Cooler | 2039 | Achievable | MW | Before Competition Groups | 1.7028 | 0 | 0 | 676.5554 | 0.0025169 | 25 | Industrial_2039_Achievable_MW_Before Competition Groups_25 | Dairy Pre-Cooler | 0.2517% | 0 | 1.7028 | Industrial_2039_Achievable_MW_Before Competition Groups_Dairy Pre-Cooler
Industrial | Ind ¦ Refrigeration Compressor VFD | 2039 | Achievable | MW | Before Competition Groups | 1.6688 | 0 | 0 | 676.5554 | 0.0024666 | 26 | Industrial_2039_Achievable_MW_Before Competition Groups_26 | Refrigeration Compressor VFD | 0.2467% | 0 | 1.6688 | Industrial_2039_Achievable_MW_Before Competition Groups_Refrigeration Compressor VFD
Industrial | Ind ¦ Refrigeration Compressor VFD | 2039 | Economic | MW | Before Competition Groups | 2.0266 | 0 | 0 | 854.3347 | 0.0023722 | 26 | Industrial_2039_Economic_MW_Before Competition Groups_26 | Refrigeration Compressor VFD | 0.2372% | 0 | 2.0266 | Industrial_2039_Economic_MW_Before Competition Groups_Refrigeration Compressor VFD
Industrial | Ind ¦ Refrigeration Compressor VFD | 2039 | Technical | MW | Before Competition Groups | 2.0266 | 0 | 0 | 922.5202 | 0.0021968 | 32 | Industrial_2039_Technical_MW_Before Competition Groups_32 | Refrigeration Compressor VFD | 0.2197% | 0 | 2.0266 | Industrial_2039_Technical_MW_Before Competition Groups_Refrigeration Compressor VFD
Industrial | Ind ¦ Process Improvements | 2039 | Economic | MW | Before Competition Groups | 1.8736 | 0 | 0 | 854.3347 | 0.0021931 | 27 | Industrial_2039_Economic_MW_Before Competition Groups_27 | Process Improvements | 0.2193% | 0 | 1.8736 | Industrial_2039_Economic_MW_Before Competition Groups_Process Improvements
Industrial | Ind ¦ Process Improvements | 2039 | Technical | MW | Before Competition Groups | 1.8736 | 0 | 0 | 922.5202 | 0.002031 | 33 | Industrial_2039_Technical_MW_Before Competition Groups_33 | Process Improvements | 0.2031% | 0 | 1.8736 | Industrial_2039_Technical_MW_Before Competition Groups_Process Improvements
Industrial | Ind ¦ Improved Controls - Process Heating | 2039 | Achievable | MW | Before Competition Groups | 1.1725 | 0 | 0 | 676.5554 | 0.001733 | 27 | Industrial_2039_Achievable_MW_Before Competition Groups_27 | Improved Controls - Process Heating | 0.1733% | 0 | 1.1725 | Industrial_2039_Achievable_MW_Before Competition Groups_Improved Controls - Process Heating
Industrial | Ind ¦ Efficient Transformer | 2039 | Technical | MW | Before Competition Groups | 1.5207 | 0 | 0 | 922.5202 | 0.0016485 | 34 | Industrial_2039_Technical_MW_Before Competition Groups_34 | Efficient Transformer | 0.1648% | 0 | 1.5207 | Industrial_2039_Technical_MW_Before Competition Groups_Efficient Transformer
Industrial | Ind ¦ Synchronous Belts | 2039 | Achievable | MW | Before Competition Groups | 1.0871 | 0 | 0 | 676.5554 | 0.0016068 | 28 | Industrial_2039_Achievable_MW_Before Competition Groups_28 | Synchronous Belts | 0.1607% | 0 | 1.0871 | Industrial_2039_Achievable_MW_Before Competition Groups_Synchronous Belts
Industrial | Ind ¦ High Efficiency Welders | 2039 | Technical | MW | Before Competition Groups | 1.4641 | 0 | 0 | 922.5202 | 0.001587 | 35 | Industrial_2039_Technical_MW_Before Competition Groups_35 | High Efficiency Welders | 0.1587% | 0 | 1.4641 | Industrial_2039_Technical_MW_Before Competition Groups_High Efficiency Welders
Industrial | Ind ¦ Improved Controls - Process Heating | 2039 | Economic | MW | Before Competition Groups | 1.2546 | 0 | 0 | 854.3347 | 0.0014685 | 28 | Industrial_2039_Economic_MW_Before Competition Groups_28 | Improved Controls - Process Heating | 0.1469% | 0 | 1.2546 | Industrial_2039_Economic_MW_Before Competition Groups_Improved Controls - Process Heating
Industrial | Ind ¦ Improved Controls - Process Heating | 2039 | Technical | MW | Before Competition Groups | 1.2546 | 0 | 0 | 922.5202 | 0.00136 | 36 | Industrial_2039_Technical_MW_Before Competition Groups_36 | Improved Controls - Process Heating | 0.136% | 0 | 1.2546 | Industrial_2039_Technical_MW_Before Competition Groups_Improved Controls - Process Heating
Industrial | Ind ¦ Engine Block Heater Timer | 2039 | Achievable | MW | Before Competition Groups | 0.71468 | 0 | 0 | 676.5554 | 0.0010564 | 29 | Industrial_2039_Achievable_MW_Before Competition Groups_29 | Engine Block Heater Timer | 0.1056% | 0 | 0.71468 | Industrial_2039_Achievable_MW_Before Competition Groups_Engine Block Heater Timer
Industrial | Ind ¦ Engine Block Heater Timer | 2039 | Economic | MW | Before Competition Groups | 0.73835 | 0 | 0 | 854.3347 | 0.00086423 | 29 | Industrial_2039_Economic_MW_Before Competition Groups_29 | Engine Block Heater Timer | 0.08642% | 0 | 0.73835 | Industrial_2039_Economic_MW_Before Competition Groups_Engine Block Heater Timer
Industrial | Ind ¦ HVLS Fans | 2039 | Achievable | MW | Before Competition Groups | 0.56055 | 0 | 0 | 676.5554 | 0.00082853 | 30 | Industrial_2039_Achievable_MW_Before Competition Groups_30 | HVLS Fans | 0.08285% | 0 | 0.56055 | Industrial_2039_Achievable_MW_Before Competition Groups_HVLS Fans
Industrial | Ind ¦ Engine Block Heater Timer | 2039 | Technical | MW | Before Competition Groups | 0.73835 | 0 | 0 | 922.5202 | 0.00080036 | 37 | Industrial_2039_Technical_MW_Before Competition Groups_37 | Engine Block Heater Timer | 0.08004% | 0 | 0.73835 | Industrial_2039_Technical_MW_Before Competition Groups_Engine Block Heater Timer
Industrial | Ind ¦ Efficient Refrigeration Compressor | 2039 | Achievable | MW | Before Competition Groups | 0.4271 | 0 | 0 | 676.5554 | 0.00063128 | 31 | Industrial_2039_Achievable_MW_Before Competition Groups_31 | Efficient Refrigeration Compressor | 0.06313% | 0 | 0.4271 | Industrial_2039_Achievable_MW_Before Competition Groups_Efficient Refrigeration Compressor
Industrial | Ind ¦ Efficient Refrigeration Compressor | 2039 | Economic | MW | Before Competition Groups | 0.47611 | 0 | 0 | 854.3347 | 0.00055729 | 30 | Industrial_2039_Economic_MW_Before Competition Groups_30 | Efficient Refrigeration Compressor | 0.05573% | 0 | 0.47611 | Industrial_2039_Economic_MW_Before Competition Groups_Efficient Refrigeration Compressor
Industrial | Ind ¦ Efficient Refrigeration Compressor | 2039 | Technical | MW | Before Competition Groups | 0.47611 | 0 | 0 | 922.5202 | 0.0005161 | 38 | Industrial_2039_Technical_MW_Before Competition Groups_38 | Efficient Refrigeration Compressor | 0.05161% | 0 | 0.47611 | Industrial_2039_Technical_MW_Before Competition Groups_Efficient Refrigeration Compressor
Industrial | Ind ¦ Heat Lamps/Heat Pad | 2039 | Technical | MW | Before Competition Groups | 0.46085 | 0 | 0 | 922.5202 | 0.00049955 | 39 | Industrial_2039_Technical_MW_Before Competition Groups_39 | Heat Lamps/Heat Pad | 0.04996% | 0 | 0.46085 | Industrial_2039_Technical_MW_Before Competition Groups_Heat Lamps/Heat Pad
Industrial | Ind ¦ Air Compressor Heat Recovery | 2039 | Achievable | MW | Before Competition Groups | 0.30785 | 0 | 0 | 676.5554 | 0.00045503 | 32 | Industrial_2039_Achievable_MW_Before Competition Groups_32 | Air Compressor Heat Recovery | 0.0455% | 0 | 0.30785 | Industrial_2039_Achievable_MW_Before Competition Groups_Air Compressor Heat Recovery
Industrial | Ind ¦ Air Compressor Heat Recovery | 2039 | Economic | MW | Before Competition Groups | 0.3314 | 0 | 0 | 854.3347 | 0.0003879 | 31 | Industrial_2039_Economic_MW_Before Competition Groups_31 | Air Compressor Heat Recovery | 0.03879% | 0 | 0.3314 | Industrial_2039_Economic_MW_Before Competition Groups_Air Compressor Heat Recovery
Industrial | Ind ¦ Air Compressor Heat Recovery | 2039 | Technical | MW | Before Competition Groups | 0.3314 | 0 | 0 | 922.5202 | 0.00035923 | 40 | Industrial_2039_Technical_MW_Before Competition Groups_40 | Air Compressor Heat Recovery | 0.03592% | 0 | 0.3314 | Industrial_2039_Technical_MW_Before Competition Groups_Air Compressor Heat Recovery
Industrial | Ind ¦ Efficient Transformer | 2039 | Achievable | MW | Before Competition Groups | 0.23219 | 0 | 0 | 676.5554 | 0.0003432 | 33 | Industrial_2039_Achievable_MW_Before Competition Groups_33 | Efficient Transformer | 0.03432% | 0 | 0.23219 | Industrial_2039_Achievable_MW_Before Competition Groups_Efficient Transformer
Industrial | Ind ¦ Creep Heat Controller | 2039 | Economic | MW | Before Competition Groups | 0.2875 | 0 | 0 | 854.3347 | 0.00033652 | 32 | Industrial_2039_Economic_MW_Before Competition Groups_32 | Creep Heat Controller | 0.03365% | 0 | 0.2875 | Industrial_2039_Economic_MW_Before Competition Groups_Creep Heat Controller
Industrial | Ind ¦ Creep Heat Controller | 2039 | Technical | MW | Before Competition Groups | 0.2875 | 0 | 0 | 922.5202 | 0.00031164 | 41 | Industrial_2039_Technical_MW_Before Competition Groups_41 | Creep Heat Controller | 0.03116% | 0 | 0.2875 | Industrial_2039_Technical_MW_Before Competition Groups_Creep Heat Controller
Industrial | Ind ¦ Heat Lamps/Heat Pad | 2039 | Achievable | MW | Before Competition Groups | 0.20455 | 0 | 0 | 676.5554 | 0.00030234 | 34 | Industrial_2039_Achievable_MW_Before Competition Groups_34 | Heat Lamps/Heat Pad | 0.03023% | 0 | 0.20455 | Industrial_2039_Achievable_MW_Before Competition Groups_Heat Lamps/Heat Pad
Industrial | Ind ¦ High Efficiency Welders | 2039 | Achievable | MW | Before Competition Groups | 0.19485 | 0 | 0 | 676.5554 | 0.000288 | 35 | Industrial_2039_Achievable_MW_Before Competition Groups_35 | High Efficiency Welders | 0.0288% | 0 | 0.19485 | Industrial_2039_Achievable_MW_Before Competition Groups_High Efficiency Welders
Industrial | Ind ¦ Optimize Compressed Air Dryer | 2039 | Economic | MW | Before Competition Groups | 0.23922 | 0 | 0 | 854.3347 | 0.00028001 | 33 | Industrial_2039_Economic_MW_Before Competition Groups_33 | Optimize Compressed Air Dryer | 0.028% | 0 | 0.23922 | Industrial_2039_Economic_MW_Before Competition Groups_Optimize Compressed Air Dryer
Industrial | Ind ¦ Optimize Compressed Air Dryer | 2039 | Technical | MW | Before Competition Groups | 0.23922 | 0 | 0 | 922.5202 | 0.00025932 | 42 | Industrial_2039_Technical_MW_Before Competition Groups_42 | Optimize Compressed Air Dryer | 0.02593% | 0 | 0.23922 | Industrial_2039_Technical_MW_Before Competition Groups_Optimize Compressed Air Dryer
Industrial | Ind ¦ Efficient Transformer | 2039 | Economic | MW | Before Competition Groups | 0.16439 | 0 | 0 | 854.3347 | 0.00019242 | 34 | Industrial_2039_Economic_MW_Before Competition Groups_34 | Efficient Transformer | 0.01924% | 0 | 0.16439 | Industrial_2039_Economic_MW_Before Competition Groups_Efficient Transformer
Industrial | Ind ¦ Heat Lamps/Heat Pad | 2039 | Economic | MW | Before Competition Groups | 0.16023 | 0 | 0 | 854.3347 | 0.00018754 | 35 | Industrial_2039_Economic_MW_Before Competition Groups_35 | Heat Lamps/Heat Pad | 0.01875% | 0 | 0.16023 | Industrial_2039_Economic_MW_Before Competition Groups_Heat Lamps/Heat Pad
Industrial | Ind ¦ High Efficiency Welders | 2039 | Economic | MW | Before Competition Groups | 0.12333 | 0 | 0 | 854.3347 | 0.00014436 | 36 | Industrial_2039_Economic_MW_Before Competition Groups_36 | High Efficiency Welders | 0.01444% | 0 | 0.12333 | Industrial_2039_Economic_MW_Before Competition Groups_High Efficiency Welders
Industrial | Ind ¦ HVLS Fans | 2039 | Economic | MW | Before Competition Groups | 0.10941 | 0 | 0 | 854.3347 | 0.00012806 | 37 | Industrial_2039_Economic_MW_Before Competition Groups_37 | HVLS Fans | 0.01281% | 0 | 0.10941 | Industrial_2039_Economic_MW_Before Competition Groups_HVLS Fans
Industrial | Ind ¦ Optimize Compressed Air Dryer | 2039 | Achievable | MW | Before Competition Groups | 0.066177 | 0 | 0 | 676.5554 | 9.7815e-05 | 36 | Industrial_2039_Achievable_MW_Before Competition Groups_36 | Optimize Compressed Air Dryer | 0.009781% | 0 | 0.066177 | Industrial_2039_Achievable_MW_Before Competition Groups_Optimize Compressed Air Dryer
Industrial | Ind ¦ Creep Heat Controller | 2039 | Achievable | MW | Before Competition Groups | 0.034401 | 0 | 0 | 676.5554 | 5.0848e-05 | 37 | Industrial_2039_Achievable_MW_Before Competition Groups_37 | Creep Heat Controller | 0.005085% | 0 | 0.034401 | Industrial_2039_Achievable_MW_Before Competition Groups_Creep Heat Controller
Industrial | Ind ¦ Premium Efficient Motors | 2039 | Achievable | MW | Before Competition Groups | 0 | 0 | 0 | 676.5554 | 0 | 38 | Industrial_2039_Achievable_MW_Before Competition Groups_38 | Premium Efficient Motors | 0% | 0 | 0 | Industrial_2039_Achievable_MW_Before Competition Groups_Premium Efficient Motors
Industrial | Ind ¦ Premium Efficient Motors | 2039 | Economic | MW | Before Competition Groups | 0 | 0 | 0 | 854.3347 | 0 | 38 | Industrial_2039_Economic_MW_Before Competition Groups_38 | Premium Efficient Motors | 0% | 0 | 0 | Industrial_2039_Economic_MW_Before Competition Groups_Premium Efficient Motors
Industrial | Ind ¦ Pump System Optimization | 2040 | Economic | MW | Before Competition Groups | 134.9697 | 0 | 0 | 874.4985 | 0.15434 | 1 | Industrial_2040_Economic_MW_Before Competition Groups_1 | Pump System Optimization | 15.43% | 0 | 134.9697 | Industrial_2040_Economic_MW_Before Competition Groups_Pump System Optimization
Industrial | Ind ¦ Pump System Optimization | 2040 | Achievable | MW | Before Competition Groups | 105.2872 | 0 | 0 | 700.8895 | 0.15022 | 1 | Industrial_2040_Achievable_MW_Before Competition Groups_1 | Pump System Optimization | 15.02% | 0 | 105.2872 | Industrial_2040_Achievable_MW_Before Competition Groups_Pump System Optimization
Industrial | Ind ¦ Pump System Optimization | 2040 | Technical | MW | Before Competition Groups | 137.2875 | 0 | 0 | 931.0399 | 0.14746 | 1 | Industrial_2040_Technical_MW_Before Competition Groups_1 | Pump System Optimization | 14.75% | 0 | 137.2875 | Industrial_2040_Technical_MW_Before Competition Groups_Pump System Optimization
Industrial | Ind ¦ HE Lighting | 2040 | Technical | MW | Before Competition Groups | 108.07 | 0 | 0 | 931.0399 | 0.11607 | 2 | Industrial_2040_Technical_MW_Before Competition Groups_2 | HE Lighting | 11.61% | 0 | 108.07 | Industrial_2040_Technical_MW_Before Competition Groups_HE Lighting
Industrial | Ind ¦ HE Lighting | 2040 | Economic | MW | Before Competition Groups | 101.5033 | 0 | 0 | 874.4985 | 0.11607 | 2 | Industrial_2040_Economic_MW_Before Competition Groups_2 | HE Lighting | 11.61% | 0 | 101.5033 | Industrial_2040_Economic_MW_Before Competition Groups_HE Lighting
Industrial | Ind ¦ HE Lighting | 2040 | Achievable | MW | Before Competition Groups | 68.3366 | 0 | 0 | 700.8895 | 0.0975 | 2 | Industrial_2040_Achievable_MW_Before Competition Groups_2 | HE Lighting | 9.75% | 0 | 68.3366 | Industrial_2040_Achievable_MW_Before Competition Groups_HE Lighting
Industrial | Ind ¦ Air Leak Survey and Repair | 2040 | Achievable | MW | Before Competition Groups | 66.9892 | 0 | 0 | 700.8895 | 0.095577 | 3 | Industrial_2040_Achievable_MW_Before Competition Groups_3 | Air Leak Survey and Repair | 9.558% | 0 | 66.9892 | Industrial_2040_Achievable_MW_Before Competition Groups_Air Leak Survey and Repair
Industrial | Ind ¦ Greenhouse Grow Lights | 2040 | Achievable | MW | Before Competition Groups | 66.008 | 0 | 0 | 700.8895 | 0.094177 | 4 | Industrial_2040_Achievable_MW_Before Competition Groups_4 | Greenhouse Grow Lights | 9.418% | 0 | 66.008 | Industrial_2040_Achievable_MW_Before Competition Groups_Greenhouse Grow Lights
Industrial | Ind ¦ Greenhouse Grow Lights | 2040 | Economic | MW | Before Competition Groups | 81.2472 | 0 | 0 | 874.4985 | 0.092907 | 3 | Industrial_2040_Economic_MW_Before Competition Groups_3 | Greenhouse Grow Lights | 9.291% | 0 | 81.2472 | Industrial_2040_Economic_MW_Before Competition Groups_Greenhouse Grow Lights
Industrial | Ind ¦ Greenhouse Grow Lights | 2040 | Technical | MW | Before Competition Groups | 81.2472 | 0 | 0 | 931.0399 | 0.087265 | 3 | Industrial_2040_Technical_MW_Before Competition Groups_3 | Greenhouse Grow Lights | 8.726% | 0 | 81.2472 | Industrial_2040_Technical_MW_Before Competition Groups_Greenhouse Grow Lights
Industrial | Ind ¦ Air Compressor Optimization | 2040 | Achievable | MW | Before Competition Groups | 58.4359 | 0 | 0 | 700.8895 | 0.083374 | 5 | Industrial_2040_Achievable_MW_Before Competition Groups_5 | Air Compressor Optimization | 8.337% | 0 | 58.4359 | Industrial_2040_Achievable_MW_Before Competition Groups_Air Compressor Optimization
Industrial | Ind ¦ Air Leak Survey and Repair | 2040 | Economic | MW | Before Competition Groups | 70.6008 | 0 | 0 | 874.4985 | 0.080733 | 4 | Industrial_2040_Economic_MW_Before Competition Groups_4 | Air Leak Survey and Repair | 8.073% | 0 | 70.6008 | Industrial_2040_Economic_MW_Before Competition Groups_Air Leak Survey and Repair
Industrial | Ind ¦ Air Compressor Optimization | 2040 | Economic | MW | Before Competition Groups | 69.1695 | 0 | 0 | 874.4985 | 0.079096 | 5 | Industrial_2040_Economic_MW_Before Competition Groups_5 | Air Compressor Optimization | 7.91% | 0 | 69.1695 | Industrial_2040_Economic_MW_Before Competition Groups_Air Compressor Optimization
Industrial | Ind ¦ Pump Equipment Upgrade | 2040 | Achievable | MW | Before Competition Groups | 53.656 | 0 | 0 | 700.8895 | 0.076554 | 6 | Industrial_2040_Achievable_MW_Before Competition Groups_6 | Pump Equipment Upgrade | 7.655% | 0 | 53.656 | Industrial_2040_Achievable_MW_Before Competition Groups_Pump Equipment Upgrade
Industrial | Ind ¦ Air Leak Survey and Repair | 2040 | Technical | MW | Before Competition Groups | 70.6008 | 0 | 0 | 931.0399 | 0.07583 | 4 | Industrial_2040_Technical_MW_Before Competition Groups_4 | Air Leak Survey and Repair | 7.583% | 0 | 70.6008 | Industrial_2040_Technical_MW_Before Competition Groups_Air Leak Survey and Repair
Industrial | Ind ¦ Air Compressor Optimization | 2040 | Technical | MW | Before Competition Groups | 69.1695 | 0 | 0 | 931.0399 | 0.074293 | 5 | Industrial_2040_Technical_MW_Before Competition Groups_5 | Air Compressor Optimization | 7.429% | 0 | 69.1695 | Industrial_2040_Technical_MW_Before Competition Groups_Air Compressor Optimization
Industrial | Ind ¦ Pump Equipment Upgrade | 2040 | Economic | MW | Before Competition Groups | 64.5103 | 0 | 0 | 874.4985 | 0.073768 | 6 | Industrial_2040_Economic_MW_Before Competition Groups_6 | Pump Equipment Upgrade | 7.377% | 0 | 64.5103 | Industrial_2040_Economic_MW_Before Competition Groups_Pump Equipment Upgrade
Industrial | Ind ¦ Recommissioning | 2040 | Achievable | MW | Before Competition Groups | 51.3525 | 0 | 0 | 700.8895 | 0.073268 | 7 | Industrial_2040_Achievable_MW_Before Competition Groups_7 | Recommissioning | 7.327% | 0 | 51.3525 | Industrial_2040_Achievable_MW_Before Competition Groups_Recommissioning
Industrial | Ind ¦ SEM | 2040 | Achievable | MW | Before Competition Groups | 51.3525 | 0 | 0 | 700.8895 | 0.073268 | 8 | Industrial_2040_Achievable_MW_Before Competition Groups_8 | SEM | 7.327% | 0 | 51.3525 | Industrial_2040_Achievable_MW_Before Competition Groups_SEM
Industrial | Ind ¦ Pump Equipment Upgrade | 2040 | Technical | MW | Before Competition Groups | 64.5103 | 0 | 0 | 931.0399 | 0.069288 | 6 | Industrial_2040_Technical_MW_Before Competition Groups_6 | Pump Equipment Upgrade | 6.929% | 0 | 64.5103 | Industrial_2040_Technical_MW_Before Competition Groups_Pump Equipment Upgrade
Industrial | Ind ¦ Efficient Compressed Air Nozzles | 2040 | Economic | MW | Before Competition Groups | 59.4438 | 0 | 0 | 874.4985 | 0.067975 | 7 | Industrial_2040_Economic_MW_Before Competition Groups_7 | Efficient Compressed Air Nozzles | 6.797% | 0 | 59.4438 | Industrial_2040_Economic_MW_Before Competition Groups_Efficient Compressed Air Nozzles
Industrial | Ind ¦ Efficient Compressed Air Nozzles | 2040 | Achievable | MW | Before Competition Groups | 45.613 | 0 | 0 | 700.8895 | 0.065079 | 9 | Industrial_2040_Achievable_MW_Before Competition Groups_9 | Efficient Compressed Air Nozzles | 6.508% | 0 | 45.613 | Industrial_2040_Achievable_MW_Before Competition Groups_Efficient Compressed Air Nozzles
Industrial | Ind ¦ Efficient Compressed Air Nozzles | 2040 | Technical | MW | Before Competition Groups | 59.4438 | 0 | 0 | 931.0399 | 0.063847 | 7 | Industrial_2040_Technical_MW_Before Competition Groups_7 | Efficient Compressed Air Nozzles | 6.385% | 0 | 59.4438 | Industrial_2040_Technical_MW_Before Competition Groups_Efficient Compressed Air Nozzles
Industrial | Ind ¦ Recommissioning | 2040 | Economic | MW | Before Competition Groups | 53.3173 | 0 | 0 | 874.4985 | 0.060969 | 8 | Industrial_2040_Economic_MW_Before Competition Groups_8 | Recommissioning | 6.097% | 0 | 53.3173 | Industrial_2040_Economic_MW_Before Competition Groups_Recommissioning
Industrial | Ind ¦ SEM | 2040 | Economic | MW | Before Competition Groups | 53.3173 | 0 | 0 | 874.4985 | 0.060969 | 9 | Industrial_2040_Economic_MW_Before Competition Groups_9 | SEM | 6.097% | 0 | 53.3173 | Industrial_2040_Economic_MW_Before Competition Groups_SEM
Industrial | Ind ¦ Recommissioning | 2040 | Technical | MW | Before Competition Groups | 53.3173 | 0 | 0 | 931.0399 | 0.057266 | 8 | Industrial_2040_Technical_MW_Before Competition Groups_8 | Recommissioning | 5.727% | 0 | 53.3173 | Industrial_2040_Technical_MW_Before Competition Groups_Recommissioning
Industrial | Ind ¦ SEM | 2040 | Technical | MW | Before Competition Groups | 53.3173 | 0 | 0 | 931.0399 | 0.057266 | 9 | Industrial_2040_Technical_MW_Before Competition Groups_9 | SEM | 5.727% | 0 | 53.3173 | Industrial_2040_Technical_MW_Before Competition Groups_SEM
Industrial | Ind ¦ High Efficiency HVAC Fans | 2040 | Achievable | MW | Before Competition Groups | 34.3125 | 0 | 0 | 700.8895 | 0.048956 | 10 | Industrial_2040_Achievable_MW_Before Competition Groups_10 | High Efficiency HVAC Fans | 4.896% | 0 | 34.3125 | Industrial_2040_Achievable_MW_Before Competition Groups_High Efficiency HVAC Fans
Industrial | Ind ¦ High Efficiency HVAC Fans | 2040 | Economic | MW | Before Competition Groups | 42.7541 | 0 | 0 | 874.4985 | 0.04889 | 10 | Industrial_2040_Economic_MW_Before Competition Groups_10 | High Efficiency HVAC Fans | 4.889% | 0 | 42.7541 | Industrial_2040_Economic_MW_Before Competition Groups_High Efficiency HVAC Fans
Industrial | Ind ¦ High Efficiency HVAC Fans | 2040 | Technical | MW | Before Competition Groups | 42.7541 | 0 | 0 | 931.0399 | 0.045921 | 10 | Industrial_2040_Technical_MW_Before Competition Groups_10 | High Efficiency HVAC Fans | 4.592% | 0 | 42.7541 | Industrial_2040_Technical_MW_Before Competition Groups_High Efficiency HVAC Fans
Industrial | Ind ¦ Fan System Optimization | 2040 | Achievable | MW | Before Competition Groups | 19.5608 | 0 | 0 | 700.8895 | 0.027909 | 11 | Industrial_2040_Achievable_MW_Before Competition Groups_11 | Fan System Optimization | 2.791% | 0 | 19.5608 | Industrial_2040_Achievable_MW_Before Competition Groups_Fan System Optimization
Industrial | Ind ¦ Fan System Optimization | 2040 | Economic | MW | Before Competition Groups | 22.058 | 0 | 0 | 874.4985 | 0.025224 | 11 | Industrial_2040_Economic_MW_Before Competition Groups_11 | Fan System Optimization | 2.522% | 0 | 22.058 | Industrial_2040_Economic_MW_Before Competition Groups_Fan System Optimization
Industrial | Ind ¦ Fan System Optimization | 2040 | Technical | MW | Before Competition Groups | 22.058 | 0 | 0 | 931.0399 | 0.023692 | 11 | Industrial_2040_Technical_MW_Before Competition Groups_11 | Fan System Optimization | 2.369% | 0 | 22.058 | Industrial_2040_Technical_MW_Before Competition Groups_Fan System Optimization
Industrial | Ind ¦ Process Optimization (Elec) | 2040 | Economic | MW | Before Competition Groups | 19.6363 | 0 | 0 | 874.4985 | 0.022454 | 12 | Industrial_2040_Economic_MW_Before Competition Groups_12 | Process Optimization (Elec) | 2.245% | 0 | 19.6363 | Industrial_2040_Economic_MW_Before Competition Groups_Process Optimization (Elec)
Industrial | Ind ¦ Premium Efficient Motors | 2040 | Technical | MW | Before Competition Groups | 19.6607 | 0 | 0 | 931.0399 | 0.021117 | 12 | Industrial_2040_Technical_MW_Before Competition Groups_12 | Premium Efficient Motors | 2.112% | 0 | 19.6607 | Industrial_2040_Technical_MW_Before Competition Groups_Premium Efficient Motors
Industrial | Ind ¦ Process Optimization (Elec) | 2040 | Technical | MW | Before Competition Groups | 19.6363 | 0 | 0 | 931.0399 | 0.021091 | 13 | Industrial_2040_Technical_MW_Before Competition Groups_13 | Process Optimization (Elec) | 2.109% | 0 | 19.6363 | Industrial_2040_Technical_MW_Before Competition Groups_Process Optimization (Elec)
Industrial | Ind ¦ Improved Controls - Process Cooling | 2040 | Achievable | MW | Before Competition Groups | 14.6174 | 0 | 0 | 700.8895 | 0.020855 | 12 | Industrial_2040_Achievable_MW_Before Competition Groups_12 | Improved Controls - Process Cooling | 2.086% | 0 | 14.6174 | Industrial_2040_Achievable_MW_Before Competition Groups_Improved Controls - Process Cooling
Industrial | Ind ¦ Improved Controls - Process Cooling | 2040 | Economic | MW | Before Competition Groups | 15.1336 | 0 | 0 | 874.4985 | 0.017305 | 13 | Industrial_2040_Economic_MW_Before Competition Groups_13 | Improved Controls - Process Cooling | 1.731% | 0 | 15.1336 | Industrial_2040_Economic_MW_Before Competition Groups_Improved Controls - Process Cooling
Industrial | Ind ¦ Improved Controls - Process Cooling | 2040 | Technical | MW | Before Competition Groups | 15.1336 | 0 | 0 | 931.0399 | 0.016254 | 14 | Industrial_2040_Technical_MW_Before Competition Groups_14 | Improved Controls - Process Cooling | 1.625% | 0 | 15.1336 | Industrial_2040_Technical_MW_Before Competition Groups_Improved Controls - Process Cooling
Industrial | Ind ¦ Premium Efficient Motors | 2040 | Economic | MW | Before Competition Groups | 11.901 | 0 | 0 | 874.4985 | 0.013609 | 14 | Industrial_2040_Economic_MW_Before Competition Groups_14 | Premium Efficient Motors | 1.361% | 0 | 11.901 | Industrial_2040_Economic_MW_Before Competition Groups_Premium Efficient Motors
Industrial | Ind ¦ Ventilation Optimization | 2040 | Economic | MW | Before Competition Groups | 10.9136 | 0 | 0 | 874.4985 | 0.01248 | 15 | Industrial_2040_Economic_MW_Before Competition Groups_15 | Ventilation Optimization | 1.248% | 0 | 10.9136 | Industrial_2040_Economic_MW_Before Competition Groups_Ventilation Optimization
Industrial | Ind ¦ Ventilation Optimization | 2040 | Technical | MW | Before Competition Groups | 10.9136 | 0 | 0 | 931.0399 | 0.011722 | 15 | Industrial_2040_Technical_MW_Before Competition Groups_15 | Ventilation Optimization | 1.172% | 0 | 10.9136 | Industrial_2040_Technical_MW_Before Competition Groups_Ventilation Optimization
Industrial | Ind ¦ HVLS Fans | 2040 | Technical | MW | Before Competition Groups | 10.5833 | 0 | 0 | 931.0399 | 0.011367 | 16 | Industrial_2040_Technical_MW_Before Competition Groups_16 | HVLS Fans | 1.137% | 0 | 10.5833 | Industrial_2040_Technical_MW_Before Competition Groups_HVLS Fans
Industrial | Ind ¦ Efficient Irrigation | 2040 | Economic | MW | Before Competition Groups | 8.9491 | 0 | 0 | 874.4985 | 0.010233 | 16 | Industrial_2040_Economic_MW_Before Competition Groups_16 | Efficient Irrigation | 1.023% | 0 | 8.9491 | Industrial_2040_Economic_MW_Before Competition Groups_Efficient Irrigation
Industrial | Ind ¦ Pulp and Paper Process Improvements | 2040 | Achievable | MW | Before Competition Groups | 7.0248 | 0 | 0 | 700.8895 | 0.010023 | 13 | Industrial_2040_Achievable_MW_Before Competition Groups_13 | Pulp and Paper Process Improvements | 1.002% | 0 | 7.0248 | Industrial_2040_Achievable_MW_Before Competition Groups_Pulp and Paper Process Improvements
Industrial | Ind ¦ Ventilation Optimization | 2040 | Achievable | MW | Before Competition Groups | 6.8861 | 0 | 0 | 700.8895 | 0.0098248 | 14 | Industrial_2040_Achievable_MW_Before Competition Groups_14 | Ventilation Optimization | 0.9825% | 0 | 6.8861 | Industrial_2040_Achievable_MW_Before Competition Groups_Ventilation Optimization
Industrial | Ind ¦ Efficient Irrigation | 2040 | Technical | MW | Before Competition Groups | 8.9491 | 0 | 0 | 931.0399 | 0.0096119 | 17 | Industrial_2040_Technical_MW_Before Competition Groups_17 | Efficient Irrigation | 0.9612% | 0 | 8.9491 | Industrial_2040_Technical_MW_Before Competition Groups_Efficient Irrigation
Industrial | Ind ¦ Material Handling Improvements | 2040 | Achievable | MW | Before Competition Groups | 6.6165 | 0 | 0 | 700.8895 | 0.0094401 | 15 | Industrial_2040_Achievable_MW_Before Competition Groups_15 | Material Handling Improvements | 0.944% | 0 | 6.6165 | Industrial_2040_Achievable_MW_Before Competition Groups_Material Handling Improvements
Industrial | Ind ¦ Material Handling Improvements | 2040 | Economic | MW | Before Competition Groups | 7.9002 | 0 | 0 | 874.4985 | 0.0090339 | 17 | Industrial_2040_Economic_MW_Before Competition Groups_17 | Material Handling Improvements | 0.9034% | 0 | 7.9002 | Industrial_2040_Economic_MW_Before Competition Groups_Material Handling Improvements
Industrial | Ind ¦ HE HVAC Controls | 2040 | Technical | MW | Before Competition Groups | 8.2497 | 0 | 0 | 931.0399 | 0.0088607 | 18 | Industrial_2040_Technical_MW_Before Competition Groups_18 | HE HVAC Controls | 0.8861% | 0 | 8.2497 | Industrial_2040_Technical_MW_Before Competition Groups_HE HVAC Controls
Industrial | Ind ¦ HE HVAC Units | 2040 | Technical | MW | Before Competition Groups | 8.1627 | 0 | 0 | 931.0399 | 0.0087673 | 19 | Industrial_2040_Technical_MW_Before Competition Groups_19 | HE HVAC Units | 0.8767% | 0 | 8.1627 | Industrial_2040_Technical_MW_Before Competition Groups_HE HVAC Units
Industrial | Ind ¦ Efficient Irrigation | 2040 | Achievable | MW | Before Competition Groups | 6.1213 | 0 | 0 | 700.8895 | 0.0087336 | 16 | Industrial_2040_Achievable_MW_Before Competition Groups_16 | Efficient Irrigation | 0.8734% | 0 | 6.1213 | Industrial_2040_Achievable_MW_Before Competition Groups_Efficient Irrigation
Industrial | Ind ¦ Pulp and Paper Process Improvements | 2040 | Economic | MW | Before Competition Groups | 7.551 | 0 | 0 | 874.4985 | 0.0086346 | 18 | Industrial_2040_Economic_MW_Before Competition Groups_18 | Pulp and Paper Process Improvements | 0.8635% | 0 | 7.551 | Industrial_2040_Economic_MW_Before Competition Groups_Pulp and Paper Process Improvements
Industrial | Ind ¦ Material Handling Improvements | 2040 | Technical | MW | Before Competition Groups | 7.9002 | 0 | 0 | 931.0399 | 0.0084853 | 20 | Industrial_2040_Technical_MW_Before Competition Groups_20 | Material Handling Improvements | 0.8485% | 0 | 7.9002 | Industrial_2040_Technical_MW_Before Competition Groups_Material Handling Improvements
Industrial | Ind ¦ Process Optimization (Elec) | 2040 | Achievable | MW | Before Competition Groups | 5.8314 | 0 | 0 | 700.8895 | 0.00832 | 17 | Industrial_2040_Achievable_MW_Before Competition Groups_17 | Process Optimization (Elec) | 0.832% | 0 | 5.8314 | Industrial_2040_Achievable_MW_Before Competition Groups_Process Optimization (Elec)
Industrial | Ind ¦ Pulp and Paper Process Improvements | 2040 | Technical | MW | Before Competition Groups | 7.551 | 0 | 0 | 931.0399 | 0.0081102 | 21 | Industrial_2040_Technical_MW_Before Competition Groups_21 | Pulp and Paper Process Improvements | 0.811% | 0 | 7.551 | Industrial_2040_Technical_MW_Before Competition Groups_Pulp and Paper Process Improvements
Industrial | Ind ¦ Refiner Plate Improvements | 2040 | Economic | MW | Before Competition Groups | 6.8896 | 0 | 0 | 874.4985 | 0.0078784 | 19 | Industrial_2040_Economic_MW_Before Competition Groups_19 | Refiner Plate Improvements | 0.7878% | 0 | 6.8896 | Industrial_2040_Economic_MW_Before Competition Groups_Refiner Plate Improvements
Industrial | Ind ¦ Free Cooling | 2040 | Economic | MW | Before Competition Groups | 6.7521 | 0 | 0 | 874.4985 | 0.0077211 | 20 | Industrial_2040_Economic_MW_Before Competition Groups_20 | Free Cooling | 0.7721% | 0 | 6.7521 | Industrial_2040_Economic_MW_Before Competition Groups_Free Cooling
Industrial | Ind ¦ Refiner Plate Improvements | 2040 | Technical | MW | Before Competition Groups | 6.8896 | 0 | 0 | 931.0399 | 0.0073999 | 22 | Industrial_2040_Technical_MW_Before Competition Groups_22 | Refiner Plate Improvements | 0.74% | 0 | 6.8896 | Industrial_2040_Technical_MW_Before Competition Groups_Refiner Plate Improvements
Industrial | Ind ¦ Refiner Plate Improvements | 2040 | Achievable | MW | Before Competition Groups | 5.1175 | 0 | 0 | 700.8895 | 0.0073014 | 18 | Industrial_2040_Achievable_MW_Before Competition Groups_18 | Refiner Plate Improvements | 0.7301% | 0 | 5.1175 | Industrial_2040_Achievable_MW_Before Competition Groups_Refiner Plate Improvements
Industrial | Ind ¦ Free Cooling | 2040 | Technical | MW | Before Competition Groups | 6.7521 | 0 | 0 | 931.0399 | 0.0072522 | 23 | Industrial_2040_Technical_MW_Before Competition Groups_23 | Free Cooling | 0.7252% | 0 | 6.7521 | Industrial_2040_Technical_MW_Before Competition Groups_Free Cooling
Industrial | Ind ¦ Free Cooling | 2040 | Achievable | MW | Before Competition Groups | 5.0415 | 0 | 0 | 700.8895 | 0.007193 | 19 | Industrial_2040_Achievable_MW_Before Competition Groups_19 | Free Cooling | 0.7193% | 0 | 5.0415 | Industrial_2040_Achievable_MW_Before Competition Groups_Free Cooling
Industrial | Ind ¦ Chiller Optimization | 2040 | Technical | MW | Before Competition Groups | 5.3288 | 0 | 0 | 931.0399 | 0.0057235 | 24 | Industrial_2040_Technical_MW_Before Competition Groups_24 | Chiller Optimization | 0.5723% | 0 | 5.3288 | Industrial_2040_Technical_MW_Before Competition Groups_Chiller Optimization
Industrial | Ind ¦ Cold Storage Retrofit | 2040 | Technical | MW | Before Competition Groups | 4.8099 | 0 | 0 | 931.0399 | 0.0051662 | 25 | Industrial_2040_Technical_MW_Before Competition Groups_25 | Cold Storage Retrofit | 0.5166% | 0 | 4.8099 | Industrial_2040_Technical_MW_Before Competition Groups_Cold Storage Retrofit
Industrial | Ind ¦ VAV Conversion Project | 2040 | Achievable | MW | Before Competition Groups | 3.6064 | 0 | 0 | 700.8895 | 0.0051455 | 20 | Industrial_2040_Achievable_MW_Before Competition Groups_20 | VAV Conversion Project | 0.5146% | 0 | 3.6064 | Industrial_2040_Achievable_MW_Before Competition Groups_VAV Conversion Project
Industrial | Ind ¦ Cooling Tower Optimization | 2040 | Economic | MW | Before Competition Groups | 4.048 | 0 | 0 | 874.4985 | 0.0046289 | 21 | Industrial_2040_Economic_MW_Before Competition Groups_21 | Cooling Tower Optimization | 0.4629% | 0 | 4.048 | Industrial_2040_Economic_MW_Before Competition Groups_Cooling Tower Optimization
Industrial | Ind ¦ Cooling Tower Optimization | 2040 | Technical | MW | Before Competition Groups | 4.048 | 0 | 0 | 931.0399 | 0.0043478 | 26 | Industrial_2040_Technical_MW_Before Competition Groups_26 | Cooling Tower Optimization | 0.4348% | 0 | 4.048 | Industrial_2040_Technical_MW_Before Competition Groups_Cooling Tower Optimization
Industrial | Ind ¦ VAV Conversion Project | 2040 | Economic | MW | Before Competition Groups | 3.6555 | 0 | 0 | 874.4985 | 0.0041801 | 22 | Industrial_2040_Economic_MW_Before Competition Groups_22 | VAV Conversion Project | 0.418% | 0 | 3.6555 | Industrial_2040_Economic_MW_Before Competition Groups_VAV Conversion Project
Industrial | Ind ¦ VAV Conversion Project | 2040 | Technical | MW | Before Competition Groups | 3.6555 | 0 | 0 | 931.0399 | 0.0039263 | 27 | Industrial_2040_Technical_MW_Before Competition Groups_27 | VAV Conversion Project | 0.3926% | 0 | 3.6555 | Industrial_2040_Technical_MW_Before Competition Groups_VAV Conversion Project
Industrial | Ind ¦ Cooling Tower Optimization | 2040 | Achievable | MW | Before Competition Groups | 2.6432 | 0 | 0 | 700.8895 | 0.0037712 | 21 | Industrial_2040_Achievable_MW_Before Competition Groups_21 | Cooling Tower Optimization | 0.3771% | 0 | 2.6432 | Industrial_2040_Achievable_MW_Before Competition Groups_Cooling Tower Optimization
Industrial | Ind ¦ High Efficiency Battery Charger | 2040 | Economic | MW | Before Competition Groups | 3.0781 | 0 | 0 | 874.4985 | 0.0035199 | 23 | Industrial_2040_Economic_MW_Before Competition Groups_23 | High Efficiency Battery Charger | 0.352% | 0 | 3.0781 | Industrial_2040_Economic_MW_Before Competition Groups_High Efficiency Battery Charger
Industrial | Ind ¦ High Efficiency Battery Charger | 2040 | Achievable | MW | Before Competition Groups | 2.4376 | 0 | 0 | 700.8895 | 0.0034779 | 22 | Industrial_2040_Achievable_MW_Before Competition Groups_22 | High Efficiency Battery Charger | 0.3478% | 0 | 2.4376 | Industrial_2040_Achievable_MW_Before Competition Groups_High Efficiency Battery Charger
Industrial | Ind ¦ High Efficiency Battery Charger | 2040 | Technical | MW | Before Competition Groups | 3.0781 | 0 | 0 | 931.0399 | 0.0033061 | 28 | Industrial_2040_Technical_MW_Before Competition Groups_28 | High Efficiency Battery Charger | 0.3306% | 0 | 3.0781 | Industrial_2040_Technical_MW_Before Competition Groups_High Efficiency Battery Charger
Industrial | Ind ¦ Process Heat Recovery | 2040 | Achievable | MW | Before Competition Groups | 2.2696 | 0 | 0 | 700.8895 | 0.0032382 | 23 | Industrial_2040_Achievable_MW_Before Competition Groups_23 | Process Heat Recovery | 0.3238% | 0 | 2.2696 | Industrial_2040_Achievable_MW_Before Competition Groups_Process Heat Recovery
Industrial | Ind ¦ Synchronous Belts | 2040 | Economic | MW | Before Competition Groups | 2.523 | 0 | 0 | 874.4985 | 0.0028851 | 24 | Industrial_2040_Economic_MW_Before Competition Groups_24 | Synchronous Belts | 0.2885% | 0 | 2.523 | Industrial_2040_Economic_MW_Before Competition Groups_Synchronous Belts
Industrial | Ind ¦ Synchronous Belts | 2040 | Technical | MW | Before Competition Groups | 2.523 | 0 | 0 | 931.0399 | 0.0027098 | 29 | Industrial_2040_Technical_MW_Before Competition Groups_29 | Synchronous Belts | 0.271% | 0 | 2.523 | Industrial_2040_Technical_MW_Before Competition Groups_Synchronous Belts
Industrial | Ind ¦ Dairy Pre-Cooler | 2040 | Economic | MW | Before Competition Groups | 2.3637 | 0 | 0 | 874.4985 | 0.0027029 | 25 | Industrial_2040_Economic_MW_Before Competition Groups_25 | Dairy Pre-Cooler | 0.2703% | 0 | 2.3637 | Industrial_2040_Economic_MW_Before Competition Groups_Dairy Pre-Cooler
Industrial | Ind ¦ Process Heat Recovery | 2040 | Economic | MW | Before Competition Groups | 2.3216 | 0 | 0 | 874.4985 | 0.0026548 | 26 | Industrial_2040_Economic_MW_Before Competition Groups_26 | Process Heat Recovery | 0.2655% | 0 | 2.3216 | Industrial_2040_Economic_MW_Before Competition Groups_Process Heat Recovery
Industrial | Ind ¦ Process Improvements | 2040 | Achievable | MW | Before Competition Groups | 1.8492 | 0 | 0 | 700.8895 | 0.0026384 | 24 | Industrial_2040_Achievable_MW_Before Competition Groups_24 | Process Improvements | 0.2638% | 0 | 1.8492 | Industrial_2040_Achievable_MW_Before Competition Groups_Process Improvements
Industrial | Ind ¦ Dairy Pre-Cooler | 2040 | Achievable | MW | Before Competition Groups | 1.7912 | 0 | 0 | 700.8895 | 0.0025555 | 25 | Industrial_2040_Achievable_MW_Before Competition Groups_25 | Dairy Pre-Cooler | 0.2556% | 0 | 1.7912 | Industrial_2040_Achievable_MW_Before Competition Groups_Dairy Pre-Cooler
Industrial | Ind ¦ Dairy Pre-Cooler | 2040 | Technical | MW | Before Competition Groups | 2.3637 | 0 | 0 | 931.0399 | 0.0025388 | 30 | Industrial_2040_Technical_MW_Before Competition Groups_30 | Dairy Pre-Cooler | 0.2539% | 0 | 2.3637 | Industrial_2040_Technical_MW_Before Competition Groups_Dairy Pre-Cooler
Industrial | Ind ¦ Process Heat Recovery | 2040 | Technical | MW | Before Competition Groups | 2.3216 | 0 | 0 | 931.0399 | 0.0024936 | 31 | Industrial_2040_Technical_MW_Before Competition Groups_31 | Process Heat Recovery | 0.2494% | 0 | 2.3216 | Industrial_2040_Technical_MW_Before Competition Groups_Process Heat Recovery
Industrial | Ind ¦ Refrigeration Compressor VFD | 2040 | Achievable | MW | Before Competition Groups | 1.724 | 0 | 0 | 700.8895 | 0.0024597 | 26 | Industrial_2040_Achievable_MW_Before Competition Groups_26 | Refrigeration Compressor VFD | 0.246% | 0 | 1.724 | Industrial_2040_Achievable_MW_Before Competition Groups_Refrigeration Compressor VFD
Industrial | Ind ¦ Refrigeration Compressor VFD | 2040 | Economic | MW | Before Competition Groups | 2.0548 | 0 | 0 | 874.4985 | 0.0023496 | 27 | Industrial_2040_Economic_MW_Before Competition Groups_27 | Refrigeration Compressor VFD | 0.235% | 0 | 2.0548 | Industrial_2040_Economic_MW_Before Competition Groups_Refrigeration Compressor VFD
Industrial | Ind ¦ Refrigeration Compressor VFD | 2040 | Technical | MW | Before Competition Groups | 2.0548 | 0 | 0 | 931.0399 | 0.002207 | 32 | Industrial_2040_Technical_MW_Before Competition Groups_32 | Refrigeration Compressor VFD | 0.2207% | 0 | 2.0548 | Industrial_2040_Technical_MW_Before Competition Groups_Refrigeration Compressor VFD
Industrial | Ind ¦ Process Improvements | 2040 | Economic | MW | Before Competition Groups | 1.8732 | 0 | 0 | 874.4985 | 0.002142 | 28 | Industrial_2040_Economic_MW_Before Competition Groups_28 | Process Improvements | 0.2142% | 0 | 1.8732 | Industrial_2040_Economic_MW_Before Competition Groups_Process Improvements
Industrial | Ind ¦ Process Improvements | 2040 | Technical | MW | Before Competition Groups | 1.8732 | 0 | 0 | 931.0399 | 0.0020119 | 33 | Industrial_2040_Technical_MW_Before Competition Groups_33 | Process Improvements | 0.2012% | 0 | 1.8732 | Industrial_2040_Technical_MW_Before Competition Groups_Process Improvements
Industrial | Ind ¦ Synchronous Belts | 2040 | Achievable | MW | Before Competition Groups | 1.2707 | 0 | 0 | 700.8895 | 0.001813 | 27 | Industrial_2040_Achievable_MW_Before Competition Groups_27 | Synchronous Belts | 0.1813% | 0 | 1.2707 | Industrial_2040_Achievable_MW_Before Competition Groups_Synchronous Belts
Industrial | Ind ¦ Improved Controls - Process Heating | 2040 | Achievable | MW | Before Competition Groups | 1.1917 | 0 | 0 | 700.8895 | 0.0017003 | 28 | Industrial_2040_Achievable_MW_Before Competition Groups_28 | Improved Controls - Process Heating | 0.17% | 0 | 1.1917 | Industrial_2040_Achievable_MW_Before Competition Groups_Improved Controls - Process Heating
Industrial | Ind ¦ Efficient Transformer | 2040 | Technical | MW | Before Competition Groups | 1.5443 | 0 | 0 | 931.0399 | 0.0016586 | 34 | Industrial_2040_Technical_MW_Before Competition Groups_34 | Efficient Transformer | 0.1659% | 0 | 1.5443 | Industrial_2040_Technical_MW_Before Competition Groups_Efficient Transformer
Industrial | Ind ¦ High Efficiency Welders | 2040 | Technical | MW | Before Competition Groups | 1.4867 | 0 | 0 | 931.0399 | 0.0015968 | 35 | Industrial_2040_Technical_MW_Before Competition Groups_35 | High Efficiency Welders | 0.1597% | 0 | 1.4867 | Industrial_2040_Technical_MW_Before Competition Groups_High Efficiency Welders
Industrial | Ind ¦ HVLS Fans | 2040 | Achievable | MW | Before Competition Groups | 1.1073 | 0 | 0 | 700.8895 | 0.0015799 | 29 | Industrial_2040_Achievable_MW_Before Competition Groups_29 | HVLS Fans | 0.158% | 0 | 1.1073 | Industrial_2040_Achievable_MW_Before Competition Groups_HVLS Fans
Industrial | Ind ¦ Improved Controls - Process Heating | 2040 | Economic | MW | Before Competition Groups | 1.2546 | 0 | 0 | 874.4985 | 0.0014346 | 29 | Industrial_2040_Economic_MW_Before Competition Groups_29 | Improved Controls - Process Heating | 0.1435% | 0 | 1.2546 | Industrial_2040_Economic_MW_Before Competition Groups_Improved Controls - Process Heating
Industrial | Ind ¦ Improved Controls - Process Heating | 2040 | Technical | MW | Before Competition Groups | 1.2546 | 0 | 0 | 931.0399 | 0.0013475 | 36 | Industrial_2040_Technical_MW_Before Competition Groups_36 | Improved Controls - Process Heating | 0.1348% | 0 | 1.2546 | Industrial_2040_Technical_MW_Before Competition Groups_Improved Controls - Process Heating
Industrial | Ind ¦ Engine Block Heater Timer | 2040 | Achievable | MW | Before Competition Groups | 0.72725 | 0 | 0 | 700.8895 | 0.0010376 | 30 | Industrial_2040_Achievable_MW_Before Competition Groups_30 | Engine Block Heater Timer | 0.1038% | 0 | 0.72725 | Industrial_2040_Achievable_MW_Before Competition Groups_Engine Block Heater Timer
Industrial | Ind ¦ Engine Block Heater Timer | 2040 | Economic | MW | Before Competition Groups | 0.73811 | 0 | 0 | 874.4985 | 0.00084404 | 30 | Industrial_2040_Economic_MW_Before Competition Groups_30 | Engine Block Heater Timer | 0.0844% | 0 | 0.73811 | Industrial_2040_Economic_MW_Before Competition Groups_Engine Block Heater Timer
Industrial | Ind ¦ Engine Block Heater Timer | 2040 | Technical | MW | Before Competition Groups | 0.73811 | 0 | 0 | 931.0399 | 0.00079278 | 37 | Industrial_2040_Technical_MW_Before Competition Groups_37 | Engine Block Heater Timer | 0.07928% | 0 | 0.73811 | Industrial_2040_Technical_MW_Before Competition Groups_Engine Block Heater Timer
Industrial | Ind ¦ Premium Efficient Motors | 2040 | Achievable | MW | Before Competition Groups | 0.49999 | 0 | 0 | 700.8895 | 0.00071337 | 31 | Industrial_2040_Achievable_MW_Before Competition Groups_31 | Premium Efficient Motors | 0.07134% | 0 | 0.49999 | Industrial_2040_Achievable_MW_Before Competition Groups_Premium Efficient Motors
Industrial | Ind ¦ Efficient Refrigeration Compressor | 2040 | Achievable | MW | Before Competition Groups | 0.43468 | 0 | 0 | 700.8895 | 0.00062018 | 32 | Industrial_2040_Achievable_MW_Before Competition Groups_32 | Efficient Refrigeration Compressor | 0.06202% | 0 | 0.43468 | Industrial_2040_Achievable_MW_Before Competition Groups_Efficient Refrigeration Compressor
Industrial | Ind ¦ Efficient Refrigeration Compressor | 2040 | Economic | MW | Before Competition Groups | 0.48119 | 0 | 0 | 874.4985 | 0.00055025 | 31 | Industrial_2040_Economic_MW_Before Competition Groups_31 | Efficient Refrigeration Compressor | 0.05502% | 0 | 0.48119 | Industrial_2040_Economic_MW_Before Competition Groups_Efficient Refrigeration Compressor
Industrial | Ind ¦ Efficient Refrigeration Compressor | 2040 | Technical | MW | Before Competition Groups | 0.48119 | 0 | 0 | 931.0399 | 0.00051683 | 38 | Industrial_2040_Technical_MW_Before Competition Groups_38 | Efficient Refrigeration Compressor | 0.05168% | 0 | 0.48119 | Industrial_2040_Technical_MW_Before Competition Groups_Efficient Refrigeration Compressor
Industrial | Ind ¦ Heat Lamps/Heat Pad | 2040 | Technical | MW | Before Competition Groups | 0.463 | 0 | 0 | 931.0399 | 0.00049729 | 39 | Industrial_2040_Technical_MW_Before Competition Groups_39 | Heat Lamps/Heat Pad | 0.04973% | 0 | 0.463 | Industrial_2040_Technical_MW_Before Competition Groups_Heat Lamps/Heat Pad
Industrial | Ind ¦ Air Compressor Heat Recovery | 2040 | Achievable | MW | Before Competition Groups | 0.31326 | 0 | 0 | 700.8895 | 0.00044695 | 33 | Industrial_2040_Achievable_MW_Before Competition Groups_33 | Air Compressor Heat Recovery | 0.0447% | 0 | 0.31326 | Industrial_2040_Achievable_MW_Before Competition Groups_Air Compressor Heat Recovery
Industrial | Ind ¦ Efficient Transformer | 2040 | Achievable | MW | Before Competition Groups | 0.26643 | 0 | 0 | 700.8895 | 0.00038013 | 34 | Industrial_2040_Achievable_MW_Before Competition Groups_34 | Efficient Transformer | 0.03801% | 0 | 0.26643 | Industrial_2040_Achievable_MW_Before Competition Groups_Efficient Transformer
Industrial | Ind ¦ Air Compressor Heat Recovery | 2040 | Economic | MW | Before Competition Groups | 0.33138 | 0 | 0 | 874.4985 | 0.00037893 | 32 | Industrial_2040_Economic_MW_Before Competition Groups_32 | Air Compressor Heat Recovery | 0.03789% | 0 | 0.33138 | Industrial_2040_Economic_MW_Before Competition Groups_Air Compressor Heat Recovery
Industrial | Ind ¦ Air Compressor Heat Recovery | 2040 | Technical | MW | Before Competition Groups | 0.33138 | 0 | 0 | 931.0399 | 0.00035592 | 40 | Industrial_2040_Technical_MW_Before Competition Groups_40 | Air Compressor Heat Recovery | 0.03559% | 0 | 0.33138 | Industrial_2040_Technical_MW_Before Competition Groups_Air Compressor Heat Recovery
Industrial | Ind ¦ High Efficiency Welders | 2040 | Achievable | MW | Before Competition Groups | 0.23244 | 0 | 0 | 700.8895 | 0.00033164 | 35 | Industrial_2040_Achievable_MW_Before Competition Groups_35 | High Efficiency Welders | 0.03316% | 0 | 0.23244 | Industrial_2040_Achievable_MW_Before Competition Groups_High Efficiency Welders
Industrial | Ind ¦ Creep Heat Controller | 2040 | Economic | MW | Before Competition Groups | 0.2875 | 0 | 0 | 874.4985 | 0.00032876 | 33 | Industrial_2040_Economic_MW_Before Competition Groups_33 | Creep Heat Controller | 0.03288% | 0 | 0.2875 | Industrial_2040_Economic_MW_Before Competition Groups_Creep Heat Controller
Industrial | Ind ¦ Heat Lamps/Heat Pad | 2040 | Achievable | MW | Before Competition Groups | 0.22622 | 0 | 0 | 700.8895 | 0.00032276 | 36 | Industrial_2040_Achievable_MW_Before Competition Groups_36 | Heat Lamps/Heat Pad | 0.03228% | 0 | 0.22622 | Industrial_2040_Achievable_MW_Before Competition Groups_Heat Lamps/Heat Pad
Industrial | Ind ¦ Creep Heat Controller | 2040 | Technical | MW | Before Competition Groups | 0.2875 | 0 | 0 | 931.0399 | 0.00030879 | 41 | Industrial_2040_Technical_MW_Before Competition Groups_41 | Creep Heat Controller | 0.03088% | 0 | 0.2875 | Industrial_2040_Technical_MW_Before Competition Groups_Creep Heat Controller
Industrial | Ind ¦ Optimize Compressed Air Dryer | 2040 | Economic | MW | Before Competition Groups | 0.2391 | 0 | 0 | 874.4985 | 0.00027342 | 34 | Industrial_2040_Economic_MW_Before Competition Groups_34 | Optimize Compressed Air Dryer | 0.02734% | 0 | 0.2391 | Industrial_2040_Economic_MW_Before Competition Groups_Optimize Compressed Air Dryer
Industrial | Ind ¦ HVLS Fans | 2040 | Economic | MW | Before Competition Groups | 0.23467 | 0 | 0 | 874.4985 | 0.00026834 | 35 | Industrial_2040_Economic_MW_Before Competition Groups_35 | HVLS Fans | 0.02683% | 0 | 0.23467 | Industrial_2040_Economic_MW_Before Competition Groups_HVLS Fans
Industrial | Ind ¦ Optimize Compressed Air Dryer | 2040 | Technical | MW | Before Competition Groups | 0.2391 | 0 | 0 | 931.0399 | 0.00025681 | 42 | Industrial_2040_Technical_MW_Before Competition Groups_42 | Optimize Compressed Air Dryer | 0.02568% | 0 | 0.2391 | Industrial_2040_Technical_MW_Before Competition Groups_Optimize Compressed Air Dryer
Industrial | Ind ¦ Efficient Transformer | 2040 | Economic | MW | Before Competition Groups | 0.18813 | 0 | 0 | 874.4985 | 0.00021513 | 36 | Industrial_2040_Economic_MW_Before Competition Groups_36 | Efficient Transformer | 0.02151% | 0 | 0.18813 | Industrial_2040_Economic_MW_Before Competition Groups_Efficient Transformer
Industrial | Ind ¦ Heat Lamps/Heat Pad | 2040 | Economic | MW | Before Competition Groups | 0.16237 | 0 | 0 | 874.4985 | 0.00018568 | 37 | Industrial_2040_Economic_MW_Before Competition Groups_37 | Heat Lamps/Heat Pad | 0.01857% | 0 | 0.16237 | Industrial_2040_Economic_MW_Before Competition Groups_Heat Lamps/Heat Pad
Industrial | Ind ¦ High Efficiency Welders | 2040 | Economic | MW | Before Competition Groups | 0.14604 | 0 | 0 | 874.4985 | 0.000167 | 38 | Industrial_2040_Economic_MW_Before Competition Groups_38 | High Efficiency Welders | 0.0167% | 0 | 0.14604 | Industrial_2040_Economic_MW_Before Competition Groups_High Efficiency Welders
Industrial | Ind ¦ Optimize Compressed Air Dryer | 2040 | Achievable | MW | Before Competition Groups | 0.083112 | 0 | 0 | 700.8895 | 0.00011858 | 37 | Industrial_2040_Achievable_MW_Before Competition Groups_37 | Optimize Compressed Air Dryer | 0.01186% | 0 | 0.083112 | Industrial_2040_Achievable_MW_Before Competition Groups_Optimize Compressed Air Dryer
Industrial | Ind ¦ Creep Heat Controller | 2040 | Achievable | MW | Before Competition Groups | 0.05453 | 0 | 0 | 700.8895 | 7.7801e-05 | 38 | Industrial_2040_Achievable_MW_Before Competition Groups_38 | Creep Heat Controller | 0.00778% | 0 | 0.05453 | Industrial_2040_Achievable_MW_Before Competition Groups_Creep Heat Controller
Industrial | Ind ¦ Pump System Optimization | 2041 | Economic | MW | Before Competition Groups | 135.8744 | 0 | 0 | 877.2515 | 0.15489 | 1 | Industrial_2041_Economic_MW_Before Competition Groups_1 | Pump System Optimization | 15.49% | 0 | 135.8744 | Industrial_2041_Economic_MW_Before Competition Groups_Pump System Optimization
Industrial | Ind ¦ Pump System Optimization | 2041 | Achievable | MW | Before Competition Groups | 108.6969 | 0 | 0 | 722.6143 | 0.15042 | 1 | Industrial_2041_Achievable_MW_Before Competition Groups_1 | Pump System Optimization | 15.04% | 0 | 108.6969 | Industrial_2041_Achievable_MW_Before Competition Groups_Pump System Optimization
Industrial | Ind ¦ Pump System Optimization | 2041 | Technical | MW | Before Competition Groups | 138.1921 | 0 | 0 | 933.6098 | 0.14802 | 1 | Industrial_2041_Technical_MW_Before Competition Groups_1 | Pump System Optimization | 14.8% | 0 | 138.1921 | Industrial_2041_Technical_MW_Before Competition Groups_Pump System Optimization
Industrial | Ind ¦ HE Lighting | 2041 | Economic | MW | Before Competition Groups | 102.8039 | 0 | 0 | 877.2515 | 0.11719 | 2 | Industrial_2041_Economic_MW_Before Competition Groups_2 | HE Lighting | 11.72% | 0 | 102.8039 | Industrial_2041_Economic_MW_Before Competition Groups_HE Lighting
Industrial | Ind ¦ HE Lighting | 2041 | Technical | MW | Before Competition Groups | 109.3706 | 0 | 0 | 933.6098 | 0.11715 | 2 | Industrial_2041_Technical_MW_Before Competition Groups_2 | HE Lighting | 11.71% | 0 | 109.3706 | Industrial_2041_Technical_MW_Before Competition Groups_HE Lighting
Industrial | Ind ¦ HE Lighting | 2041 | Achievable | MW | Before Competition Groups | 72.6281 | 0 | 0 | 722.6143 | 0.10051 | 2 | Industrial_2041_Achievable_MW_Before Competition Groups_2 | HE Lighting | 10.05% | 0 | 72.6281 | Industrial_2041_Achievable_MW_Before Competition Groups_HE Lighting
Industrial | Ind ¦ Air Leak Survey and Repair | 2041 | Achievable | MW | Before Competition Groups | 67.9067 | 0 | 0 | 722.6143 | 0.093974 | 3 | Industrial_2041_Achievable_MW_Before Competition Groups_3 | Air Leak Survey and Repair | 9.397% | 0 | 67.9067 | Industrial_2041_Achievable_MW_Before Competition Groups_Air Leak Survey and Repair
Industrial | Ind ¦ Greenhouse Grow Lights | 2041 | Achievable | MW | Before Competition Groups | 67.4566 | 0 | 0 | 722.6143 | 0.093351 | 4 | Industrial_2041_Achievable_MW_Before Competition Groups_4 | Greenhouse Grow Lights | 9.335% | 0 | 67.4566 | Industrial_2041_Achievable_MW_Before Competition Groups_Greenhouse Grow Lights
Industrial | Ind ¦ Greenhouse Grow Lights | 2041 | Economic | MW | Before Competition Groups | 81.5636 | 0 | 0 | 877.2515 | 0.092976 | 3 | Industrial_2041_Economic_MW_Before Competition Groups_3 | Greenhouse Grow Lights | 9.298% | 0 | 81.5636 | Industrial_2041_Economic_MW_Before Competition Groups_Greenhouse Grow Lights
Industrial | Ind ¦ Greenhouse Grow Lights | 2041 | Technical | MW | Before Competition Groups | 81.5636 | 0 | 0 | 933.6098 | 0.087364 | 3 | Industrial_2041_Technical_MW_Before Competition Groups_3 | Greenhouse Grow Lights | 8.736% | 0 | 81.5636 | Industrial_2041_Technical_MW_Before Competition Groups_Greenhouse Grow Lights
Industrial | Ind ¦ Air Compressor Optimization | 2041 | Achievable | MW | Before Competition Groups | 59.9373 | 0 | 0 | 722.6143 | 0.082945 | 5 | Industrial_2041_Achievable_MW_Before Competition Groups_5 | Air Compressor Optimization | 8.295% | 0 | 59.9373 | Industrial_2041_Achievable_MW_Before Competition Groups_Air Compressor Optimization
Industrial | Ind ¦ Air Leak Survey and Repair | 2041 | Economic | MW | Before Competition Groups | 70.3078 | 0 | 0 | 877.2515 | 0.080145 | 4 | Industrial_2041_Economic_MW_Before Competition Groups_4 | Air Leak Survey and Repair | 8.015% | 0 | 70.3078 | Industrial_2041_Economic_MW_Before Competition Groups_Air Leak Survey and Repair
Industrial | Ind ¦ Air Compressor Optimization | 2041 | Economic | MW | Before Competition Groups | 69.9034 | 0 | 0 | 877.2515 | 0.079685 | 5 | Industrial_2041_Economic_MW_Before Competition Groups_5 | Air Compressor Optimization | 7.968% | 0 | 69.9034 | Industrial_2041_Economic_MW_Before Competition Groups_Air Compressor Optimization
Industrial | Ind ¦ Pump Equipment Upgrade | 2041 | Achievable | MW | Before Competition Groups | 55.3891 | 0 | 0 | 722.6143 | 0.076651 | 6 | Industrial_2041_Achievable_MW_Before Competition Groups_6 | Pump Equipment Upgrade | 7.665% | 0 | 55.3891 | Industrial_2041_Achievable_MW_Before Competition Groups_Pump Equipment Upgrade
Industrial | Ind ¦ Air Leak Survey and Repair | 2041 | Technical | MW | Before Competition Groups | 70.3078 | 0 | 0 | 933.6098 | 0.075307 | 4 | Industrial_2041_Technical_MW_Before Competition Groups_4 | Air Leak Survey and Repair | 7.531% | 0 | 70.3078 | Industrial_2041_Technical_MW_Before Competition Groups_Air Leak Survey and Repair
Industrial | Ind ¦ Air Compressor Optimization | 2041 | Technical | MW | Before Competition Groups | 69.9034 | 0 | 0 | 933.6098 | 0.074874 | 5 | Industrial_2041_Technical_MW_Before Competition Groups_5 | Air Compressor Optimization | 7.487% | 0 | 69.9034 | Industrial_2041_Technical_MW_Before Competition Groups_Air Compressor Optimization
Industrial | Ind ¦ Pump Equipment Upgrade | 2041 | Economic | MW | Before Competition Groups | 64.7351 | 0 | 0 | 877.2515 | 0.073793 | 6 | Industrial_2041_Economic_MW_Before Competition Groups_6 | Pump Equipment Upgrade | 7.379% | 0 | 64.7351 | Industrial_2041_Economic_MW_Before Competition Groups_Pump Equipment Upgrade
Industrial | Ind ¦ Recommissioning | 2041 | Achievable | MW | Before Competition Groups | 52.0269 | 0 | 0 | 722.6143 | 0.071998 | 7 | Industrial_2041_Achievable_MW_Before Competition Groups_7 | Recommissioning | 7.2% | 0 | 52.0269 | Industrial_2041_Achievable_MW_Before Competition Groups_Recommissioning
Industrial | Ind ¦ SEM | 2041 | Achievable | MW | Before Competition Groups | 52.0269 | 0 | 0 | 722.6143 | 0.071998 | 8 | Industrial_2041_Achievable_MW_Before Competition Groups_8 | SEM | 7.2% | 0 | 52.0269 | Industrial_2041_Achievable_MW_Before Competition Groups_SEM
Industrial | Ind ¦ Pump Equipment Upgrade | 2041 | Technical | MW | Before Competition Groups | 64.7351 | 0 | 0 | 933.6098 | 0.069338 | 6 | Industrial_2041_Technical_MW_Before Competition Groups_6 | Pump Equipment Upgrade | 6.934% | 0 | 64.7351 | Industrial_2041_Technical_MW_Before Competition Groups_Pump Equipment Upgrade
Industrial | Ind ¦ Efficient Compressed Air Nozzles | 2041 | Economic | MW | Before Competition Groups | 60.1199 | 0 | 0 | 877.2515 | 0.068532 | 7 | Industrial_2041_Economic_MW_Before Competition Groups_7 | Efficient Compressed Air Nozzles | 6.853% | 0 | 60.1199 | Industrial_2041_Economic_MW_Before Competition Groups_Efficient Compressed Air Nozzles
Industrial | Ind ¦ Efficient Compressed Air Nozzles | 2041 | Achievable | MW | Before Competition Groups | 47.1717 | 0 | 0 | 722.6143 | 0.065279 | 9 | Industrial_2041_Achievable_MW_Before Competition Groups_9 | Efficient Compressed Air Nozzles | 6.528% | 0 | 47.1717 | Industrial_2041_Achievable_MW_Before Competition Groups_Efficient Compressed Air Nozzles
Industrial | Ind ¦ Efficient Compressed Air Nozzles | 2041 | Technical | MW | Before Competition Groups | 60.1199 | 0 | 0 | 933.6098 | 0.064395 | 7 | Industrial_2041_Technical_MW_Before Competition Groups_7 | Efficient Compressed Air Nozzles | 6.44% | 0 | 60.1199 | Industrial_2041_Technical_MW_Before Competition Groups_Efficient Compressed Air Nozzles
Industrial | Ind ¦ Recommissioning | 2041 | Economic | MW | Before Competition Groups | 52.7333 | 0 | 0 | 877.2515 | 0.060112 | 8 | Industrial_2041_Economic_MW_Before Competition Groups_8 | Recommissioning | 6.011% | 0 | 52.7333 | Industrial_2041_Economic_MW_Before Competition Groups_Recommissioning
Industrial | Ind ¦ SEM | 2041 | Economic | MW | Before Competition Groups | 52.7333 | 0 | 0 | 877.2515 | 0.060112 | 9 | Industrial_2041_Economic_MW_Before Competition Groups_9 | SEM | 6.011% | 0 | 52.7333 | Industrial_2041_Economic_MW_Before Competition Groups_SEM
Industrial | Ind ¦ Recommissioning | 2041 | Technical | MW | Before Competition Groups | 52.7333 | 0 | 0 | 933.6098 | 0.056483 | 8 | Industrial_2041_Technical_MW_Before Competition Groups_8 | Recommissioning | 5.648% | 0 | 52.7333 | Industrial_2041_Technical_MW_Before Competition Groups_Recommissioning
Industrial | Ind ¦ SEM | 2041 | Technical | MW | Before Competition Groups | 52.7333 | 0 | 0 | 933.6098 | 0.056483 | 9 | Industrial_2041_Technical_MW_Before Competition Groups_9 | SEM | 5.648% | 0 | 52.7333 | Industrial_2041_Technical_MW_Before Competition Groups_SEM
Industrial | Ind ¦ High Efficiency HVAC Fans | 2041 | Economic | MW | Before Competition Groups | 43.1429 | 0 | 0 | 877.2515 | 0.04918 | 10 | Industrial_2041_Economic_MW_Before Competition Groups_10 | High Efficiency HVAC Fans | 4.918% | 0 | 43.1429 | Industrial_2041_Economic_MW_Before Competition Groups_High Efficiency HVAC Fans
Industrial | Ind ¦ High Efficiency HVAC Fans | 2041 | Achievable | MW | Before Competition Groups | 35.1058 | 0 | 0 | 722.6143 | 0.048582 | 10 | Industrial_2041_Achievable_MW_Before Competition Groups_10 | High Efficiency HVAC Fans | 4.858% | 0 | 35.1058 | Industrial_2041_Achievable_MW_Before Competition Groups_High Efficiency HVAC Fans
Industrial | Ind ¦ High Efficiency HVAC Fans | 2041 | Technical | MW | Before Competition Groups | 43.1429 | 0 | 0 | 933.6098 | 0.046211 | 10 | Industrial_2041_Technical_MW_Before Competition Groups_10 | High Efficiency HVAC Fans | 4.621% | 0 | 43.1429 | Industrial_2041_Technical_MW_Before Competition Groups_High Efficiency HVAC Fans
Industrial | Ind ¦ Fan System Optimization | 2041 | Achievable | MW | Before Competition Groups | 19.9445 | 0 | 0 | 722.6143 | 0.0276 | 11 | Industrial_2041_Achievable_MW_Before Competition Groups_11 | Fan System Optimization | 2.76% | 0 | 19.9445 | Industrial_2041_Achievable_MW_Before Competition Groups_Fan System Optimization
Industrial | Ind ¦ Fan System Optimization | 2041 | Economic | MW | Before Competition Groups | 22.0776 | 0 | 0 | 877.2515 | 0.025167 | 11 | Industrial_2041_Economic_MW_Before Competition Groups_11 | Fan System Optimization | 2.517% | 0 | 22.0776 | Industrial_2041_Economic_MW_Before Competition Groups_Fan System Optimization
Industrial | Ind ¦ Fan System Optimization | 2041 | Technical | MW | Before Competition Groups | 22.0776 | 0 | 0 | 933.6098 | 0.023648 | 11 | Industrial_2041_Technical_MW_Before Competition Groups_11 | Fan System Optimization | 2.365% | 0 | 22.0776 | Industrial_2041_Technical_MW_Before Competition Groups_Fan System Optimization
Industrial | Ind ¦ Process Optimization (Elec) | 2041 | Economic | MW | Before Competition Groups | 19.3313 | 0 | 0 | 877.2515 | 0.022036 | 12 | Industrial_2041_Economic_MW_Before Competition Groups_12 | Process Optimization (Elec) | 2.204% | 0 | 19.3313 | Industrial_2041_Economic_MW_Before Competition Groups_Process Optimization (Elec)
Industrial | Ind ¦ Premium Efficient Motors | 2041 | Technical | MW | Before Competition Groups | 19.7848 | 0 | 0 | 933.6098 | 0.021192 | 12 | Industrial_2041_Technical_MW_Before Competition Groups_12 | Premium Efficient Motors | 2.119% | 0 | 19.7848 | Industrial_2041_Technical_MW_Before Competition Groups_Premium Efficient Motors
Industrial | Ind ¦ Process Optimization (Elec) | 2041 | Technical | MW | Before Competition Groups | 19.3313 | 0 | 0 | 933.6098 | 0.020706 | 13 | Industrial_2041_Technical_MW_Before Competition Groups_13 | Process Optimization (Elec) | 2.071% | 0 | 19.3313 | Industrial_2041_Technical_MW_Before Competition Groups_Process Optimization (Elec)
Industrial | Ind ¦ Improved Controls - Process Cooling | 2041 | Achievable | MW | Before Competition Groups | 14.8082 | 0 | 0 | 722.6143 | 0.020493 | 12 | Industrial_2041_Achievable_MW_Before Competition Groups_12 | Improved Controls - Process Cooling | 2.049% | 0 | 14.8082 | Industrial_2041_Achievable_MW_Before Competition Groups_Improved Controls - Process Cooling
Industrial | Ind ¦ Improved Controls - Process Cooling | 2041 | Economic | MW | Before Competition Groups | 15.0939 | 0 | 0 | 877.2515 | 0.017206 | 13 | Industrial_2041_Economic_MW_Before Competition Groups_13 | Improved Controls - Process Cooling | 1.721% | 0 | 15.0939 | Industrial_2041_Economic_MW_Before Competition Groups_Improved Controls - Process Cooling
Industrial | Ind ¦ Improved Controls - Process Cooling | 2041 | Technical | MW | Before Competition Groups | 15.0939 | 0 | 0 | 933.6098 | 0.016167 | 14 | Industrial_2041_Technical_MW_Before Competition Groups_14 | Improved Controls - Process Cooling | 1.617% | 0 | 15.0939 | Industrial_2041_Technical_MW_Before Competition Groups_Improved Controls - Process Cooling
Industrial | Ind ¦ Premium Efficient Motors | 2041 | Economic | MW | Before Competition Groups | 11.8229 | 0 | 0 | 877.2515 | 0.013477 | 14 | Industrial_2041_Economic_MW_Before Competition Groups_14 | Premium Efficient Motors | 1.348% | 0 | 11.8229 | Industrial_2041_Economic_MW_Before Competition Groups_Premium Efficient Motors
Industrial | Ind ¦ Ventilation Optimization | 2041 | Economic | MW | Before Competition Groups | 11.0426 | 0 | 0 | 877.2515 | 0.012588 | 15 | Industrial_2041_Economic_MW_Before Competition Groups_15 | Ventilation Optimization | 1.259% | 0 | 11.0426 | Industrial_2041_Economic_MW_Before Competition Groups_Ventilation Optimization
Industrial | Ind ¦ Ventilation Optimization | 2041 | Technical | MW | Before Competition Groups | 11.0426 | 0 | 0 | 933.6098 | 0.011828 | 15 | Industrial_2041_Technical_MW_Before Competition Groups_15 | Ventilation Optimization | 1.183% | 0 | 11.0426 | Industrial_2041_Technical_MW_Before Competition Groups_Ventilation Optimization
Industrial | Ind ¦ HVLS Fans | 2041 | Technical | MW | Before Competition Groups | 10.615 | 0 | 0 | 933.6098 | 0.01137 | 16 | Industrial_2041_Technical_MW_Before Competition Groups_16 | HVLS Fans | 1.137% | 0 | 10.615 | Industrial_2041_Technical_MW_Before Competition Groups_HVLS Fans
Industrial | Ind ¦ Ventilation Optimization | 2041 | Achievable | MW | Before Competition Groups | 7.5011 | 0 | 0 | 722.6143 | 0.010381 | 13 | Industrial_2041_Achievable_MW_Before Competition Groups_13 | Ventilation Optimization | 1.038% | 0 | 7.5011 | Industrial_2041_Achievable_MW_Before Competition Groups_Ventilation Optimization
Industrial | Ind ¦ Efficient Irrigation | 2041 | Economic | MW | Before Competition Groups | 8.991 | 0 | 0 | 877.2515 | 0.010249 | 16 | Industrial_2041_Economic_MW_Before Competition Groups_16 | Efficient Irrigation | 1.025% | 0 | 8.991 | Industrial_2041_Economic_MW_Before Competition Groups_Efficient Irrigation
Industrial | Ind ¦ Pulp and Paper Process Improvements | 2041 | Achievable | MW | Before Competition Groups | 7.1372 | 0 | 0 | 722.6143 | 0.0098769 | 14 | Industrial_2041_Achievable_MW_Before Competition Groups_14 | Pulp and Paper Process Improvements | 0.9877% | 0 | 7.1372 | Industrial_2041_Achievable_MW_Before Competition Groups_Pulp and Paper Process Improvements
Industrial | Ind ¦ Efficient Irrigation | 2041 | Technical | MW | Before Competition Groups | 8.991 | 0 | 0 | 933.6098 | 0.0096303 | 17 | Industrial_2041_Technical_MW_Before Competition Groups_17 | Efficient Irrigation | 0.963% | 0 | 8.991 | Industrial_2041_Technical_MW_Before Competition Groups_Efficient Irrigation
Industrial | Ind ¦ Material Handling Improvements | 2041 | Achievable | MW | Before Competition Groups | 6.7678 | 0 | 0 | 722.6143 | 0.0093657 | 15 | Industrial_2041_Achievable_MW_Before Competition Groups_15 | Material Handling Improvements | 0.9366% | 0 | 6.7678 | Industrial_2041_Achievable_MW_Before Competition Groups_Material Handling Improvements
Industrial | Ind ¦ Material Handling Improvements | 2041 | Economic | MW | Before Competition Groups | 7.9849 | 0 | 0 | 877.2515 | 0.0091022 | 17 | Industrial_2041_Economic_MW_Before Competition Groups_17 | Material Handling Improvements | 0.9102% | 0 | 7.9849 | Industrial_2041_Economic_MW_Before Competition Groups_Material Handling Improvements
Industrial | Ind ¦ Efficient Irrigation | 2041 | Achievable | MW | Before Competition Groups | 6.3904 | 0 | 0 | 722.6143 | 0.0088434 | 16 | Industrial_2041_Achievable_MW_Before Competition Groups_16 | Efficient Irrigation | 0.8843% | 0 | 6.3904 | Industrial_2041_Achievable_MW_Before Competition Groups_Efficient Irrigation
Industrial | Ind ¦ Process Optimization (Elec) | 2041 | Achievable | MW | Before Competition Groups | 6.3458 | 0 | 0 | 722.6143 | 0.0087817 | 17 | Industrial_2041_Achievable_MW_Before Competition Groups_17 | Process Optimization (Elec) | 0.8782% | 0 | 6.3458 | Industrial_2041_Achievable_MW_Before Competition Groups_Process Optimization (Elec)
Industrial | Ind ¦ HE HVAC Units | 2041 | Technical | MW | Before Competition Groups | 8.1335 | 0 | 0 | 933.6098 | 0.0087119 | 18 | Industrial_2041_Technical_MW_Before Competition Groups_18 | HE HVAC Units | 0.8712% | 0 | 8.1335 | Industrial_2041_Technical_MW_Before Competition Groups_HE HVAC Units
Industrial | Ind ¦ HE HVAC Controls | 2041 | Technical | MW | Before Competition Groups | 8.0472 | 0 | 0 | 933.6098 | 0.0086194 | 19 | Industrial_2041_Technical_MW_Before Competition Groups_19 | HE HVAC Controls | 0.8619% | 0 | 8.0472 | Industrial_2041_Technical_MW_Before Competition Groups_HE HVAC Controls
Industrial | Ind ¦ Material Handling Improvements | 2041 | Technical | MW | Before Competition Groups | 7.9849 | 0 | 0 | 933.6098 | 0.0085527 | 20 | Industrial_2041_Technical_MW_Before Competition Groups_20 | Material Handling Improvements | 0.8553% | 0 | 7.9849 | Industrial_2041_Technical_MW_Before Competition Groups_Material Handling Improvements
Industrial | Ind ¦ Pulp and Paper Process Improvements | 2041 | Economic | MW | Before Competition Groups | 7.3103 | 0 | 0 | 877.2515 | 0.0083332 | 18 | Industrial_2041_Economic_MW_Before Competition Groups_18 | Pulp and Paper Process Improvements | 0.8333% | 0 | 7.3103 | Industrial_2041_Economic_MW_Before Competition Groups_Pulp and Paper Process Improvements
Industrial | Ind ¦ Refiner Plate Improvements | 2041 | Economic | MW | Before Competition Groups | 6.8691 | 0 | 0 | 877.2515 | 0.0078302 | 19 | Industrial_2041_Economic_MW_Before Competition Groups_19 | Refiner Plate Improvements | 0.783% | 0 | 6.8691 | Industrial_2041_Economic_MW_Before Competition Groups_Refiner Plate Improvements
Industrial | Ind ¦ Pulp and Paper Process Improvements | 2041 | Technical | MW | Before Competition Groups | 7.3103 | 0 | 0 | 933.6098 | 0.0078302 | 21 | Industrial_2041_Technical_MW_Before Competition Groups_21 | Pulp and Paper Process Improvements | 0.783% | 0 | 7.3103 | Industrial_2041_Technical_MW_Before Competition Groups_Pulp and Paper Process Improvements
Industrial | Ind ¦ Free Cooling | 2041 | Economic | MW | Before Competition Groups | 6.7125 | 0 | 0 | 877.2515 | 0.0076518 | 20 | Industrial_2041_Economic_MW_Before Competition Groups_20 | Free Cooling | 0.7652% | 0 | 6.7125 | Industrial_2041_Economic_MW_Before Competition Groups_Free Cooling
Industrial | Ind ¦ Free Cooling | 2041 | Achievable | MW | Before Competition Groups | 5.3967 | 0 | 0 | 722.6143 | 0.0074682 | 18 | Industrial_2041_Achievable_MW_Before Competition Groups_18 | Free Cooling | 0.7468% | 0 | 5.3967 | Industrial_2041_Achievable_MW_Before Competition Groups_Free Cooling
Industrial | Ind ¦ Refiner Plate Improvements | 2041 | Technical | MW | Before Competition Groups | 6.8691 | 0 | 0 | 933.6098 | 0.0073575 | 22 | Industrial_2041_Technical_MW_Before Competition Groups_22 | Refiner Plate Improvements | 0.7358% | 0 | 6.8691 | Industrial_2041_Technical_MW_Before Competition Groups_Refiner Plate Improvements
Industrial | Ind ¦ Refiner Plate Improvements | 2041 | Achievable | MW | Before Competition Groups | 5.2865 | 0 | 0 | 722.6143 | 0.0073158 | 19 | Industrial_2041_Achievable_MW_Before Competition Groups_19 | Refiner Plate Improvements | 0.7316% | 0 | 5.2865 | Industrial_2041_Achievable_MW_Before Competition Groups_Refiner Plate Improvements
Industrial | Ind ¦ Free Cooling | 2041 | Technical | MW | Before Competition Groups | 6.7125 | 0 | 0 | 933.6098 | 0.0071899 | 23 | Industrial_2041_Technical_MW_Before Competition Groups_23 | Free Cooling | 0.719% | 0 | 6.7125 | Industrial_2041_Technical_MW_Before Competition Groups_Free Cooling
Industrial | Ind ¦ Chiller Optimization | 2041 | Technical | MW | Before Competition Groups | 5.3137 | 0 | 0 | 933.6098 | 0.0056915 | 24 | Industrial_2041_Technical_MW_Before Competition Groups_24 | Chiller Optimization | 0.5692% | 0 | 5.3137 | Industrial_2041_Technical_MW_Before Competition Groups_Chiller Optimization
Industrial | Ind ¦ Cold Storage Retrofit | 2041 | Technical | MW | Before Competition Groups | 4.7791 | 0 | 0 | 933.6098 | 0.005119 | 25 | Industrial_2041_Technical_MW_Before Competition Groups_25 | Cold Storage Retrofit | 0.5119% | 0 | 4.7791 | Industrial_2041_Technical_MW_Before Competition Groups_Cold Storage Retrofit
Industrial | Ind ¦ VAV Conversion Project | 2041 | Achievable | MW | Before Competition Groups | 3.6507 | 0 | 0 | 722.6143 | 0.0050521 | 20 | Industrial_2041_Achievable_MW_Before Competition Groups_20 | VAV Conversion Project | 0.5052% | 0 | 3.6507 | Industrial_2041_Achievable_MW_Before Competition Groups_VAV Conversion Project
Industrial | Ind ¦ Cooling Tower Optimization | 2041 | Economic | MW | Before Competition Groups | 4.0228 | 0 | 0 | 877.2515 | 0.0045857 | 21 | Industrial_2041_Economic_MW_Before Competition Groups_21 | Cooling Tower Optimization | 0.4586% | 0 | 4.0228 | Industrial_2041_Economic_MW_Before Competition Groups_Cooling Tower Optimization
Industrial | Ind ¦ Cooling Tower Optimization | 2041 | Technical | MW | Before Competition Groups | 4.0228 | 0 | 0 | 933.6098 | 0.0043089 | 26 | Industrial_2041_Technical_MW_Before Competition Groups_26 | Cooling Tower Optimization | 0.4309% | 0 | 4.0228 | Industrial_2041_Technical_MW_Before Competition Groups_Cooling Tower Optimization
Industrial | Ind ¦ VAV Conversion Project | 2041 | Economic | MW | Before Competition Groups | 3.6395 | 0 | 0 | 877.2515 | 0.0041488 | 22 | Industrial_2041_Economic_MW_Before Competition Groups_22 | VAV Conversion Project | 0.4149% | 0 | 3.6395 | Industrial_2041_Economic_MW_Before Competition Groups_VAV Conversion Project
Industrial | Ind ¦ Cooling Tower Optimization | 2041 | Achievable | MW | Before Competition Groups | 2.8862 | 0 | 0 | 722.6143 | 0.0039942 | 21 | Industrial_2041_Achievable_MW_Before Competition Groups_21 | Cooling Tower Optimization | 0.3994% | 0 | 2.8862 | Industrial_2041_Achievable_MW_Before Competition Groups_Cooling Tower Optimization
Industrial | Ind ¦ VAV Conversion Project | 2041 | Technical | MW | Before Competition Groups | 3.6395 | 0 | 0 | 933.6098 | 0.0038983 | 27 | Industrial_2041_Technical_MW_Before Competition Groups_27 | VAV Conversion Project | 0.3898% | 0 | 3.6395 | Industrial_2041_Technical_MW_Before Competition Groups_VAV Conversion Project
Industrial | Ind ¦ High Efficiency Battery Charger | 2041 | Economic | MW | Before Competition Groups | 3.1195 | 0 | 0 | 877.2515 | 0.003556 | 23 | Industrial_2041_Economic_MW_Before Competition Groups_23 | High Efficiency Battery Charger | 0.3556% | 0 | 3.1195 | Industrial_2041_Economic_MW_Before Competition Groups_High Efficiency Battery Charger
Industrial | Ind ¦ High Efficiency Battery Charger | 2041 | Achievable | MW | Before Competition Groups | 2.5083 | 0 | 0 | 722.6143 | 0.0034711 | 22 | Industrial_2041_Achievable_MW_Before Competition Groups_22 | High Efficiency Battery Charger | 0.3471% | 0 | 2.5083 | Industrial_2041_Achievable_MW_Before Competition Groups_High Efficiency Battery Charger
Industrial | Ind ¦ High Efficiency Battery Charger | 2041 | Technical | MW | Before Competition Groups | 3.1195 | 0 | 0 | 933.6098 | 0.0033413 | 28 | Industrial_2041_Technical_MW_Before Competition Groups_28 | High Efficiency Battery Charger | 0.3341% | 0 | 3.1195 | Industrial_2041_Technical_MW_Before Competition Groups_High Efficiency Battery Charger
Industrial | Ind ¦ Process Heat Recovery | 2041 | Achievable | MW | Before Competition Groups | 2.3025 | 0 | 0 | 722.6143 | 0.0031863 | 23 | Industrial_2041_Achievable_MW_Before Competition Groups_23 | Process Heat Recovery | 0.3186% | 0 | 2.3025 | Industrial_2041_Achievable_MW_Before Competition Groups_Process Heat Recovery
Industrial | Ind ¦ Synchronous Belts | 2041 | Economic | MW | Before Competition Groups | 2.5021 | 0 | 0 | 877.2515 | 0.0028522 | 24 | Industrial_2041_Economic_MW_Before Competition Groups_24 | Synchronous Belts | 0.2852% | 0 | 2.5021 | Industrial_2041_Economic_MW_Before Competition Groups_Synchronous Belts
Industrial | Ind ¦ Dairy Pre-Cooler | 2041 | Economic | MW | Before Competition Groups | 2.3707 | 0 | 0 | 877.2515 | 0.0027025 | 25 | Industrial_2041_Economic_MW_Before Competition Groups_25 | Dairy Pre-Cooler | 0.2702% | 0 | 2.3707 | Industrial_2041_Economic_MW_Before Competition Groups_Dairy Pre-Cooler
Industrial | Ind ¦ Synchronous Belts | 2041 | Technical | MW | Before Competition Groups | 2.5021 | 0 | 0 | 933.6098 | 0.0026801 | 29 | Industrial_2041_Technical_MW_Before Competition Groups_29 | Synchronous Belts | 0.268% | 0 | 2.5021 | Industrial_2041_Technical_MW_Before Competition Groups_Synchronous Belts
Industrial | Ind ¦ Process Heat Recovery | 2041 | Economic | MW | Before Competition Groups | 2.3084 | 0 | 0 | 877.2515 | 0.0026314 | 26 | Industrial_2041_Economic_MW_Before Competition Groups_26 | Process Heat Recovery | 0.2631% | 0 | 2.3084 | Industrial_2041_Economic_MW_Before Competition Groups_Process Heat Recovery
Industrial | Ind ¦ Process Improvements | 2041 | Achievable | MW | Before Competition Groups | 1.8735 | 0 | 0 | 722.6143 | 0.0025926 | 24 | Industrial_2041_Achievable_MW_Before Competition Groups_24 | Process Improvements | 0.2593% | 0 | 1.8735 | Industrial_2041_Achievable_MW_Before Competition Groups_Process Improvements
Industrial | Ind ¦ Dairy Pre-Cooler | 2041 | Achievable | MW | Before Competition Groups | 1.8646 | 0 | 0 | 722.6143 | 0.0025804 | 25 | Industrial_2041_Achievable_MW_Before Competition Groups_25 | Dairy Pre-Cooler | 0.258% | 0 | 1.8646 | Industrial_2041_Achievable_MW_Before Competition Groups_Dairy Pre-Cooler
Industrial | Ind ¦ Dairy Pre-Cooler | 2041 | Technical | MW | Before Competition Groups | 2.3707 | 0 | 0 | 933.6098 | 0.0025393 | 30 | Industrial_2041_Technical_MW_Before Competition Groups_30 | Dairy Pre-Cooler | 0.2539% | 0 | 2.3707 | Industrial_2041_Technical_MW_Before Competition Groups_Dairy Pre-Cooler
Industrial | Ind ¦ Process Heat Recovery | 2041 | Technical | MW | Before Competition Groups | 2.3084 | 0 | 0 | 933.6098 | 0.0024725 | 31 | Industrial_2041_Technical_MW_Before Competition Groups_31 | Process Heat Recovery | 0.2473% | 0 | 2.3084 | Industrial_2041_Technical_MW_Before Competition Groups_Process Heat Recovery
Industrial | Ind ¦ Refrigeration Compressor VFD | 2041 | Achievable | MW | Before Competition Groups | 1.772 | 0 | 0 | 722.6143 | 0.0024522 | 26 | Industrial_2041_Achievable_MW_Before Competition Groups_26 | Refrigeration Compressor VFD | 0.2452% | 0 | 1.772 | Industrial_2041_Achievable_MW_Before Competition Groups_Refrigeration Compressor VFD
Industrial | Ind ¦ Refrigeration Compressor VFD | 2041 | Economic | MW | Before Competition Groups | 2.0794 | 0 | 0 | 877.2515 | 0.0023703 | 27 | Industrial_2041_Economic_MW_Before Competition Groups_27 | Refrigeration Compressor VFD | 0.237% | 0 | 2.0794 | Industrial_2041_Economic_MW_Before Competition Groups_Refrigeration Compressor VFD
Industrial | Ind ¦ HVLS Fans | 2041 | Achievable | MW | Before Competition Groups | 1.6142 | 0 | 0 | 722.6143 | 0.0022339 | 27 | Industrial_2041_Achievable_MW_Before Competition Groups_27 | HVLS Fans | 0.2234% | 0 | 1.6142 | Industrial_2041_Achievable_MW_Before Competition Groups_HVLS Fans
Industrial | Ind ¦ Refrigeration Compressor VFD | 2041 | Technical | MW | Before Competition Groups | 2.0794 | 0 | 0 | 933.6098 | 0.0022273 | 32 | Industrial_2041_Technical_MW_Before Competition Groups_32 | Refrigeration Compressor VFD | 0.2227% | 0 | 2.0794 | Industrial_2041_Technical_MW_Before Competition Groups_Refrigeration Compressor VFD
Industrial | Ind ¦ Process Improvements | 2041 | Economic | MW | Before Competition Groups | 1.8519 | 0 | 0 | 877.2515 | 0.0021111 | 28 | Industrial_2041_Economic_MW_Before Competition Groups_28 | Process Improvements | 0.2111% | 0 | 1.8519 | Industrial_2041_Economic_MW_Before Competition Groups_Process Improvements
Industrial | Ind ¦ Synchronous Belts | 2041 | Achievable | MW | Before Competition Groups | 1.4479 | 0 | 0 | 722.6143 | 0.0020037 | 28 | Industrial_2041_Achievable_MW_Before Competition Groups_28 | Synchronous Belts | 0.2004% | 0 | 1.4479 | Industrial_2041_Achievable_MW_Before Competition Groups_Synchronous Belts
Industrial | Ind ¦ Process Improvements | 2041 | Technical | MW | Before Competition Groups | 1.8519 | 0 | 0 | 933.6098 | 0.0019836 | 33 | Industrial_2041_Technical_MW_Before Competition Groups_33 | Process Improvements | 0.1984% | 0 | 1.8519 | Industrial_2041_Technical_MW_Before Competition Groups_Process Improvements
Industrial | Ind ¦ Efficient Transformer | 2041 | Technical | MW | Before Competition Groups | 1.565 | 0 | 0 | 933.6098 | 0.0016763 | 34 | Industrial_2041_Technical_MW_Before Competition Groups_34 | Efficient Transformer | 0.1676% | 0 | 1.565 | Industrial_2041_Technical_MW_Before Competition Groups_Efficient Transformer
Industrial | Ind ¦ Improved Controls - Process Heating | 2041 | Achievable | MW | Before Competition Groups | 1.2067 | 0 | 0 | 722.6143 | 0.0016699 | 29 | Industrial_2041_Achievable_MW_Before Competition Groups_29 | Improved Controls - Process Heating | 0.167% | 0 | 1.2067 | Industrial_2041_Achievable_MW_Before Competition Groups_Improved Controls - Process Heating
Industrial | Ind ¦ High Efficiency Welders | 2041 | Technical | MW | Before Competition Groups | 1.5032 | 0 | 0 | 933.6098 | 0.0016101 | 35 | Industrial_2041_Technical_MW_Before Competition Groups_35 | High Efficiency Welders | 0.161% | 0 | 1.5032 | Industrial_2041_Technical_MW_Before Competition Groups_High Efficiency Welders
Industrial | Ind ¦ Premium Efficient Motors | 2041 | Achievable | MW | Before Competition Groups | 1.0739 | 0 | 0 | 722.6143 | 0.0014862 | 30 | Industrial_2041_Achievable_MW_Before Competition Groups_30 | Premium Efficient Motors | 0.1486% | 0 | 1.0739 | Industrial_2041_Achievable_MW_Before Competition Groups_Premium Efficient Motors
Industrial | Ind ¦ Improved Controls - Process Heating | 2041 | Economic | MW | Before Competition Groups | 1.2299 | 0 | 0 | 877.2515 | 0.001402 | 29 | Industrial_2041_Economic_MW_Before Competition Groups_29 | Improved Controls - Process Heating | 0.1402% | 0 | 1.2299 | Industrial_2041_Economic_MW_Before Competition Groups_Improved Controls - Process Heating
Industrial | Ind ¦ Improved Controls - Process Heating | 2041 | Technical | MW | Before Competition Groups | 1.2299 | 0 | 0 | 933.6098 | 0.0013174 | 36 | Industrial_2041_Technical_MW_Before Competition Groups_36 | Improved Controls - Process Heating | 0.1317% | 0 | 1.2299 | Industrial_2041_Technical_MW_Before Competition Groups_Improved Controls - Process Heating
Industrial | Ind ¦ Engine Block Heater Timer | 2041 | Achievable | MW | Before Competition Groups | 0.73711 | 0 | 0 | 722.6143 | 0.0010201 | 31 | Industrial_2041_Achievable_MW_Before Competition Groups_31 | Engine Block Heater Timer | 0.102% | 0 | 0.73711 | Industrial_2041_Achievable_MW_Before Competition Groups_Engine Block Heater Timer
Industrial | Ind ¦ Engine Block Heater Timer | 2041 | Economic | MW | Before Competition Groups | 0.7327 | 0 | 0 | 877.2515 | 0.00083523 | 30 | Industrial_2041_Economic_MW_Before Competition Groups_30 | Engine Block Heater Timer | 0.08352% | 0 | 0.7327 | Industrial_2041_Economic_MW_Before Competition Groups_Engine Block Heater Timer
Industrial | Ind ¦ Engine Block Heater Timer | 2041 | Technical | MW | Before Competition Groups | 0.7327 | 0 | 0 | 933.6098 | 0.00078481 | 37 | Industrial_2041_Technical_MW_Before Competition Groups_37 | Engine Block Heater Timer | 0.07848% | 0 | 0.7327 | Industrial_2041_Technical_MW_Before Competition Groups_Engine Block Heater Timer
Industrial | Ind ¦ Efficient Refrigeration Compressor | 2041 | Achievable | MW | Before Competition Groups | 0.44024 | 0 | 0 | 722.6143 | 0.00060923 | 32 | Industrial_2041_Achievable_MW_Before Competition Groups_32 | Efficient Refrigeration Compressor | 0.06092% | 0 | 0.44024 | Industrial_2041_Achievable_MW_Before Competition Groups_Efficient Refrigeration Compressor
Industrial | Ind ¦ Efficient Refrigeration Compressor | 2041 | Economic | MW | Before Competition Groups | 0.48324 | 0 | 0 | 877.2515 | 0.00055086 | 31 | Industrial_2041_Economic_MW_Before Competition Groups_31 | Efficient Refrigeration Compressor | 0.05509% | 0 | 0.48324 | Industrial_2041_Economic_MW_Before Competition Groups_Efficient Refrigeration Compressor
Industrial | Ind ¦ Efficient Refrigeration Compressor | 2041 | Technical | MW | Before Competition Groups | 0.48324 | 0 | 0 | 933.6098 | 0.00051761 | 38 | Industrial_2041_Technical_MW_Before Competition Groups_38 | Efficient Refrigeration Compressor | 0.05176% | 0 | 0.48324 | Industrial_2041_Technical_MW_Before Competition Groups_Efficient Refrigeration Compressor
Industrial | Ind ¦ Heat Lamps/Heat Pad | 2041 | Technical | MW | Before Competition Groups | 0.46211 | 0 | 0 | 933.6098 | 0.00049497 | 39 | Industrial_2041_Technical_MW_Before Competition Groups_39 | Heat Lamps/Heat Pad | 0.0495% | 0 | 0.46211 | Industrial_2041_Technical_MW_Before Competition Groups_Heat Lamps/Heat Pad
Industrial | Ind ¦ Air Compressor Heat Recovery | 2041 | Achievable | MW | Before Competition Groups | 0.31749 | 0 | 0 | 722.6143 | 0.00043936 | 33 | Industrial_2041_Achievable_MW_Before Competition Groups_33 | Air Compressor Heat Recovery | 0.04394% | 0 | 0.31749 | Industrial_2041_Achievable_MW_Before Competition Groups_Air Compressor Heat Recovery
Industrial | Ind ¦ Efficient Transformer | 2041 | Achievable | MW | Before Competition Groups | 0.30192 | 0 | 0 | 722.6143 | 0.00041781 | 34 | Industrial_2041_Achievable_MW_Before Competition Groups_34 | Efficient Transformer | 0.04178% | 0 | 0.30192 | Industrial_2041_Achievable_MW_Before Competition Groups_Efficient Transformer
Industrial | Ind ¦ HVLS Fans | 2041 | Economic | MW | Before Competition Groups | 0.36012 | 0 | 0 | 877.2515 | 0.00041051 | 32 | Industrial_2041_Economic_MW_Before Competition Groups_32 | HVLS Fans | 0.04105% | 0 | 0.36012 | Industrial_2041_Economic_MW_Before Competition Groups_HVLS Fans
Industrial | Ind ¦ High Efficiency Welders | 2041 | Achievable | MW | Before Competition Groups | 0.27098 | 0 | 0 | 722.6143 | 0.000375 | 35 | Industrial_2041_Achievable_MW_Before Competition Groups_35 | High Efficiency Welders | 0.0375% | 0 | 0.27098 | Industrial_2041_Achievable_MW_Before Competition Groups_High Efficiency Welders
Industrial | Ind ¦ Air Compressor Heat Recovery | 2041 | Economic | MW | Before Competition Groups | 0.32784 | 0 | 0 | 877.2515 | 0.00037371 | 33 | Industrial_2041_Economic_MW_Before Competition Groups_33 | Air Compressor Heat Recovery | 0.03737% | 0 | 0.32784 | Industrial_2041_Economic_MW_Before Competition Groups_Air Compressor Heat Recovery
Industrial | Ind ¦ Air Compressor Heat Recovery | 2041 | Technical | MW | Before Competition Groups | 0.32784 | 0 | 0 | 933.6098 | 0.00035115 | 40 | Industrial_2041_Technical_MW_Before Competition Groups_40 | Air Compressor Heat Recovery | 0.03512% | 0 | 0.32784 | Industrial_2041_Technical_MW_Before Competition Groups_Air Compressor Heat Recovery
Industrial | Ind ¦ Heat Lamps/Heat Pad | 2041 | Achievable | MW | Before Competition Groups | 0.24505 | 0 | 0 | 722.6143 | 0.00033912 | 36 | Industrial_2041_Achievable_MW_Before Competition Groups_36 | Heat Lamps/Heat Pad | 0.03391% | 0 | 0.24505 | Industrial_2041_Achievable_MW_Before Competition Groups_Heat Lamps/Heat Pad
Industrial | Ind ¦ Creep Heat Controller | 2041 | Economic | MW | Before Competition Groups | 0.28518 | 0 | 0 | 877.2515 | 0.00032509 | 34 | Industrial_2041_Economic_MW_Before Competition Groups_34 | Creep Heat Controller | 0.03251% | 0 | 0.28518 | Industrial_2041_Economic_MW_Before Competition Groups_Creep Heat Controller
Industrial | Ind ¦ Creep Heat Controller | 2041 | Technical | MW | Before Competition Groups | 0.28518 | 0 | 0 | 933.6098 | 0.00030546 | 41 | Industrial_2041_Technical_MW_Before Competition Groups_41 | Creep Heat Controller | 0.03055% | 0 | 0.28518 | Industrial_2041_Technical_MW_Before Competition Groups_Creep Heat Controller
Industrial | Ind ¦ Optimize Compressed Air Dryer | 2041 | Economic | MW | Before Competition Groups | 0.23796 | 0 | 0 | 877.2515 | 0.00027126 | 35 | Industrial_2041_Economic_MW_Before Competition Groups_35 | Optimize Compressed Air Dryer | 0.02713% | 0 | 0.23796 | Industrial_2041_Economic_MW_Before Competition Groups_Optimize Compressed Air Dryer
Industrial | Ind ¦ Optimize Compressed Air Dryer | 2041 | Technical | MW | Before Competition Groups | 0.23796 | 0 | 0 | 933.6098 | 0.00025488 | 42 | Industrial_2041_Technical_MW_Before Competition Groups_42 | Optimize Compressed Air Dryer | 0.02549% | 0 | 0.23796 | Industrial_2041_Technical_MW_Before Competition Groups_Optimize Compressed Air Dryer
Industrial | Ind ¦ Efficient Transformer | 2041 | Economic | MW | Before Competition Groups | 0.21429 | 0 | 0 | 877.2515 | 0.00024428 | 36 | Industrial_2041_Economic_MW_Before Competition Groups_36 | Efficient Transformer | 0.02443% | 0 | 0.21429 | Industrial_2041_Economic_MW_Before Competition Groups_Efficient Transformer
Industrial | Ind ¦ High Efficiency Welders | 2041 | Economic | MW | Before Competition Groups | 0.17084 | 0 | 0 | 877.2515 | 0.00019475 | 37 | Industrial_2041_Economic_MW_Before Competition Groups_37 | High Efficiency Welders | 0.01948% | 0 | 0.17084 | Industrial_2041_Economic_MW_Before Competition Groups_High Efficiency Welders
Industrial | Ind ¦ Heat Lamps/Heat Pad | 2041 | Economic | MW | Before Competition Groups | 0.16148 | 0 | 0 | 877.2515 | 0.00018408 | 38 | Industrial_2041_Economic_MW_Before Competition Groups_38 | Heat Lamps/Heat Pad | 0.01841% | 0 | 0.16148 | Industrial_2041_Economic_MW_Before Competition Groups_Heat Lamps/Heat Pad
Industrial | Ind ¦ Optimize Compressed Air Dryer | 2041 | Achievable | MW | Before Competition Groups | 0.10059 | 0 | 0 | 722.6143 | 0.00013921 | 37 | Industrial_2041_Achievable_MW_Before Competition Groups_37 | Optimize Compressed Air Dryer | 0.01392% | 0 | 0.10059 | Industrial_2041_Achievable_MW_Before Competition Groups_Optimize Compressed Air Dryer
Industrial | Ind ¦ Creep Heat Controller | 2041 | Achievable | MW | Before Competition Groups | 0.076248 | 0 | 0 | 722.6143 | 0.00010552 | 38 | Industrial_2041_Achievable_MW_Before Competition Groups_38 | Creep Heat Controller | 0.01055% | 0 | 0.076248 | Industrial_2041_Achievable_MW_Before Competition Groups_Creep Heat Controller
Industrial | Ind ¦ Pump System Optimization | 2042 | Economic | MW | Before Competition Groups | 137.302 | 0 | 0 | 883.5444 | 0.1554 | 1 | Industrial_2042_Economic_MW_Before Competition Groups_1 | Pump System Optimization | 15.54% | 0 | 137.302 | Industrial_2042_Economic_MW_Before Competition Groups_Pump System Optimization
Industrial | Ind ¦ Pump System Optimization | 2042 | Achievable | MW | Before Competition Groups | 111.4538 | 0 | 0 | 740.801 | 0.15045 | 1 | Industrial_2042_Achievable_MW_Before Competition Groups_1 | Pump System Optimization | 15.05% | 0 | 111.4538 | Industrial_2042_Achievable_MW_Before Competition Groups_Pump System Optimization
Industrial | Ind ¦ Pump System Optimization | 2042 | Technical | MW | Before Competition Groups | 139.6198 | 0 | 0 | 940.1161 | 0.14851 | 1 | Industrial_2042_Technical_MW_Before Competition Groups_1 | Pump System Optimization | 14.85% | 0 | 139.6198 | Industrial_2042_Technical_MW_Before Competition Groups_Pump System Optimization
Industrial | Ind ¦ HE Lighting | 2042 | Economic | MW | Before Competition Groups | 104.0079 | 0 | 0 | 883.5444 | 0.11772 | 2 | Industrial_2042_Economic_MW_Before Competition Groups_2 | HE Lighting | 11.77% | 0 | 104.0079 | Industrial_2042_Economic_MW_Before Competition Groups_HE Lighting
Industrial | Ind ¦ HE Lighting | 2042 | Technical | MW | Before Competition Groups | 110.5746 | 0 | 0 | 940.1161 | 0.11762 | 2 | Industrial_2042_Technical_MW_Before Competition Groups_2 | HE Lighting | 11.76% | 0 | 110.5746 | Industrial_2042_Technical_MW_Before Competition Groups_HE Lighting
Industrial | Ind ¦ HE Lighting | 2042 | Achievable | MW | Before Competition Groups | 76.3019 | 0 | 0 | 740.801 | 0.103 | 2 | Industrial_2042_Achievable_MW_Before Competition Groups_2 | HE Lighting | 10.3% | 0 | 76.3019 | Industrial_2042_Achievable_MW_Before Competition Groups_HE Lighting
Industrial | Ind ¦ Greenhouse Grow Lights | 2042 | Economic | MW | Before Competition Groups | 82.0469 | 0 | 0 | 883.5444 | 0.092861 | 3 | Industrial_2042_Economic_MW_Before Competition Groups_3 | Greenhouse Grow Lights | 9.286% | 0 | 82.0469 | Industrial_2042_Economic_MW_Before Competition Groups_Greenhouse Grow Lights
Industrial | Ind ¦ Greenhouse Grow Lights | 2042 | Achievable | MW | Before Competition Groups | 68.7194 | 0 | 0 | 740.801 | 0.092764 | 3 | Industrial_2042_Achievable_MW_Before Competition Groups_3 | Greenhouse Grow Lights | 9.276% | 0 | 68.7194 | Industrial_2042_Achievable_MW_Before Competition Groups_Greenhouse Grow Lights
Industrial | Ind ¦ Air Leak Survey and Repair | 2042 | Achievable | MW | Before Competition Groups | 68.6184 | 0 | 0 | 740.801 | 0.092627 | 4 | Industrial_2042_Achievable_MW_Before Competition Groups_4 | Air Leak Survey and Repair | 9.263% | 0 | 68.6184 | Industrial_2042_Achievable_MW_Before Competition Groups_Air Leak Survey and Repair
Industrial | Ind ¦ Greenhouse Grow Lights | 2042 | Technical | MW | Before Competition Groups | 82.0469 | 0 | 0 | 940.1161 | 0.087273 | 3 | Industrial_2042_Technical_MW_Before Competition Groups_3 | Greenhouse Grow Lights | 8.727% | 0 | 82.0469 | Industrial_2042_Technical_MW_Before Competition Groups_Greenhouse Grow Lights
Industrial | Ind ¦ Air Compressor Optimization | 2042 | Achievable | MW | Before Competition Groups | 61.1255 | 0 | 0 | 740.801 | 0.082513 | 5 | Industrial_2042_Achievable_MW_Before Competition Groups_5 | Air Compressor Optimization | 8.251% | 0 | 61.1255 | Industrial_2042_Achievable_MW_Before Competition Groups_Air Compressor Optimization
Industrial | Ind ¦ Air Compressor Optimization | 2042 | Economic | MW | Before Competition Groups | 70.7651 | 0 | 0 | 883.5444 | 0.080092 | 4 | Industrial_2042_Economic_MW_Before Competition Groups_4 | Air Compressor Optimization | 8.009% | 0 | 70.7651 | Industrial_2042_Economic_MW_Before Competition Groups_Air Compressor Optimization
Industrial | Ind ¦ Air Leak Survey and Repair | 2042 | Economic | MW | Before Competition Groups | 70.2985 | 0 | 0 | 883.5444 | 0.079564 | 5 | Industrial_2042_Economic_MW_Before Competition Groups_5 | Air Leak Survey and Repair | 7.956% | 0 | 70.2985 | Industrial_2042_Economic_MW_Before Competition Groups_Air Leak Survey and Repair
Industrial | Ind ¦ Pump Equipment Upgrade | 2042 | Achievable | MW | Before Competition Groups | 56.708 | 0 | 0 | 740.801 | 0.07655 | 6 | Industrial_2042_Achievable_MW_Before Competition Groups_6 | Pump Equipment Upgrade | 7.655% | 0 | 56.708 | Industrial_2042_Achievable_MW_Before Competition Groups_Pump Equipment Upgrade
Industrial | Ind ¦ Air Compressor Optimization | 2042 | Technical | MW | Before Competition Groups | 70.7651 | 0 | 0 | 940.1161 | 0.075273 | 4 | Industrial_2042_Technical_MW_Before Competition Groups_4 | Air Compressor Optimization | 7.527% | 0 | 70.7651 | Industrial_2042_Technical_MW_Before Competition Groups_Air Compressor Optimization
Industrial | Ind ¦ Air Leak Survey and Repair | 2042 | Technical | MW | Before Competition Groups | 70.2985 | 0 | 0 | 940.1161 | 0.074776 | 5 | Industrial_2042_Technical_MW_Before Competition Groups_5 | Air Leak Survey and Repair | 7.478% | 0 | 70.2985 | Industrial_2042_Technical_MW_Before Competition Groups_Air Leak Survey and Repair
Industrial | Ind ¦ Pump Equipment Upgrade | 2042 | Economic | MW | Before Competition Groups | 65.3976 | 0 | 0 | 883.5444 | 0.074017 | 6 | Industrial_2042_Economic_MW_Before Competition Groups_6 | Pump Equipment Upgrade | 7.402% | 0 | 65.3976 | Industrial_2042_Economic_MW_Before Competition Groups_Pump Equipment Upgrade
Industrial | Ind ¦ Recommissioning | 2042 | Achievable | MW | Before Competition Groups | 52.549 | 0 | 0 | 740.801 | 0.070935 | 7 | Industrial_2042_Achievable_MW_Before Competition Groups_7 | Recommissioning | 7.094% | 0 | 52.549 | Industrial_2042_Achievable_MW_Before Competition Groups_Recommissioning
Industrial | Ind ¦ SEM | 2042 | Achievable | MW | Before Competition Groups | 52.549 | 0 | 0 | 740.801 | 0.070935 | 8 | Industrial_2042_Achievable_MW_Before Competition Groups_8 | SEM | 7.094% | 0 | 52.549 | Industrial_2042_Achievable_MW_Before Competition Groups_SEM
Industrial | Ind ¦ Pump Equipment Upgrade | 2042 | Technical | MW | Before Competition Groups | 65.3976 | 0 | 0 | 940.1161 | 0.069563 | 6 | Industrial_2042_Technical_MW_Before Competition Groups_6 | Pump Equipment Upgrade | 6.956% | 0 | 65.3976 | Industrial_2042_Technical_MW_Before Competition Groups_Pump Equipment Upgrade
Industrial | Ind ¦ Efficient Compressed Air Nozzles | 2042 | Economic | MW | Before Competition Groups | 60.7238 | 0 | 0 | 883.5444 | 0.068728 | 7 | Industrial_2042_Economic_MW_Before Competition Groups_7 | Efficient Compressed Air Nozzles | 6.873% | 0 | 60.7238 | Industrial_2042_Economic_MW_Before Competition Groups_Efficient Compressed Air Nozzles
Industrial | Ind ¦ Efficient Compressed Air Nozzles | 2042 | Achievable | MW | Before Competition Groups | 48.4669 | 0 | 0 | 740.801 | 0.065425 | 9 | Industrial_2042_Achievable_MW_Before Competition Groups_9 | Efficient Compressed Air Nozzles | 6.542% | 0 | 48.4669 | Industrial_2042_Achievable_MW_Before Competition Groups_Efficient Compressed Air Nozzles
Industrial | Ind ¦ Efficient Compressed Air Nozzles | 2042 | Technical | MW | Before Competition Groups | 60.7238 | 0 | 0 | 940.1161 | 0.064592 | 7 | Industrial_2042_Technical_MW_Before Competition Groups_7 | Efficient Compressed Air Nozzles | 6.459% | 0 | 60.7238 | Industrial_2042_Technical_MW_Before Competition Groups_Efficient Compressed Air Nozzles
Industrial | Ind ¦ Recommissioning | 2042 | Economic | MW | Before Competition Groups | 52.7177 | 0 | 0 | 883.5444 | 0.059666 | 8 | Industrial_2042_Economic_MW_Before Competition Groups_8 | Recommissioning | 5.967% | 0 | 52.7177 | Industrial_2042_Economic_MW_Before Competition Groups_Recommissioning
Industrial | Ind ¦ SEM | 2042 | Economic | MW | Before Competition Groups | 52.7177 | 0 | 0 | 883.5444 | 0.059666 | 9 | Industrial_2042_Economic_MW_Before Competition Groups_9 | SEM | 5.967% | 0 | 52.7177 | Industrial_2042_Economic_MW_Before Competition Groups_SEM
Industrial | Ind ¦ Recommissioning | 2042 | Technical | MW | Before Competition Groups | 52.7177 | 0 | 0 | 940.1161 | 0.056076 | 8 | Industrial_2042_Technical_MW_Before Competition Groups_8 | Recommissioning | 5.608% | 0 | 52.7177 | Industrial_2042_Technical_MW_Before Competition Groups_Recommissioning
Industrial | Ind ¦ SEM | 2042 | Technical | MW | Before Competition Groups | 52.7177 | 0 | 0 | 940.1161 | 0.056076 | 9 | Industrial_2042_Technical_MW_Before Competition Groups_9 | SEM | 5.608% | 0 | 52.7177 | Industrial_2042_Technical_MW_Before Competition Groups_SEM
Industrial | Ind ¦ High Efficiency HVAC Fans | 2042 | Economic | MW | Before Competition Groups | 43.5141 | 0 | 0 | 883.5444 | 0.049249 | 10 | Industrial_2042_Economic_MW_Before Competition Groups_10 | High Efficiency HVAC Fans | 4.925% | 0 | 43.5141 | Industrial_2042_Economic_MW_Before Competition Groups_High Efficiency HVAC Fans
Industrial | Ind ¦ High Efficiency HVAC Fans | 2042 | Achievable | MW | Before Competition Groups | 35.7756 | 0 | 0 | 740.801 | 0.048293 | 10 | Industrial_2042_Achievable_MW_Before Competition Groups_10 | High Efficiency HVAC Fans | 4.829% | 0 | 35.7756 | Industrial_2042_Achievable_MW_Before Competition Groups_High Efficiency HVAC Fans
Industrial | Ind ¦ High Efficiency HVAC Fans | 2042 | Technical | MW | Before Competition Groups | 43.5141 | 0 | 0 | 940.1161 | 0.046286 | 10 | Industrial_2042_Technical_MW_Before Competition Groups_10 | High Efficiency HVAC Fans | 4.629% | 0 | 43.5141 | Industrial_2042_Technical_MW_Before Competition Groups_High Efficiency HVAC Fans
Industrial | Ind ¦ Fan System Optimization | 2042 | Achievable | MW | Before Competition Groups | 20.2398 | 0 | 0 | 740.801 | 0.027322 | 11 | Industrial_2042_Achievable_MW_Before Competition Groups_11 | Fan System Optimization | 2.732% | 0 | 20.2398 | Industrial_2042_Achievable_MW_Before Competition Groups_Fan System Optimization
Industrial | Ind ¦ Fan System Optimization | 2042 | Economic | MW | Before Competition Groups | 22.2264 | 0 | 0 | 883.5444 | 0.025156 | 11 | Industrial_2042_Economic_MW_Before Competition Groups_11 | Fan System Optimization | 2.516% | 0 | 22.2264 | Industrial_2042_Economic_MW_Before Competition Groups_Fan System Optimization
Industrial | Ind ¦ Fan System Optimization | 2042 | Technical | MW | Before Competition Groups | 22.2264 | 0 | 0 | 940.1161 | 0.023642 | 11 | Industrial_2042_Technical_MW_Before Competition Groups_11 | Fan System Optimization | 2.364% | 0 | 22.2264 | Industrial_2042_Technical_MW_Before Competition Groups_Fan System Optimization
Industrial | Ind ¦ Process Optimization (Elec) | 2042 | Economic | MW | Before Competition Groups | 19.3268 | 0 | 0 | 883.5444 | 0.021874 | 12 | Industrial_2042_Economic_MW_Before Competition Groups_12 | Process Optimization (Elec) | 2.187% | 0 | 19.3268 | Industrial_2042_Economic_MW_Before Competition Groups_Process Optimization (Elec)
Industrial | Ind ¦ Premium Efficient Motors | 2042 | Technical | MW | Before Competition Groups | 19.9322 | 0 | 0 | 940.1161 | 0.021202 | 12 | Industrial_2042_Technical_MW_Before Competition Groups_12 | Premium Efficient Motors | 2.12% | 0 | 19.9322 | Industrial_2042_Technical_MW_Before Competition Groups_Premium Efficient Motors
Industrial | Ind ¦ Process Optimization (Elec) | 2042 | Technical | MW | Before Competition Groups | 19.3268 | 0 | 0 | 940.1161 | 0.020558 | 13 | Industrial_2042_Technical_MW_Before Competition Groups_13 | Process Optimization (Elec) | 2.056% | 0 | 19.3268 | Industrial_2042_Technical_MW_Before Competition Groups_Process Optimization (Elec)
Industrial | Ind ¦ Improved Controls - Process Cooling | 2042 | Achievable | MW | Before Competition Groups | 14.9557 | 0 | 0 | 740.801 | 0.020188 | 12 | Industrial_2042_Achievable_MW_Before Competition Groups_12 | Improved Controls - Process Cooling | 2.019% | 0 | 14.9557 | Industrial_2042_Achievable_MW_Before Competition Groups_Improved Controls - Process Cooling
Industrial | Ind ¦ Improved Controls - Process Cooling | 2042 | Economic | MW | Before Competition Groups | 15.0888 | 0 | 0 | 883.5444 | 0.017078 | 13 | Industrial_2042_Economic_MW_Before Competition Groups_13 | Improved Controls - Process Cooling | 1.708% | 0 | 15.0888 | Industrial_2042_Economic_MW_Before Competition Groups_Improved Controls - Process Cooling
Industrial | Ind ¦ Improved Controls - Process Cooling | 2042 | Technical | MW | Before Competition Groups | 15.0888 | 0 | 0 | 940.1161 | 0.01605 | 14 | Industrial_2042_Technical_MW_Before Competition Groups_14 | Improved Controls - Process Cooling | 1.605% | 0 | 15.0888 | Industrial_2042_Technical_MW_Before Competition Groups_Improved Controls - Process Cooling
Industrial | Ind ¦ Premium Efficient Motors | 2042 | Economic | MW | Before Competition Groups | 11.8147 | 0 | 0 | 883.5444 | 0.013372 | 14 | Industrial_2042_Economic_MW_Before Competition Groups_14 | Premium Efficient Motors | 1.337% | 0 | 11.8147 | Industrial_2042_Economic_MW_Before Competition Groups_Premium Efficient Motors
Industrial | Ind ¦ Ventilation Optimization | 2042 | Economic | MW | Before Competition Groups | 11.1991 | 0 | 0 | 883.5444 | 0.012675 | 15 | Industrial_2042_Economic_MW_Before Competition Groups_15 | Ventilation Optimization | 1.268% | 0 | 11.1991 | Industrial_2042_Economic_MW_Before Competition Groups_Ventilation Optimization
Industrial | Ind ¦ Ventilation Optimization | 2042 | Technical | MW | Before Competition Groups | 11.1991 | 0 | 0 | 940.1161 | 0.011912 | 15 | Industrial_2042_Technical_MW_Before Competition Groups_15 | Ventilation Optimization | 1.191% | 0 | 11.1991 | Industrial_2042_Technical_MW_Before Competition Groups_Ventilation Optimization
Industrial | Ind ¦ HVLS Fans | 2042 | Technical | MW | Before Competition Groups | 10.699 | 0 | 0 | 940.1161 | 0.011381 | 16 | Industrial_2042_Technical_MW_Before Competition Groups_16 | HVLS Fans | 1.138% | 0 | 10.699 | Industrial_2042_Technical_MW_Before Competition Groups_HVLS Fans
Industrial | Ind ¦ Ventilation Optimization | 2042 | Achievable | MW | Before Competition Groups | 8.0405 | 0 | 0 | 740.801 | 0.010854 | 13 | Industrial_2042_Achievable_MW_Before Competition Groups_13 | Ventilation Optimization | 1.085% | 0 | 8.0405 | Industrial_2042_Achievable_MW_Before Competition Groups_Ventilation Optimization
Industrial | Ind ¦ Efficient Irrigation | 2042 | Economic | MW | Before Competition Groups | 9.047 | 0 | 0 | 883.5444 | 0.010239 | 16 | Industrial_2042_Economic_MW_Before Competition Groups_16 | Efficient Irrigation | 1.024% | 0 | 9.047 | Industrial_2042_Economic_MW_Before Competition Groups_Efficient Irrigation
Industrial | Ind ¦ Pulp and Paper Process Improvements | 2042 | Achievable | MW | Before Competition Groups | 7.2257 | 0 | 0 | 740.801 | 0.0097539 | 14 | Industrial_2042_Achievable_MW_Before Competition Groups_14 | Pulp and Paper Process Improvements | 0.9754% | 0 | 7.2257 | Industrial_2042_Achievable_MW_Before Competition Groups_Pulp and Paper Process Improvements
Industrial | Ind ¦ Efficient Irrigation | 2042 | Technical | MW | Before Competition Groups | 9.047 | 0 | 0 | 940.1161 | 0.0096232 | 17 | Industrial_2042_Technical_MW_Before Competition Groups_17 | Efficient Irrigation | 0.9623% | 0 | 9.047 | Industrial_2042_Technical_MW_Before Competition Groups_Efficient Irrigation
Industrial | Ind ¦ Material Handling Improvements | 2042 | Achievable | MW | Before Competition Groups | 6.8875 | 0 | 0 | 740.801 | 0.0092973 | 15 | Industrial_2042_Achievable_MW_Before Competition Groups_15 | Material Handling Improvements | 0.9297% | 0 | 6.8875 | Industrial_2042_Achievable_MW_Before Competition Groups_Material Handling Improvements
Industrial | Ind ¦ Process Optimization (Elec) | 2042 | Achievable | MW | Before Competition Groups | 6.8757 | 0 | 0 | 740.801 | 0.0092815 | 16 | Industrial_2042_Achievable_MW_Before Competition Groups_16 | Process Optimization (Elec) | 0.9281% | 0 | 6.8757 | Industrial_2042_Achievable_MW_Before Competition Groups_Process Optimization (Elec)
Industrial | Ind ¦ Material Handling Improvements | 2042 | Economic | MW | Before Competition Groups | 8.064 | 0 | 0 | 883.5444 | 0.0091269 | 17 | Industrial_2042_Economic_MW_Before Competition Groups_17 | Material Handling Improvements | 0.9127% | 0 | 8.064 | Industrial_2042_Economic_MW_Before Competition Groups_Material Handling Improvements
Industrial | Ind ¦ Efficient Irrigation | 2042 | Achievable | MW | Before Competition Groups | 6.6246 | 0 | 0 | 740.801 | 0.0089425 | 17 | Industrial_2042_Achievable_MW_Before Competition Groups_17 | Efficient Irrigation | 0.8942% | 0 | 6.6246 | Industrial_2042_Achievable_MW_Before Competition Groups_Efficient Irrigation
Industrial | Ind ¦ HE HVAC Units | 2042 | Technical | MW | Before Competition Groups | 8.1965 | 0 | 0 | 940.1161 | 0.0087186 | 18 | Industrial_2042_Technical_MW_Before Competition Groups_18 | HE HVAC Units | 0.8719% | 0 | 8.1965 | Industrial_2042_Technical_MW_Before Competition Groups_HE HVAC Units
Industrial | Ind ¦ Material Handling Improvements | 2042 | Technical | MW | Before Competition Groups | 8.064 | 0 | 0 | 940.1161 | 0.0085777 | 19 | Industrial_2042_Technical_MW_Before Competition Groups_19 | Material Handling Improvements | 0.8578% | 0 | 8.064 | Industrial_2042_Technical_MW_Before Competition Groups_Material Handling Improvements
Industrial | Ind ¦ HE HVAC Controls | 2042 | Technical | MW | Before Competition Groups | 8.0465 | 0 | 0 | 940.1161 | 0.0085591 | 20 | Industrial_2042_Technical_MW_Before Competition Groups_20 | HE HVAC Controls | 0.8559% | 0 | 8.0465 | Industrial_2042_Technical_MW_Before Competition Groups_HE HVAC Controls
Industrial | Ind ¦ Pulp and Paper Process Improvements | 2042 | Economic | MW | Before Competition Groups | 7.3102 | 0 | 0 | 883.5444 | 0.0082737 | 18 | Industrial_2042_Economic_MW_Before Competition Groups_18 | Pulp and Paper Process Improvements | 0.8274% | 0 | 7.3102 | Industrial_2042_Economic_MW_Before Competition Groups_Pulp and Paper Process Improvements
Industrial | Ind ¦ Refiner Plate Improvements | 2042 | Economic | MW | Before Competition Groups | 6.9718 | 0 | 0 | 883.5444 | 0.0078907 | 19 | Industrial_2042_Economic_MW_Before Competition Groups_19 | Refiner Plate Improvements | 0.7891% | 0 | 6.9718 | Industrial_2042_Economic_MW_Before Competition Groups_Refiner Plate Improvements
Industrial | Ind ¦ Pulp and Paper Process Improvements | 2042 | Technical | MW | Before Competition Groups | 7.3102 | 0 | 0 | 940.1161 | 0.0077759 | 21 | Industrial_2042_Technical_MW_Before Competition Groups_21 | Pulp and Paper Process Improvements | 0.7776% | 0 | 7.3102 | Industrial_2042_Technical_MW_Before Competition Groups_Pulp and Paper Process Improvements
Industrial | Ind ¦ Free Cooling | 2042 | Achievable | MW | Before Competition Groups | 5.6937 | 0 | 0 | 740.801 | 0.0076859 | 18 | Industrial_2042_Achievable_MW_Before Competition Groups_18 | Free Cooling | 0.7686% | 0 | 5.6937 | Industrial_2042_Achievable_MW_Before Competition Groups_Free Cooling
Industrial | Ind ¦ Free Cooling | 2042 | Economic | MW | Before Competition Groups | 6.7086 | 0 | 0 | 883.5444 | 0.0075928 | 20 | Industrial_2042_Economic_MW_Before Competition Groups_20 | Free Cooling | 0.7593% | 0 | 6.7086 | Industrial_2042_Economic_MW_Before Competition Groups_Free Cooling
Industrial | Ind ¦ Refiner Plate Improvements | 2042 | Technical | MW | Before Competition Groups | 6.9718 | 0 | 0 | 940.1161 | 0.0074159 | 22 | Industrial_2042_Technical_MW_Before Competition Groups_22 | Refiner Plate Improvements | 0.7416% | 0 | 6.9718 | Industrial_2042_Technical_MW_Before Competition Groups_Refiner Plate Improvements
Industrial | Ind ¦ Refiner Plate Improvements | 2042 | Achievable | MW | Before Competition Groups | 5.449 | 0 | 0 | 740.801 | 0.0073556 | 19 | Industrial_2042_Achievable_MW_Before Competition Groups_19 | Refiner Plate Improvements | 0.7356% | 0 | 5.449 | Industrial_2042_Achievable_MW_Before Competition Groups_Refiner Plate Improvements
Industrial | Ind ¦ Free Cooling | 2042 | Technical | MW | Before Competition Groups | 6.7086 | 0 | 0 | 940.1161 | 0.0071359 | 23 | Industrial_2042_Technical_MW_Before Competition Groups_23 | Free Cooling | 0.7136% | 0 | 6.7086 | Industrial_2042_Technical_MW_Before Competition Groups_Free Cooling
Industrial | Ind ¦ Chiller Optimization | 2042 | Technical | MW | Before Competition Groups | 5.3133 | 0 | 0 | 940.1161 | 0.0056517 | 24 | Industrial_2042_Technical_MW_Before Competition Groups_24 | Chiller Optimization | 0.5652% | 0 | 5.3133 | Industrial_2042_Technical_MW_Before Competition Groups_Chiller Optimization
Industrial | Ind ¦ Cold Storage Retrofit | 2042 | Technical | MW | Before Competition Groups | 4.7768 | 0 | 0 | 940.1161 | 0.0050811 | 25 | Industrial_2042_Technical_MW_Before Competition Groups_25 | Cold Storage Retrofit | 0.5081% | 0 | 4.7768 | Industrial_2042_Technical_MW_Before Competition Groups_Cold Storage Retrofit
Industrial | Ind ¦ VAV Conversion Project | 2042 | Achievable | MW | Before Competition Groups | 3.6848 | 0 | 0 | 740.801 | 0.0049741 | 20 | Industrial_2042_Achievable_MW_Before Competition Groups_20 | VAV Conversion Project | 0.4974% | 0 | 3.6848 | Industrial_2042_Achievable_MW_Before Competition Groups_VAV Conversion Project
Industrial | Ind ¦ Cooling Tower Optimization | 2042 | Economic | MW | Before Competition Groups | 4.0227 | 0 | 0 | 883.5444 | 0.0045529 | 21 | Industrial_2042_Economic_MW_Before Competition Groups_21 | Cooling Tower Optimization | 0.4553% | 0 | 4.0227 | Industrial_2042_Economic_MW_Before Competition Groups_Cooling Tower Optimization
Industrial | Ind ¦ Cooling Tower Optimization | 2042 | Technical | MW | Before Competition Groups | 4.0227 | 0 | 0 | 940.1161 | 0.0042789 | 26 | Industrial_2042_Technical_MW_Before Competition Groups_26 | Cooling Tower Optimization | 0.4279% | 0 | 4.0227 | Industrial_2042_Technical_MW_Before Competition Groups_Cooling Tower Optimization
Industrial | Ind ¦ Cooling Tower Optimization | 2042 | Achievable | MW | Before Competition Groups | 3.0993 | 0 | 0 | 740.801 | 0.0041838 | 21 | Industrial_2042_Achievable_MW_Before Competition Groups_21 | Cooling Tower Optimization | 0.4184% | 0 | 3.0993 | Industrial_2042_Achievable_MW_Before Competition Groups_Cooling Tower Optimization
Industrial | Ind ¦ VAV Conversion Project | 2042 | Economic | MW | Before Competition Groups | 3.6376 | 0 | 0 | 883.5444 | 0.0041171 | 22 | Industrial_2042_Economic_MW_Before Competition Groups_22 | VAV Conversion Project | 0.4117% | 0 | 3.6376 | Industrial_2042_Economic_MW_Before Competition Groups_VAV Conversion Project
Industrial | Ind ¦ VAV Conversion Project | 2042 | Technical | MW | Before Competition Groups | 3.6376 | 0 | 0 | 940.1161 | 0.0038693 | 27 | Industrial_2042_Technical_MW_Before Competition Groups_27 | VAV Conversion Project | 0.3869% | 0 | 3.6376 | Industrial_2042_Technical_MW_Before Competition Groups_VAV Conversion Project
Industrial | Ind ¦ High Efficiency Battery Charger | 2042 | Economic | MW | Before Competition Groups | 3.1588 | 0 | 0 | 883.5444 | 0.0035752 | 23 | Industrial_2042_Economic_MW_Before Competition Groups_23 | High Efficiency Battery Charger | 0.3575% | 0 | 3.1588 | Industrial_2042_Economic_MW_Before Competition Groups_High Efficiency Battery Charger
Industrial | Ind ¦ High Efficiency Battery Charger | 2042 | Achievable | MW | Before Competition Groups | 2.5646 | 0 | 0 | 740.801 | 0.0034619 | 22 | Industrial_2042_Achievable_MW_Before Competition Groups_22 | High Efficiency Battery Charger | 0.3462% | 0 | 2.5646 | Industrial_2042_Achievable_MW_Before Competition Groups_High Efficiency Battery Charger
Industrial | Ind ¦ High Efficiency Battery Charger | 2042 | Technical | MW | Before Competition Groups | 3.1588 | 0 | 0 | 940.1161 | 0.00336 | 28 | Industrial_2042_Technical_MW_Before Competition Groups_28 | High Efficiency Battery Charger | 0.336% | 0 | 3.1588 | Industrial_2042_Technical_MW_Before Competition Groups_High Efficiency Battery Charger
Industrial | Ind ¦ Process Heat Recovery | 2042 | Achievable | MW | Before Competition Groups | 2.3282 | 0 | 0 | 740.801 | 0.0031428 | 23 | Industrial_2042_Achievable_MW_Before Competition Groups_23 | Process Heat Recovery | 0.3143% | 0 | 2.3282 | Industrial_2042_Achievable_MW_Before Competition Groups_Process Heat Recovery
Industrial | Ind ¦ Synchronous Belts | 2042 | Economic | MW | Before Competition Groups | 2.502 | 0 | 0 | 883.5444 | 0.0028318 | 24 | Industrial_2042_Economic_MW_Before Competition Groups_24 | Synchronous Belts | 0.2832% | 0 | 2.502 | Industrial_2042_Economic_MW_Before Competition Groups_Synchronous Belts
Industrial | Ind ¦ HVLS Fans | 2042 | Achievable | MW | Before Competition Groups | 2.0504 | 0 | 0 | 740.801 | 0.0027679 | 24 | Industrial_2042_Achievable_MW_Before Competition Groups_24 | HVLS Fans | 0.2768% | 0 | 2.0504 | Industrial_2042_Achievable_MW_Before Competition Groups_HVLS Fans
Industrial | Ind ¦ Dairy Pre-Cooler | 2042 | Economic | MW | Before Competition Groups | 2.3812 | 0 | 0 | 883.5444 | 0.002695 | 25 | Industrial_2042_Economic_MW_Before Competition Groups_25 | Dairy Pre-Cooler | 0.2695% | 0 | 2.3812 | Industrial_2042_Economic_MW_Before Competition Groups_Dairy Pre-Cooler
Industrial | Ind ¦ Synchronous Belts | 2042 | Technical | MW | Before Competition Groups | 2.502 | 0 | 0 | 940.1161 | 0.0026614 | 29 | Industrial_2042_Technical_MW_Before Competition Groups_29 | Synchronous Belts | 0.2661% | 0 | 2.502 | Industrial_2042_Technical_MW_Before Competition Groups_Synchronous Belts
Industrial | Ind ¦ Process Heat Recovery | 2042 | Economic | MW | Before Competition Groups | 2.3074 | 0 | 0 | 883.5444 | 0.0026116 | 26 | Industrial_2042_Economic_MW_Before Competition Groups_26 | Process Heat Recovery | 0.2612% | 0 | 2.3074 | Industrial_2042_Economic_MW_Before Competition Groups_Process Heat Recovery
Industrial | Ind ¦ Dairy Pre-Cooler | 2042 | Achievable | MW | Before Competition Groups | 1.9276 | 0 | 0 | 740.801 | 0.0026021 | 25 | Industrial_2042_Achievable_MW_Before Competition Groups_25 | Dairy Pre-Cooler | 0.2602% | 0 | 1.9276 | Industrial_2042_Achievable_MW_Before Competition Groups_Dairy Pre-Cooler
Industrial | Ind ¦ Process Improvements | 2042 | Achievable | MW | Before Competition Groups | 1.8923 | 0 | 0 | 740.801 | 0.0025544 | 26 | Industrial_2042_Achievable_MW_Before Competition Groups_26 | Process Improvements | 0.2554% | 0 | 1.8923 | Industrial_2042_Achievable_MW_Before Competition Groups_Process Improvements
Industrial | Ind ¦ Dairy Pre-Cooler | 2042 | Technical | MW | Before Competition Groups | 2.3812 | 0 | 0 | 940.1161 | 0.0025329 | 30 | Industrial_2042_Technical_MW_Before Competition Groups_30 | Dairy Pre-Cooler | 0.2533% | 0 | 2.3812 | Industrial_2042_Technical_MW_Before Competition Groups_Dairy Pre-Cooler
Industrial | Ind ¦ Process Heat Recovery | 2042 | Technical | MW | Before Competition Groups | 2.3074 | 0 | 0 | 940.1161 | 0.0024544 | 31 | Industrial_2042_Technical_MW_Before Competition Groups_31 | Process Heat Recovery | 0.2454% | 0 | 2.3074 | Industrial_2042_Technical_MW_Before Competition Groups_Process Heat Recovery
Industrial | Ind ¦ Refrigeration Compressor VFD | 2042 | Achievable | MW | Before Competition Groups | 1.8143 | 0 | 0 | 740.801 | 0.0024491 | 27 | Industrial_2042_Achievable_MW_Before Competition Groups_27 | Refrigeration Compressor VFD | 0.2449% | 0 | 1.8143 | Industrial_2042_Achievable_MW_Before Competition Groups_Refrigeration Compressor VFD
Industrial | Ind ¦ Refrigeration Compressor VFD | 2042 | Economic | MW | Before Competition Groups | 2.1051 | 0 | 0 | 883.5444 | 0.0023826 | 27 | Industrial_2042_Economic_MW_Before Competition Groups_27 | Refrigeration Compressor VFD | 0.2383% | 0 | 2.1051 | Industrial_2042_Economic_MW_Before Competition Groups_Refrigeration Compressor VFD
Industrial | Ind ¦ Premium Efficient Motors | 2042 | Achievable | MW | Before Competition Groups | 1.7223 | 0 | 0 | 740.801 | 0.002325 | 28 | Industrial_2042_Achievable_MW_Before Competition Groups_28 | Premium Efficient Motors | 0.2325% | 0 | 1.7223 | Industrial_2042_Achievable_MW_Before Competition Groups_Premium Efficient Motors
Industrial | Ind ¦ Refrigeration Compressor VFD | 2042 | Technical | MW | Before Competition Groups | 2.1051 | 0 | 0 | 940.1161 | 0.0022392 | 32 | Industrial_2042_Technical_MW_Before Competition Groups_32 | Refrigeration Compressor VFD | 0.2239% | 0 | 2.1051 | Industrial_2042_Technical_MW_Before Competition Groups_Refrigeration Compressor VFD
Industrial | Ind ¦ Synchronous Belts | 2042 | Achievable | MW | Before Competition Groups | 1.6138 | 0 | 0 | 740.801 | 0.0021784 | 29 | Industrial_2042_Achievable_MW_Before Competition Groups_29 | Synchronous Belts | 0.2178% | 0 | 1.6138 | Industrial_2042_Achievable_MW_Before Competition Groups_Synchronous Belts
Industrial | Ind ¦ Process Improvements | 2042 | Economic | MW | Before Competition Groups | 1.8511 | 0 | 0 | 883.5444 | 0.0020951 | 28 | Industrial_2042_Economic_MW_Before Competition Groups_28 | Process Improvements | 0.2095% | 0 | 1.8511 | Industrial_2042_Economic_MW_Before Competition Groups_Process Improvements
Industrial | Ind ¦ Process Improvements | 2042 | Technical | MW | Before Competition Groups | 1.8511 | 0 | 0 | 940.1161 | 0.001969 | 33 | Industrial_2042_Technical_MW_Before Competition Groups_33 | Process Improvements | 0.1969% | 0 | 1.8511 | Industrial_2042_Technical_MW_Before Competition Groups_Process Improvements
Industrial | Ind ¦ Efficient Transformer | 2042 | Technical | MW | Before Competition Groups | 1.5847 | 0 | 0 | 940.1161 | 0.0016857 | 34 | Industrial_2042_Technical_MW_Before Competition Groups_34 | Efficient Transformer | 0.1686% | 0 | 1.5847 | Industrial_2042_Technical_MW_Before Competition Groups_Efficient Transformer
Industrial | Ind ¦ Improved Controls - Process Heating | 2042 | Achievable | MW | Before Competition Groups | 1.2182 | 0 | 0 | 740.801 | 0.0016444 | 30 | Industrial_2042_Achievable_MW_Before Competition Groups_30 | Improved Controls - Process Heating | 0.1644% | 0 | 1.2182 | Industrial_2042_Achievable_MW_Before Competition Groups_Improved Controls - Process Heating
Industrial | Ind ¦ High Efficiency Welders | 2042 | Technical | MW | Before Competition Groups | 1.521 | 0 | 0 | 940.1161 | 0.0016179 | 35 | Industrial_2042_Technical_MW_Before Competition Groups_35 | High Efficiency Welders | 0.1618% | 0 | 1.521 | Industrial_2042_Technical_MW_Before Competition Groups_High Efficiency Welders
Industrial | Ind ¦ Improved Controls - Process Heating | 2042 | Economic | MW | Before Competition Groups | 1.2298 | 0 | 0 | 883.5444 | 0.0013919 | 29 | Industrial_2042_Economic_MW_Before Competition Groups_29 | Improved Controls - Process Heating | 0.1392% | 0 | 1.2298 | Industrial_2042_Economic_MW_Before Competition Groups_Improved Controls - Process Heating
Industrial | Ind ¦ Improved Controls - Process Heating | 2042 | Technical | MW | Before Competition Groups | 1.2298 | 0 | 0 | 940.1161 | 0.0013082 | 36 | Industrial_2042_Technical_MW_Before Competition Groups_36 | Improved Controls - Process Heating | 0.1308% | 0 | 1.2298 | Industrial_2042_Technical_MW_Before Competition Groups_Improved Controls - Process Heating
Industrial | Ind ¦ Engine Block Heater Timer | 2042 | Achievable | MW | Before Competition Groups | 0.74478 | 0 | 0 | 740.801 | 0.0010054 | 31 | Industrial_2042_Achievable_MW_Before Competition Groups_31 | Engine Block Heater Timer | 0.1005% | 0 | 0.74478 | Industrial_2042_Achievable_MW_Before Competition Groups_Engine Block Heater Timer
Industrial | Ind ¦ Engine Block Heater Timer | 2042 | Economic | MW | Before Competition Groups | 0.73236 | 0 | 0 | 883.5444 | 0.00082888 | 30 | Industrial_2042_Economic_MW_Before Competition Groups_30 | Engine Block Heater Timer | 0.08289% | 0 | 0.73236 | Industrial_2042_Economic_MW_Before Competition Groups_Engine Block Heater Timer
Industrial | Ind ¦ Engine Block Heater Timer | 2042 | Technical | MW | Before Competition Groups | 0.73236 | 0 | 0 | 940.1161 | 0.00077901 | 37 | Industrial_2042_Technical_MW_Before Competition Groups_37 | Engine Block Heater Timer | 0.0779% | 0 | 0.73236 | Industrial_2042_Technical_MW_Before Competition Groups_Engine Block Heater Timer
Industrial | Ind ¦ Efficient Refrigeration Compressor | 2042 | Achievable | MW | Before Competition Groups | 0.44503 | 0 | 0 | 740.801 | 0.00060074 | 32 | Industrial_2042_Achievable_MW_Before Competition Groups_32 | Efficient Refrigeration Compressor | 0.06007% | 0 | 0.44503 | Industrial_2042_Achievable_MW_Before Competition Groups_Efficient Refrigeration Compressor
Industrial | Ind ¦ Efficient Refrigeration Compressor | 2042 | Economic | MW | Before Competition Groups | 0.48617 | 0 | 0 | 883.5444 | 0.00055025 | 31 | Industrial_2042_Economic_MW_Before Competition Groups_31 | Efficient Refrigeration Compressor | 0.05503% | 0 | 0.48617 | Industrial_2042_Economic_MW_Before Competition Groups_Efficient Refrigeration Compressor
Industrial | Ind ¦ Efficient Refrigeration Compressor | 2042 | Technical | MW | Before Competition Groups | 0.48617 | 0 | 0 | 940.1161 | 0.00051714 | 38 | Industrial_2042_Technical_MW_Before Competition Groups_38 | Efficient Refrigeration Compressor | 0.05171% | 0 | 0.48617 | Industrial_2042_Technical_MW_Before Competition Groups_Efficient Refrigeration Compressor
Industrial | Ind ¦ HVLS Fans | 2042 | Economic | MW | Before Competition Groups | 0.44542 | 0 | 0 | 883.5444 | 0.00050413 | 32 | Industrial_2042_Economic_MW_Before Competition Groups_32 | HVLS Fans | 0.05041% | 0 | 0.44542 | Industrial_2042_Economic_MW_Before Competition Groups_HVLS Fans
Industrial | Ind ¦ Heat Lamps/Heat Pad | 2042 | Technical | MW | Before Competition Groups | 0.46242 | 0 | 0 | 940.1161 | 0.00049188 | 39 | Industrial_2042_Technical_MW_Before Competition Groups_39 | Heat Lamps/Heat Pad | 0.04919% | 0 | 0.46242 | Industrial_2042_Technical_MW_Before Competition Groups_Heat Lamps/Heat Pad
Industrial | Ind ¦ Efficient Transformer | 2042 | Achievable | MW | Before Competition Groups | 0.33194 | 0 | 0 | 740.801 | 0.00044808 | 33 | Industrial_2042_Achievable_MW_Before Competition Groups_33 | Efficient Transformer | 0.04481% | 0 | 0.33194 | Industrial_2042_Achievable_MW_Before Competition Groups_Efficient Transformer
Industrial | Ind ¦ Air Compressor Heat Recovery | 2042 | Achievable | MW | Before Competition Groups | 0.32075 | 0 | 0 | 740.801 | 0.00043298 | 34 | Industrial_2042_Achievable_MW_Before Competition Groups_34 | Air Compressor Heat Recovery | 0.0433% | 0 | 0.32075 | Industrial_2042_Achievable_MW_Before Competition Groups_Air Compressor Heat Recovery
Industrial | Ind ¦ High Efficiency Welders | 2042 | Achievable | MW | Before Competition Groups | 0.30352 | 0 | 0 | 740.801 | 0.00040972 | 35 | Industrial_2042_Achievable_MW_Before Competition Groups_35 | High Efficiency Welders | 0.04097% | 0 | 0.30352 | Industrial_2042_Achievable_MW_Before Competition Groups_High Efficiency Welders
Industrial | Ind ¦ Air Compressor Heat Recovery | 2042 | Economic | MW | Before Competition Groups | 0.32783 | 0 | 0 | 883.5444 | 0.00037104 | 33 | Industrial_2042_Economic_MW_Before Competition Groups_33 | Air Compressor Heat Recovery | 0.0371% | 0 | 0.32783 | Industrial_2042_Economic_MW_Before Competition Groups_Air Compressor Heat Recovery
Industrial | Ind ¦ Heat Lamps/Heat Pad | 2042 | Achievable | MW | Before Competition Groups | 0.26235 | 0 | 0 | 740.801 | 0.00035415 | 36 | Industrial_2042_Achievable_MW_Before Competition Groups_36 | Heat Lamps/Heat Pad | 0.03541% | 0 | 0.26235 | Industrial_2042_Achievable_MW_Before Competition Groups_Heat Lamps/Heat Pad
Industrial | Ind ¦ Air Compressor Heat Recovery | 2042 | Technical | MW | Before Competition Groups | 0.32783 | 0 | 0 | 940.1161 | 0.00034871 | 40 | Industrial_2042_Technical_MW_Before Competition Groups_40 | Air Compressor Heat Recovery | 0.03487% | 0 | 0.32783 | Industrial_2042_Technical_MW_Before Competition Groups_Air Compressor Heat Recovery
Industrial | Ind ¦ Creep Heat Controller | 2042 | Economic | MW | Before Competition Groups | 0.28497 | 0 | 0 | 883.5444 | 0.00032254 | 34 | Industrial_2042_Economic_MW_Before Competition Groups_34 | Creep Heat Controller | 0.03225% | 0 | 0.28497 | Industrial_2042_Economic_MW_Before Competition Groups_Creep Heat Controller
Industrial | Ind ¦ Creep Heat Controller | 2042 | Technical | MW | Before Competition Groups | 0.28497 | 0 | 0 | 940.1161 | 0.00030313 | 41 | Industrial_2042_Technical_MW_Before Competition Groups_41 | Creep Heat Controller | 0.03031% | 0 | 0.28497 | Industrial_2042_Technical_MW_Before Competition Groups_Creep Heat Controller
Industrial | Ind ¦ Optimize Compressed Air Dryer | 2042 | Economic | MW | Before Competition Groups | 0.23796 | 0 | 0 | 883.5444 | 0.00026932 | 35 | Industrial_2042_Economic_MW_Before Competition Groups_35 | Optimize Compressed Air Dryer | 0.02693% | 0 | 0.23796 | Industrial_2042_Economic_MW_Before Competition Groups_Optimize Compressed Air Dryer
Industrial | Ind ¦ Efficient Transformer | 2042 | Economic | MW | Before Competition Groups | 0.23437 | 0 | 0 | 883.5444 | 0.00026526 | 36 | Industrial_2042_Economic_MW_Before Competition Groups_36 | Efficient Transformer | 0.02653% | 0 | 0.23437 | Industrial_2042_Economic_MW_Before Competition Groups_Efficient Transformer
Industrial | Ind ¦ Optimize Compressed Air Dryer | 2042 | Technical | MW | Before Competition Groups | 0.23796 | 0 | 0 | 940.1161 | 0.00025311 | 42 | Industrial_2042_Technical_MW_Before Competition Groups_42 | Optimize Compressed Air Dryer | 0.02531% | 0 | 0.23796 | Industrial_2042_Technical_MW_Before Competition Groups_Optimize Compressed Air Dryer
Industrial | Ind ¦ High Efficiency Welders | 2042 | Economic | MW | Before Competition Groups | 0.18895 | 0 | 0 | 883.5444 | 0.00021385 | 37 | Industrial_2042_Economic_MW_Before Competition Groups_37 | High Efficiency Welders | 0.02139% | 0 | 0.18895 | Industrial_2042_Economic_MW_Before Competition Groups_High Efficiency Welders
Industrial | Ind ¦ Heat Lamps/Heat Pad | 2042 | Economic | MW | Before Competition Groups | 0.1618 | 0 | 0 | 883.5444 | 0.00018313 | 38 | Industrial_2042_Economic_MW_Before Competition Groups_38 | Heat Lamps/Heat Pad | 0.01831% | 0 | 0.1618 | Industrial_2042_Economic_MW_Before Competition Groups_Heat Lamps/Heat Pad
Industrial | Ind ¦ Optimize Compressed Air Dryer | 2042 | Achievable | MW | Before Competition Groups | 0.11812 | 0 | 0 | 740.801 | 0.00015945 | 37 | Industrial_2042_Achievable_MW_Before Competition Groups_37 | Optimize Compressed Air Dryer | 0.01595% | 0 | 0.11812 | Industrial_2042_Achievable_MW_Before Competition Groups_Optimize Compressed Air Dryer
Industrial | Ind ¦ Creep Heat Controller | 2042 | Achievable | MW | Before Competition Groups | 0.09898 | 0 | 0 | 740.801 | 0.00013361 | 38 | Industrial_2042_Achievable_MW_Before Competition Groups_38 | Creep Heat Controller | 0.01336% | 0 | 0.09898 | Industrial_2042_Achievable_MW_Before Competition Groups_Creep Heat Controller
Residential | Res ¦ Smart Power Bar | 2023 | Technical | GWh | Before Competition Groups | 1724.8804 | 0 | 0 | 10281.1056 | 0.16777 | 1 | Residential_2023_Technical_GWh_Before Competition Groups_1 | Smart Power Bar | 16.78% | 0 | 1724.8804 | Residential_2023_Technical_GWh_Before Competition Groups_Smart Power Bar
Residential | Res ¦ Adaptive Thermostat | 2023 | Economic | GWh | Before Competition Groups | 664.8736 | 0 | 0 | 5243.3216 | 0.1268 | 1 | Residential_2023_Economic_GWh_Before Competition Groups_1 | Adaptive Thermostat | 12.68% | 0 | 664.8736 | Residential_2023_Economic_GWh_Before Competition Groups_Adaptive Thermostat
Residential | Res ¦ Air Sealing | 2023 | Economic | GWh | Before Competition Groups | 611.2615 | 0 | 0 | 5243.3216 | 0.11658 | 2 | Residential_2023_Economic_GWh_Before Competition Groups_2 | Air Sealing | 11.66% | 0 | 611.2615 | Residential_2023_Economic_GWh_Before Competition Groups_Air Sealing
Residential | Res ¦ Energy Star Clothes Washer | 2023 | Achievable | GWh | Before Competition Groups | 31.4225 | 0 | 0 | 283.2446 | 0.11094 | 1 | Residential_2023_Achievable_GWh_Before Competition Groups_1 | Energy Star Clothes Washer | 11.09% | 0 | 31.4225 | Residential_2023_Achievable_GWh_Before Competition Groups_Energy Star Clothes Washer
Residential | Res ¦ Energy Star LED Bulbs General Purpose LEDs | 2023 | Achievable | GWh | Before Competition Groups | 30.4141 | 0 | 0 | 283.2446 | 0.10738 | 2 | Residential_2023_Achievable_GWh_Before Competition Groups_2 | Energy Star LED Bulbs General Purpose LEDs | 10.74% | 0 | 30.4141 | Residential_2023_Achievable_GWh_Before Competition Groups_Energy Star LED Bulbs General Purpose LEDs
Residential | Res ¦ Energy Star LED Specialty Bulbs | 2023 | Achievable | GWh | Before Competition Groups | 25.5367 | 0 | 0 | 283.2446 | 0.090158 | 3 | Residential_2023_Achievable_GWh_Before Competition Groups_3 | Energy Star LED Specialty Bulbs | 9.016% | 0 | 25.5367 | Residential_2023_Achievable_GWh_Before Competition Groups_Energy Star LED Specialty Bulbs
Residential | Res ¦ Variable Speed Pool Pump Motor | 2023 | Achievable | GWh | Before Competition Groups | 24.8251 | 0 | 0 | 283.2446 | 0.087645 | 4 | Residential_2023_Achievable_GWh_Before Competition Groups_4 | Variable Speed Pool Pump Motor | 8.765% | 0 | 24.8251 | Residential_2023_Achievable_GWh_Before Competition Groups_Variable Speed Pool Pump Motor
Residential | Res ¦ Variable Speed Pool Pump Motor | 2023 | Economic | GWh | Before Competition Groups | 458.6487 | 0 | 0 | 5243.3216 | 0.087473 | 3 | Residential_2023_Economic_GWh_Before Competition Groups_3 | Variable Speed Pool Pump Motor | 8.747% | 0 | 458.6487 | Residential_2023_Economic_GWh_Before Competition Groups_Variable Speed Pool Pump Motor
Residential | Res ¦ Car Block Heater Timer | 2023 | Achievable | GWh | Before Competition Groups | 19.5576 | 0 | 0 | 283.2446 | 0.069048 | 5 | Residential_2023_Achievable_GWh_Before Competition Groups_5 | Car Block Heater Timer | 6.905% | 0 | 19.5576 | Residential_2023_Achievable_GWh_Before Competition Groups_Car Block Heater Timer
Residential | Res ¦ Building Recommissioning, Operations and Maintenance (O&M) Improvements | 2023 | Achievable | GWh | Before Competition Groups | 19.4968 | 0 | 0 | 283.2446 | 0.068834 | 6 | Residential_2023_Achievable_GWh_Before Competition Groups_6 | Building Recommissioning, Operations and Maintenance (O&M) Improvements | 6.883% | 0 | 19.4968 | Residential_2023_Achievable_GWh_Before Competition Groups_Building Recommissioning, Operations and Maintenance (O&M) Improvements
Residential | Res ¦ Building Recommissioning, Operations and Maintenance (O&M) Improvements | 2023 | Economic | GWh | Before Competition Groups | 360.1828 | 0 | 0 | 5243.3216 | 0.068694 | 4 | Residential_2023_Economic_GWh_Before Competition Groups_4 | Building Recommissioning, Operations and Maintenance (O&M) Improvements | 6.869% | 0 | 360.1828 | Residential_2023_Economic_GWh_Before Competition Groups_Building Recommissioning, Operations and Maintenance (O&M) Improvements
Residential | Res ¦ Energy Star A Line, PAR, MR Lamps | 2023 | Economic | GWh | Before Competition Groups | 339.6577 | 0 | 0 | 5243.3216 | 0.064779 | 5 | Residential_2023_Economic_GWh_Before Competition Groups_5 | Energy Star A Line, PAR, MR Lamps | 6.478% | 0 | 339.6577 | Residential_2023_Economic_GWh_Before Competition Groups_Energy Star A Line, PAR, MR Lamps
Residential | Res ¦ Adaptive Thermostat | 2023 | Technical | GWh | Before Competition Groups | 664.8736 | 0 | 0 | 10281.1056 | 0.064669 | 2 | Residential_2023_Technical_GWh_Before Competition Groups_2 | Adaptive Thermostat | 6.467% | 0 | 664.8736 | Residential_2023_Technical_GWh_Before Competition Groups_Adaptive Thermostat
Residential | Res ¦ Car Block Heater Timer | 2023 | Economic | GWh | Before Competition Groups | 334.3988 | 0 | 0 | 5243.3216 | 0.063776 | 6 | Residential_2023_Economic_GWh_Before Competition Groups_6 | Car Block Heater Timer | 6.378% | 0 | 334.3988 | Residential_2023_Economic_GWh_Before Competition Groups_Car Block Heater Timer
Residential | Res ¦ Basement Wall Insulation | 2023 | Economic | GWh | Before Competition Groups | 320.16 | 0 | 0 | 5243.3216 | 0.061061 | 7 | Residential_2023_Economic_GWh_Before Competition Groups_7 | Basement Wall Insulation | 6.106% | 0 | 320.16 | Residential_2023_Economic_GWh_Before Competition Groups_Basement Wall Insulation
Residential | Res ¦ Air Sealing | 2023 | Technical | GWh | Before Competition Groups | 611.2615 | 0 | 0 | 10281.1056 | 0.059455 | 3 | Residential_2023_Technical_GWh_Before Competition Groups_3 | Air Sealing | 5.945% | 0 | 611.2615 | Residential_2023_Technical_GWh_Before Competition Groups_Air Sealing
Residential | Res ¦ Energy Star LED Bulbs General Purpose LEDs | 2023 | Economic | GWh | Before Competition Groups | 273.3234 | 0 | 0 | 5243.3216 | 0.052128 | 8 | Residential_2023_Economic_GWh_Before Competition Groups_8 | Energy Star LED Bulbs General Purpose LEDs | 5.213% | 0 | 273.3234 | Residential_2023_Economic_GWh_Before Competition Groups_Energy Star LED Bulbs General Purpose LEDs
Residential | Res ¦ Energy Star A Line, PAR, MR Lamps | 2023 | Achievable | GWh | Before Competition Groups | 14.0535 | 0 | 0 | 283.2446 | 0.049616 | 7 | Residential_2023_Achievable_GWh_Before Competition Groups_7 | Energy Star A Line, PAR, MR Lamps | 4.962% | 0 | 14.0535 | Residential_2023_Achievable_GWh_Before Competition Groups_Energy Star A Line, PAR, MR Lamps
Residential | Res ¦ Attic Insulation | 2023 | Economic | GWh | Before Competition Groups | 247.1248 | 0 | 0 | 5243.3216 | 0.047131 | 9 | Residential_2023_Economic_GWh_Before Competition Groups_9 | Attic Insulation | 4.713% | 0 | 247.1248 | Residential_2023_Economic_GWh_Before Competition Groups_Attic Insulation
Residential | Res ¦ LED Parking Lot Fixture | 2023 | Achievable | GWh | Before Competition Groups | 12.8183 | 0 | 0 | 283.2446 | 0.045255 | 8 | Residential_2023_Achievable_GWh_Before Competition Groups_8 | LED Parking Lot Fixture | 4.526% | 0 | 12.8183 | Residential_2023_Achievable_GWh_Before Competition Groups_LED Parking Lot Fixture
Residential | Res ¦ Variable Speed Pool Pump Motor | 2023 | Technical | GWh | Before Competition Groups | 458.6487 | 0 | 0 | 10281.1056 | 0.044611 | 4 | Residential_2023_Technical_GWh_Before Competition Groups_4 | Variable Speed Pool Pump Motor | 4.461% | 0 | 458.6487 | Residential_2023_Technical_GWh_Before Competition Groups_Variable Speed Pool Pump Motor
Residential | Res ¦ Energy Star LED Specialty Bulbs | 2023 | Economic | GWh | Before Competition Groups | 229.4916 | 0 | 0 | 5243.3216 | 0.043768 | 10 | Residential_2023_Economic_GWh_Before Competition Groups_10 | Energy Star LED Specialty Bulbs | 4.377% | 0 | 229.4916 | Residential_2023_Economic_GWh_Before Competition Groups_Energy Star LED Specialty Bulbs
Residential | Res ¦ Adaptive Thermostat | 2023 | Achievable | GWh | Before Competition Groups | 12.2366 | 0 | 0 | 283.2446 | 0.043201 | 9 | Residential_2023_Achievable_GWh_Before Competition Groups_9 | Adaptive Thermostat | 4.32% | 0 | 12.2366 | Residential_2023_Achievable_GWh_Before Competition Groups_Adaptive Thermostat
Residential | Res ¦ Ductless Mini-Split Heat Pump | 2023 | Achievable | GWh | Before Competition Groups | 11.4825 | 0 | 0 | 283.2446 | 0.040539 | 10 | Residential_2023_Achievable_GWh_Before Competition Groups_10 | Ductless Mini-Split Heat Pump | 4.054% | 0 | 11.4825 | Residential_2023_Achievable_GWh_Before Competition Groups_Ductless Mini-Split Heat Pump
Residential | Res ¦ Energy Star Central Air Conditioner | 2023 | Technical | GWh | Before Competition Groups | 392.8042 | 0 | 0 | 10281.1056 | 0.038206 | 5 | Residential_2023_Technical_GWh_Before Competition Groups_5 | Energy Star Central Air Conditioner | 3.821% | 0 | 392.8042 | Residential_2023_Technical_GWh_Before Competition Groups_Energy Star Central Air Conditioner
Residential | Res ¦ Passive Attic Ventilation | 2023 | Technical | GWh | Before Competition Groups | 366.4772 | 0 | 0 | 10281.1056 | 0.035646 | 6 | Residential_2023_Technical_GWh_Before Competition Groups_6 | Passive Attic Ventilation | 3.565% | 0 | 366.4772 | Residential_2023_Technical_GWh_Before Competition Groups_Passive Attic Ventilation
Residential | Res ¦ Building Recommissioning, Operations and Maintenance (O&M) Improvements | 2023 | Technical | GWh | Before Competition Groups | 360.1828 | 0 | 0 | 10281.1056 | 0.035033 | 7 | Residential_2023_Technical_GWh_Before Competition Groups_7 | Building Recommissioning, Operations and Maintenance (O&M) Improvements | 3.503% | 0 | 360.1828 | Residential_2023_Technical_GWh_Before Competition Groups_Building Recommissioning, Operations and Maintenance (O&M) Improvements
Residential | Res ¦ Comprehensive Draft Proofing | 2023 | Achievable | GWh | Before Competition Groups | 9.7914 | 0 | 0 | 283.2446 | 0.034569 | 11 | Residential_2023_Achievable_GWh_Before Competition Groups_11 | Comprehensive Draft Proofing | 3.457% | 0 | 9.7914 | Residential_2023_Achievable_GWh_Before Competition Groups_Comprehensive Draft Proofing
Residential | Res ¦ Comprehensive Draft Proofing | 2023 | Economic | GWh | Before Competition Groups | 180.8845 | 0 | 0 | 5243.3216 | 0.034498 | 11 | Residential_2023_Economic_GWh_Before Competition Groups_11 | Comprehensive Draft Proofing | 3.45% | 0 | 180.8845 | Residential_2023_Economic_GWh_Before Competition Groups_Comprehensive Draft Proofing
Residential | Res ¦ Energy Star A Line, PAR, MR Lamps | 2023 | Technical | GWh | Before Competition Groups | 339.6577 | 0 | 0 | 10281.1056 | 0.033037 | 8 | Residential_2023_Technical_GWh_Before Competition Groups_8 | Energy Star A Line, PAR, MR Lamps | 3.304% | 0 | 339.6577 | Residential_2023_Technical_GWh_Before Competition Groups_Energy Star A Line, PAR, MR Lamps
Residential | Res ¦ Car Block Heater Timer | 2023 | Technical | GWh | Before Competition Groups | 334.3988 | 0 | 0 | 10281.1056 | 0.032526 | 9 | Residential_2023_Technical_GWh_Before Competition Groups_9 | Car Block Heater Timer | 3.253% | 0 | 334.3988 | Residential_2023_Technical_GWh_Before Competition Groups_Car Block Heater Timer
Residential | Res ¦ Energy Star Windows | 2023 | Technical | GWh | Before Competition Groups | 331.7907 | 0 | 0 | 10281.1056 | 0.032272 | 10 | Residential_2023_Technical_GWh_Before Competition Groups_10 | Energy Star Windows | 3.227% | 0 | 331.7907 | Residential_2023_Technical_GWh_Before Competition Groups_Energy Star Windows
Residential | Res ¦ Basement Wall Insulation | 2023 | Technical | GWh | Before Competition Groups | 320.16 | 0 | 0 | 10281.1056 | 0.031141 | 11 | Residential_2023_Technical_GWh_Before Competition Groups_11 | Basement Wall Insulation | 3.114% | 0 | 320.16 | Residential_2023_Technical_GWh_Before Competition Groups_Basement Wall Insulation
Residential | Res ¦ Energy Star LED Bulbs General Purpose LEDs | 2023 | Technical | GWh | Before Competition Groups | 273.3234 | 0 | 0 | 10281.1056 | 0.026585 | 12 | Residential_2023_Technical_GWh_Before Competition Groups_12 | Energy Star LED Bulbs General Purpose LEDs | 2.659% | 0 | 273.3234 | Residential_2023_Technical_GWh_Before Competition Groups_Energy Star LED Bulbs General Purpose LEDs
Residential | Res ¦ Basement or Crawlspace Insulation | 2023 | Technical | GWh | Before Competition Groups | 266.4136 | 0 | 0 | 10281.1056 | 0.025913 | 13 | Residential_2023_Technical_GWh_Before Competition Groups_13 | Basement or Crawlspace Insulation | 2.591% | 0 | 266.4136 | Residential_2023_Technical_GWh_Before Competition Groups_Basement or Crawlspace Insulation
Residential | Res ¦ Occupancy Sensors MF | 2023 | Achievable | GWh | Before Competition Groups | 6.9134 | 0 | 0 | 283.2446 | 0.024408 | 12 | Residential_2023_Achievable_GWh_Before Competition Groups_12 | Occupancy Sensors MF | 2.441% | 0 | 6.9134 | Residential_2023_Achievable_GWh_Before Competition Groups_Occupancy Sensors MF
Residential | Res ¦ Occupancy Sensors MF | 2023 | Economic | GWh | Before Competition Groups | 127.716 | 0 | 0 | 5243.3216 | 0.024358 | 12 | Residential_2023_Economic_GWh_Before Competition Groups_12 | Occupancy Sensors MF | 2.436% | 0 | 127.716 | Residential_2023_Economic_GWh_Before Competition Groups_Occupancy Sensors MF
Residential | Res ¦ Attic Insulation | 2023 | Technical | GWh | Before Competition Groups | 247.1248 | 0 | 0 | 10281.1056 | 0.024037 | 14 | Residential_2023_Technical_GWh_Before Competition Groups_14 | Attic Insulation | 2.404% | 0 | 247.1248 | Residential_2023_Technical_GWh_Before Competition Groups_Attic Insulation
Residential | Res ¦ Energy Star LED Specialty Bulbs | 2023 | Technical | GWh | Before Competition Groups | 229.4916 | 0 | 0 | 10281.1056 | 0.022322 | 15 | Residential_2023_Technical_GWh_Before Competition Groups_15 | Energy Star LED Specialty Bulbs | 2.232% | 0 | 229.4916 | Residential_2023_Technical_GWh_Before Competition Groups_Energy Star LED Specialty Bulbs
Residential | Res ¦ Air Sealing | 2023 | Achievable | GWh | Before Competition Groups | 6.0152 | 0 | 0 | 283.2446 | 0.021237 | 13 | Residential_2023_Achievable_GWh_Before Competition Groups_13 | Air Sealing | 2.124% | 0 | 6.0152 | Residential_2023_Achievable_GWh_Before Competition Groups_Air Sealing
Residential | Res ¦ Networked/ Connected - Indoor LED Lamp | 2023 | Technical | GWh | Before Competition Groups | 201.0233 | 0 | 0 | 10281.1056 | 0.019553 | 16 | Residential_2023_Technical_GWh_Before Competition Groups_16 | Networked/ Connected - Indoor LED Lamp | 1.955% | 0 | 201.0233 | Residential_2023_Technical_GWh_Before Competition Groups_Networked/ Connected - Indoor LED Lamp
Residential | Res ¦ LED Exterior Area Lights - LED Fixture (200W) | 2023 | Achievable | GWh | Before Competition Groups | 5.3553 | 0 | 0 | 283.2446 | 0.018907 | 14 | Residential_2023_Achievable_GWh_Before Competition Groups_14 | LED Exterior Area Lights - LED Fixture (200W) | 1.891% | 0 | 5.3553 | Residential_2023_Achievable_GWh_Before Competition Groups_LED Exterior Area Lights - LED Fixture (200W)
Residential | Res ¦ Wall Insulation | 2023 | Technical | GWh | Before Competition Groups | 193.669 | 0 | 0 | 10281.1056 | 0.018837 | 17 | Residential_2023_Technical_GWh_Before Competition Groups_17 | Wall Insulation | 1.884% | 0 | 193.669 | Residential_2023_Technical_GWh_Before Competition Groups_Wall Insulation
Residential | Res ¦ Heavy Duty Outdoor/Holiday Plug-in Timers | 2023 | Technical | GWh | Before Competition Groups | 192.4957 | 0 | 0 | 10281.1056 | 0.018723 | 18 | Residential_2023_Technical_GWh_Before Competition Groups_18 | Heavy Duty Outdoor/Holiday Plug-in Timers | 1.872% | 0 | 192.4957 | Residential_2023_Technical_GWh_Before Competition Groups_Heavy Duty Outdoor/Holiday Plug-in Timers
Residential | Res ¦ Refrigerator Recycling | 2023 | Achievable | GWh | Before Competition Groups | 5.0112 | 0 | 0 | 283.2446 | 0.017692 | 15 | Residential_2023_Achievable_GWh_Before Competition Groups_15 | Refrigerator Recycling | 1.769% | 0 | 5.0112 | Residential_2023_Achievable_GWh_Before Competition Groups_Refrigerator Recycling
Residential | Res ¦ Refrigerator Recycling | 2023 | Economic | GWh | Before Competition Groups | 92.5834 | 0 | 0 | 5243.3216 | 0.017657 | 13 | Residential_2023_Economic_GWh_Before Competition Groups_13 | Refrigerator Recycling | 1.766% | 0 | 92.5834 | Residential_2023_Economic_GWh_Before Competition Groups_Refrigerator Recycling
Residential | Res ¦ Comprehensive Draft Proofing | 2023 | Technical | GWh | Before Competition Groups | 180.8845 | 0 | 0 | 10281.1056 | 0.017594 | 19 | Residential_2023_Technical_GWh_Before Competition Groups_19 | Comprehensive Draft Proofing | 1.759% | 0 | 180.8845 | Residential_2023_Technical_GWh_Before Competition Groups_Comprehensive Draft Proofing
Residential | Res ¦ Energy Star Torchiere | 2023 | Achievable | GWh | Before Competition Groups | 4.9559 | 0 | 0 | 283.2446 | 0.017497 | 16 | Residential_2023_Achievable_GWh_Before Competition Groups_16 | Energy Star Torchiere | 1.75% | 0 | 4.9559 | Residential_2023_Achievable_GWh_Before Competition Groups_Energy Star Torchiere
Residential | Res ¦ Clothes Drying Racks | 2023 | Achievable | GWh | Before Competition Groups | 4.5738 | 0 | 0 | 283.2446 | 0.016148 | 17 | Residential_2023_Achievable_GWh_Before Competition Groups_17 | Clothes Drying Racks | 1.615% | 0 | 4.5738 | Residential_2023_Achievable_GWh_Before Competition Groups_Clothes Drying Racks
Residential | Res ¦ Clothes Drying Racks | 2023 | Economic | GWh | Before Competition Groups | 84.5331 | 0 | 0 | 5243.3216 | 0.016122 | 14 | Residential_2023_Economic_GWh_Before Competition Groups_14 | Clothes Drying Racks | 1.612% | 0 | 84.5331 | Residential_2023_Economic_GWh_Before Competition Groups_Clothes Drying Racks
Residential | Res ¦ Energy Star Light Fixture | 2023 | Achievable | GWh | Before Competition Groups | 4.5644 | 0 | 0 | 283.2446 | 0.016115 | 18 | Residential_2023_Achievable_GWh_Before Competition Groups_18 | Energy Star Light Fixture | 1.611% | 0 | 4.5644 | Residential_2023_Achievable_GWh_Before Competition Groups_Energy Star Light Fixture
Residential | Res ¦ Freezer Recycling | 2023 | Economic | GWh | Before Competition Groups | 81.2283 | 0 | 0 | 5243.3216 | 0.015492 | 15 | Residential_2023_Economic_GWh_Before Competition Groups_15 | Freezer Recycling | 1.549% | 0 | 81.2283 | Residential_2023_Economic_GWh_Before Competition Groups_Freezer Recycling
Residential | Res ¦ Freezer Recycling | 2023 | Achievable | GWh | Before Competition Groups | 4.3867 | 0 | 0 | 283.2446 | 0.015487 | 19 | Residential_2023_Achievable_GWh_Before Competition Groups_19 | Freezer Recycling | 1.549% | 0 | 4.3867 | Residential_2023_Achievable_GWh_Before Competition Groups_Freezer Recycling
Residential | Res ¦ Energy Star Clothes Washer | 2023 | Economic | GWh | Before Competition Groups | 75.3918 | 0 | 0 | 5243.3216 | 0.014379 | 16 | Residential_2023_Economic_GWh_Before Competition Groups_16 | Energy Star Clothes Washer | 1.438% | 0 | 75.3918 | Residential_2023_Economic_GWh_Before Competition Groups_Energy Star Clothes Washer
Residential | Res ¦ Duct Insulation | 2023 | Economic | GWh | Before Competition Groups | 74.9368 | 0 | 0 | 5243.3216 | 0.014292 | 17 | Residential_2023_Economic_GWh_Before Competition Groups_17 | Duct Insulation | 1.429% | 0 | 74.9368 | Residential_2023_Economic_GWh_Before Competition Groups_Duct Insulation
Residential | Res ¦ ENERGY STAR LED LAMPS (REFLECTOR LAMPs/MR16/PAR 16) | 2023 | Achievable | GWh | Before Competition Groups | 3.871 | 0 | 0 | 283.2446 | 0.013667 | 20 | Residential_2023_Achievable_GWh_Before Competition Groups_20 | ENERGY STAR LED LAMPS (REFLECTOR LAMPs/MR16/PAR 16) | 1.367% | 0 | 3.871 | Residential_2023_Achievable_GWh_Before Competition Groups_ENERGY STAR LED LAMPS (REFLECTOR LAMPs/MR16/PAR 16)
Residential | Res ¦ Furnace with ECM | 2023 | Technical | GWh | Before Competition Groups | 134.0709 | 0 | 0 | 10281.1056 | 0.013041 | 20 | Residential_2023_Technical_GWh_Before Competition Groups_20 | Furnace with ECM | 1.304% | 0 | 134.0709 | Residential_2023_Technical_GWh_Before Competition Groups_Furnace with ECM
Residential | Res ¦ Occupancy Sensors MF | 2023 | Technical | GWh | Before Competition Groups | 127.716 | 0 | 0 | 10281.1056 | 0.012422 | 21 | Residential_2023_Technical_GWh_Before Competition Groups_21 | Occupancy Sensors MF | 1.242% | 0 | 127.716 | Residential_2023_Technical_GWh_Before Competition Groups_Occupancy Sensors MF
Residential | Res ¦ Floor Insulation | 2023 | Economic | GWh | Before Competition Groups | 64.8839 | 0 | 0 | 5243.3216 | 0.012375 | 18 | Residential_2023_Economic_GWh_Before Competition Groups_18 | Floor Insulation | 1.237% | 0 | 64.8839 | Residential_2023_Economic_GWh_Before Competition Groups_Floor Insulation
Residential | Res ¦ Radiant Barrier | 2023 | Technical | GWh | Before Competition Groups | 123.4664 | 0 | 0 | 10281.1056 | 0.012009 | 22 | Residential_2023_Technical_GWh_Before Competition Groups_22 | Radiant Barrier | 1.201% | 0 | 123.4664 | Residential_2023_Technical_GWh_Before Competition Groups_Radiant Barrier
Residential | Res ¦ LED Parking Lot Fixture | 2023 | Economic | GWh | Before Competition Groups | 61.8526 | 0 | 0 | 5243.3216 | 0.011796 | 19 | Residential_2023_Economic_GWh_Before Competition Groups_19 | LED Parking Lot Fixture | 1.18% | 0 | 61.8526 | Residential_2023_Economic_GWh_Before Competition Groups_LED Parking Lot Fixture
Residential | Res ¦ Ductless Mini-Split Heat Pump | 2023 | Economic | GWh | Before Competition Groups | 61.2922 | 0 | 0 | 5243.3216 | 0.01169 | 20 | Residential_2023_Economic_GWh_Before Competition Groups_20 | Ductless Mini-Split Heat Pump | 1.169% | 0 | 61.2922 | Residential_2023_Economic_GWh_Before Competition Groups_Ductless Mini-Split Heat Pump
Residential | Res ¦ Basement Wall Insulation | 2023 | Achievable | GWh | Before Competition Groups | 3.1507 | 0 | 0 | 283.2446 | 0.011124 | 21 | Residential_2023_Achievable_GWh_Before Competition Groups_21 | Basement Wall Insulation | 1.112% | 0 | 3.1507 | Residential_2023_Achievable_GWh_Before Competition Groups_Basement Wall Insulation
Residential | Res ¦ Advanced BAS/Controllers | 2023 | Achievable | GWh | Before Competition Groups | 2.8477 | 0 | 0 | 283.2446 | 0.010054 | 22 | Residential_2023_Achievable_GWh_Before Competition Groups_22 | Advanced BAS/Controllers | 1.005% | 0 | 2.8477 | Residential_2023_Achievable_GWh_Before Competition Groups_Advanced BAS/Controllers
Residential | Res ¦ Advanced BAS/Controllers | 2023 | Economic | GWh | Before Competition Groups | 52.614 | 0 | 0 | 5243.3216 | 0.010034 | 21 | Residential_2023_Economic_GWh_Before Competition Groups_21 | Advanced BAS/Controllers | 1.003% | 0 | 52.614 | Residential_2023_Economic_GWh_Before Competition Groups_Advanced BAS/Controllers
Residential | Res ¦ Ceiling Insulation | 2023 | Technical | GWh | Before Competition Groups | 96.4686 | 0 | 0 | 10281.1056 | 0.0093831 | 23 | Residential_2023_Technical_GWh_Before Competition Groups_23 | Ceiling Insulation | 0.9383% | 0 | 96.4686 | Residential_2023_Technical_GWh_Before Competition Groups_Ceiling Insulation
Residential | Res ¦ Window Film | 2023 | Technical | GWh | Before Competition Groups | 96.179 | 0 | 0 | 10281.1056 | 0.0093549 | 24 | Residential_2023_Technical_GWh_Before Competition Groups_24 | Window Film | 0.9355% | 0 | 96.179 | Residential_2023_Technical_GWh_Before Competition Groups_Window Film
Residential | Res ¦ Refrigerator Recycling | 2023 | Technical | GWh | Before Competition Groups | 92.5834 | 0 | 0 | 10281.1056 | 0.0090052 | 25 | Residential_2023_Technical_GWh_Before Competition Groups_25 | Refrigerator Recycling | 0.9005% | 0 | 92.5834 | Residential_2023_Technical_GWh_Before Competition Groups_Refrigerator Recycling
Residential | Res ¦ Energy Star Torchiere | 2023 | Economic | GWh | Before Competition Groups | 45.0671 | 0 | 0 | 5243.3216 | 0.0085951 | 22 | Residential_2023_Economic_GWh_Before Competition Groups_22 | Energy Star Torchiere | 0.8595% | 0 | 45.0671 | Residential_2023_Economic_GWh_Before Competition Groups_Energy Star Torchiere
Residential | Res ¦ Minimize Hot and Warm Clothes Wash | 2023 | Economic | GWh | Before Competition Groups | 45.0198 | 0 | 0 | 5243.3216 | 0.0085861 | 23 | Residential_2023_Economic_GWh_Before Competition Groups_23 | Minimize Hot and Warm Clothes Wash | 0.8586% | 0 | 45.0198 | Residential_2023_Economic_GWh_Before Competition Groups_Minimize Hot and Warm Clothes Wash
Residential | Res ¦ Attic Insulation | 2023 | Achievable | GWh | Before Competition Groups | 2.4317 | 0 | 0 | 283.2446 | 0.0085851 | 23 | Residential_2023_Achievable_GWh_Before Competition Groups_23 | Attic Insulation | 0.8585% | 0 | 2.4317 | Residential_2023_Achievable_GWh_Before Competition Groups_Attic Insulation
Residential | Res ¦ Furnace Whistle | 2023 | Achievable | GWh | Before Competition Groups | 2.3866 | 0 | 0 | 283.2446 | 0.0084259 | 24 | Residential_2023_Achievable_GWh_Before Competition Groups_24 | Furnace Whistle | 0.8426% | 0 | 2.3866 | Residential_2023_Achievable_GWh_Before Competition Groups_Furnace Whistle
Residential | Res ¦ Furnace Whistle | 2023 | Economic | GWh | Before Competition Groups | 44.0895 | 0 | 0 | 5243.3216 | 0.0084087 | 24 | Residential_2023_Economic_GWh_Before Competition Groups_24 | Furnace Whistle | 0.8409% | 0 | 44.0895 | Residential_2023_Economic_GWh_Before Competition Groups_Furnace Whistle
Residential | Res ¦ Clothes Drying Racks | 2023 | Technical | GWh | Before Competition Groups | 84.5331 | 0 | 0 | 10281.1056 | 0.0082222 | 26 | Residential_2023_Technical_GWh_Before Competition Groups_26 | Clothes Drying Racks | 0.8222% | 0 | 84.5331 | Residential_2023_Technical_GWh_Before Competition Groups_Clothes Drying Racks
Residential | Res ¦ Energy Star Refrigerator | 2023 | Technical | GWh | Before Competition Groups | 84.1006 | 0 | 0 | 10281.1056 | 0.0081801 | 27 | Residential_2023_Technical_GWh_Before Competition Groups_27 | Energy Star Refrigerator | 0.818% | 0 | 84.1006 | Residential_2023_Technical_GWh_Before Competition Groups_Energy Star Refrigerator
Residential | Res ¦ Wall Insulation | 2023 | Economic | GWh | Before Competition Groups | 42.3237 | 0 | 0 | 5243.3216 | 0.0080719 | 25 | Residential_2023_Economic_GWh_Before Competition Groups_25 | Wall Insulation | 0.8072% | 0 | 42.3237 | Residential_2023_Economic_GWh_Before Competition Groups_Wall Insulation
Residential | Res ¦ Freezer Recycling | 2023 | Technical | GWh | Before Competition Groups | 81.2283 | 0 | 0 | 10281.1056 | 0.0079007 | 28 | Residential_2023_Technical_GWh_Before Competition Groups_28 | Freezer Recycling | 0.7901% | 0 | 81.2283 | Residential_2023_Technical_GWh_Before Competition Groups_Freezer Recycling
Residential | Res ¦ Energy Star Light Fixture | 2023 | Technical | GWh | Before Competition Groups | 80.9982 | 0 | 0 | 10281.1056 | 0.0078784 | 29 | Residential_2023_Technical_GWh_Before Competition Groups_29 | Energy Star Light Fixture | 0.7878% | 0 | 80.9982 | Residential_2023_Technical_GWh_Before Competition Groups_Energy Star Light Fixture
Residential | Res ¦ Duct Insulation | 2023 | Technical | GWh | Before Competition Groups | 80.4359 | 0 | 0 | 10281.1056 | 0.0078237 | 30 | Residential_2023_Technical_GWh_Before Competition Groups_30 | Duct Insulation | 0.7824% | 0 | 80.4359 | Residential_2023_Technical_GWh_Before Competition Groups_Duct Insulation
Residential | Res ¦ Outside Air Economizer | 2023 | Achievable | GWh | Before Competition Groups | 2.179 | 0 | 0 | 283.2446 | 0.0076931 | 25 | Residential_2023_Achievable_GWh_Before Competition Groups_25 | Outside Air Economizer | 0.7693% | 0 | 2.179 | Residential_2023_Achievable_GWh_Before Competition Groups_Outside Air Economizer
Residential | Res ¦ Energy Star Clothes Washer | 2023 | Technical | GWh | Before Competition Groups | 75.3918 | 0 | 0 | 10281.1056 | 0.007333 | 31 | Residential_2023_Technical_GWh_Before Competition Groups_31 | Energy Star Clothes Washer | 0.7333% | 0 | 75.3918 | Residential_2023_Technical_GWh_Before Competition Groups_Energy Star Clothes Washer
Residential | Res ¦ Variable Refrigerant Flow Heat Pump | 2023 | Technical | GWh | Before Competition Groups | 70.1506 | 0 | 0 | 10281.1056 | 0.0068233 | 32 | Residential_2023_Technical_GWh_Before Competition Groups_32 | Variable Refrigerant Flow Heat Pump | 0.6823% | 0 | 70.1506 | Residential_2023_Technical_GWh_Before Competition Groups_Variable Refrigerant Flow Heat Pump
Residential | Res ¦ INTEGRAL LED TROFFERS | 2023 | Technical | GWh | Before Competition Groups | 69.9556 | 0 | 0 | 10281.1056 | 0.0068043 | 33 | Residential_2023_Technical_GWh_Before Competition Groups_33 | INTEGRAL LED TROFFERS | 0.6804% | 0 | 69.9556 | Residential_2023_Technical_GWh_Before Competition Groups_INTEGRAL LED TROFFERS
Residential | Res ¦ Smart Burners | 2023 | Technical | GWh | Before Competition Groups | 67.5452 | 0 | 0 | 10281.1056 | 0.0065698 | 34 | Residential_2023_Technical_GWh_Before Competition Groups_34 | Smart Burners | 0.657% | 0 | 67.5452 | Residential_2023_Technical_GWh_Before Competition Groups_Smart Burners
Residential | Res ¦ Energy Star Air Source Heat Pump | 2023 | Economic | GWh | Before Competition Groups | 34.4139 | 0 | 0 | 5243.3216 | 0.0065634 | 26 | Residential_2023_Economic_GWh_Before Competition Groups_26 | Energy Star Air Source Heat Pump | 0.6563% | 0 | 34.4139 | Residential_2023_Economic_GWh_Before Competition Groups_Energy Star Air Source Heat Pump
Residential | Res ¦ Floor Insulation | 2023 | Technical | GWh | Before Competition Groups | 64.8839 | 0 | 0 | 10281.1056 | 0.006311 | 35 | Residential_2023_Technical_GWh_Before Competition Groups_35 | Floor Insulation | 0.6311% | 0 | 64.8839 | Residential_2023_Technical_GWh_Before Competition Groups_Floor Insulation
Residential | Res ¦ LED Parking Lot Fixture | 2023 | Technical | GWh | Before Competition Groups | 61.8526 | 0 | 0 | 10281.1056 | 0.0060161 | 36 | Residential_2023_Technical_GWh_Before Competition Groups_36 | LED Parking Lot Fixture | 0.6016% | 0 | 61.8526 | Residential_2023_Technical_GWh_Before Competition Groups_LED Parking Lot Fixture
Residential | Res ¦ Heat Pump Clothes Dryer | 2023 | Technical | GWh | Before Competition Groups | 61.3636 | 0 | 0 | 10281.1056 | 0.0059686 | 37 | Residential_2023_Technical_GWh_Before Competition Groups_37 | Heat Pump Clothes Dryer | 0.5969% | 0 | 61.3636 | Residential_2023_Technical_GWh_Before Competition Groups_Heat Pump Clothes Dryer
Residential | Res ¦ Ductless Mini-Split Heat Pump | 2023 | Technical | GWh | Before Competition Groups | 61.2922 | 0 | 0 | 10281.1056 | 0.0059616 | 38 | Residential_2023_Technical_GWh_Before Competition Groups_38 | Ductless Mini-Split Heat Pump | 0.5962% | 0 | 61.2922 | Residential_2023_Technical_GWh_Before Competition Groups_Ductless Mini-Split Heat Pump
Residential | Res ¦ Energy Star Ground Source Heat Pump | 2023 | Technical | GWh | Before Competition Groups | 60.8611 | 0 | 0 | 10281.1056 | 0.0059197 | 39 | Residential_2023_Technical_GWh_Before Competition Groups_39 | Energy Star Ground Source Heat Pump | 0.592% | 0 | 60.8611 | Residential_2023_Technical_GWh_Before Competition Groups_Energy Star Ground Source Heat Pump
Residential | Res ¦ Minimize Hot and Warm Clothes Wash | 2023 | Achievable | GWh | Before Competition Groups | 1.6633 | 0 | 0 | 283.2446 | 0.0058721 | 26 | Residential_2023_Achievable_GWh_Before Competition Groups_26 | Minimize Hot and Warm Clothes Wash | 0.5872% | 0 | 1.6633 | Residential_2023_Achievable_GWh_Before Competition Groups_Minimize Hot and Warm Clothes Wash
Residential | Res ¦ Energy Star Light Fixture | 2023 | Economic | GWh | Before Competition Groups | 28.9347 | 0 | 0 | 5243.3216 | 0.0055184 | 27 | Residential_2023_Economic_GWh_Before Competition Groups_27 | Energy Star Light Fixture | 0.5518% | 0 | 28.9347 | Residential_2023_Economic_GWh_Before Competition Groups_Energy Star Light Fixture
Residential | Res ¦ LED Exterior Area Lights - LED Fixture (200W) | 2023 | Economic | GWh | Before Competition Groups | 28.5231 | 0 | 0 | 5243.3216 | 0.0054399 | 28 | Residential_2023_Economic_GWh_Before Competition Groups_28 | LED Exterior Area Lights - LED Fixture (200W) | 0.544% | 0 | 28.5231 | Residential_2023_Economic_GWh_Before Competition Groups_LED Exterior Area Lights - LED Fixture (200W)
Residential | Res ¦ Dehumidifier Recycling | 2023 | Technical | GWh | Before Competition Groups | 55.7886 | 0 | 0 | 10281.1056 | 0.0054263 | 40 | Residential_2023_Technical_GWh_Before Competition Groups_40 | Dehumidifier Recycling | 0.5426% | 0 | 55.7886 | Residential_2023_Technical_GWh_Before Competition Groups_Dehumidifier Recycling
Residential | Res ¦ Duct Insulation MF | 2023 | Economic | GWh | Before Competition Groups | 28.4372 | 0 | 0 | 5243.3216 | 0.0054235 | 29 | Residential_2023_Economic_GWh_Before Competition Groups_29 | Duct Insulation MF | 0.5424% | 0 | 28.4372 | Residential_2023_Economic_GWh_Before Competition Groups_Duct Insulation MF
Residential | Res ¦ Energy Star Air Source Heat Pump | 2023 | Achievable | GWh | Before Competition Groups | 1.5289 | 0 | 0 | 283.2446 | 0.0053977 | 27 | Residential_2023_Achievable_GWh_Before Competition Groups_27 | Energy Star Air Source Heat Pump | 0.5398% | 0 | 1.5289 | Residential_2023_Achievable_GWh_Before Competition Groups_Energy Star Air Source Heat Pump
Residential | Res ¦ Energy Star Room Air Conditioner | 2023 | Achievable | GWh | Before Competition Groups | 1.503 | 0 | 0 | 283.2446 | 0.0053062 | 28 | Residential_2023_Achievable_GWh_Before Competition Groups_28 | Energy Star Room Air Conditioner | 0.5306% | 0 | 1.503 | Residential_2023_Achievable_GWh_Before Competition Groups_Energy Star Room Air Conditioner
Residential | Res ¦ Advanced BAS/Controllers | 2023 | Technical | GWh | Before Competition Groups | 52.614 | 0 | 0 | 10281.1056 | 0.0051175 | 41 | Residential_2023_Technical_GWh_Before Competition Groups_41 | Advanced BAS/Controllers | 0.5118% | 0 | 52.614 | Residential_2023_Technical_GWh_Before Competition Groups_Advanced BAS/Controllers
Residential | Res ¦ Outside Air Economizer | 2023 | Economic | GWh | Before Competition Groups | 26.3015 | 0 | 0 | 5243.3216 | 0.0050162 | 30 | Residential_2023_Economic_GWh_Before Competition Groups_30 | Outside Air Economizer | 0.5016% | 0 | 26.3015 | Residential_2023_Economic_GWh_Before Competition Groups_Outside Air Economizer
Residential | Res ¦ Demand Control Ventilation | 2023 | Economic | GWh | Before Competition Groups | 24.1969 | 0 | 0 | 5243.3216 | 0.0046148 | 31 | Residential_2023_Economic_GWh_Before Competition Groups_31 | Demand Control Ventilation | 0.4615% | 0 | 24.1969 | Residential_2023_Economic_GWh_Before Competition Groups_Demand Control Ventilation
Residential | Res ¦ Energy Star Torchiere | 2023 | Technical | GWh | Before Competition Groups | 45.0671 | 0 | 0 | 10281.1056 | 0.0043835 | 42 | Residential_2023_Technical_GWh_Before Competition Groups_42 | Energy Star Torchiere | 0.4383% | 0 | 45.0671 | Residential_2023_Technical_GWh_Before Competition Groups_Energy Star Torchiere
Residential | Res ¦ Minimize Hot and Warm Clothes Wash | 2023 | Technical | GWh | Before Competition Groups | 45.0198 | 0 | 0 | 10281.1056 | 0.0043789 | 43 | Residential_2023_Technical_GWh_Before Competition Groups_43 | Minimize Hot and Warm Clothes Wash | 0.4379% | 0 | 45.0198 | Residential_2023_Technical_GWh_Before Competition Groups_Minimize Hot and Warm Clothes Wash
Residential | Res ¦ Furnace Whistle | 2023 | Technical | GWh | Before Competition Groups | 44.0895 | 0 | 0 | 10281.1056 | 0.0042884 | 44 | Residential_2023_Technical_GWh_Before Competition Groups_44 | Furnace Whistle | 0.4288% | 0 | 44.0895 | Residential_2023_Technical_GWh_Before Competition Groups_Furnace Whistle
Residential | Res ¦ Induction Cooking Stove Top | 2023 | Technical | GWh | Before Competition Groups | 41.6078 | 0 | 0 | 10281.1056 | 0.004047 | 45 | Residential_2023_Technical_GWh_Before Competition Groups_45 | Induction Cooking Stove Top | 0.4047% | 0 | 41.6078 | Residential_2023_Technical_GWh_Before Competition Groups_Induction Cooking Stove Top
Residential | Res ¦ High Efficiency Chiller (avg of water and air cooled) | 2023 | Achievable | GWh | Before Competition Groups | 1.1362 | 0 | 0 | 283.2446 | 0.0040112 | 29 | Residential_2023_Achievable_GWh_Before Competition Groups_29 | High Efficiency Chiller (avg of water and air cooled) | 0.4011% | 0 | 1.1362 | Residential_2023_Achievable_GWh_Before Competition Groups_High Efficiency Chiller (avg of water and air cooled)
Residential | Res ¦ Early Hot Water Heater Replacement | 2023 | Technical | GWh | Before Competition Groups | 40.0342 | 0 | 0 | 10281.1056 | 0.003894 | 46 | Residential_2023_Technical_GWh_Before Competition Groups_46 | Early Hot Water Heater Replacement | 0.3894% | 0 | 40.0342 | Residential_2023_Technical_GWh_Before Competition Groups_Early Hot Water Heater Replacement
Residential | Res ¦ LED Downlight | 2023 | Technical | GWh | Before Competition Groups | 37.4892 | 0 | 0 | 10281.1056 | 0.0036464 | 47 | Residential_2023_Technical_GWh_Before Competition Groups_47 | LED Downlight | 0.3646% | 0 | 37.4892 | Residential_2023_Technical_GWh_Before Competition Groups_LED Downlight
Residential | Res ¦ Variable Frequency Drive (VFD) | 2023 | Achievable | GWh | Before Competition Groups | 1.029 | 0 | 0 | 283.2446 | 0.003633 | 30 | Residential_2023_Achievable_GWh_Before Competition Groups_30 | Variable Frequency Drive (VFD) | 0.3633% | 0 | 1.029 | Residential_2023_Achievable_GWh_Before Competition Groups_Variable Frequency Drive (VFD)
Residential | Res ¦ Variable Frequency Drive (VFD) | 2023 | Economic | GWh | Before Competition Groups | 19.0111 | 0 | 0 | 5243.3216 | 0.0036258 | 32 | Residential_2023_Economic_GWh_Before Competition Groups_32 | Variable Frequency Drive (VFD) | 0.3626% | 0 | 19.0111 | Residential_2023_Economic_GWh_Before Competition Groups_Variable Frequency Drive (VFD)
Residential | Res ¦ Ductless Mini-Split Air Conditioner | 2023 | Technical | GWh | Before Competition Groups | 36.4202 | 0 | 0 | 10281.1056 | 0.0035424 | 48 | Residential_2023_Technical_GWh_Before Competition Groups_48 | Ductless Mini-Split Air Conditioner | 0.3542% | 0 | 36.4202 | Residential_2023_Technical_GWh_Before Competition Groups_Ductless Mini-Split Air Conditioner
Residential | Res ¦ Duct Insulation MF | 2023 | Technical | GWh | Before Competition Groups | 36.2438 | 0 | 0 | 10281.1056 | 0.0035253 | 49 | Residential_2023_Technical_GWh_Before Competition Groups_49 | Duct Insulation MF | 0.3525% | 0 | 36.2438 | Residential_2023_Technical_GWh_Before Competition Groups_Duct Insulation MF
Residential | Res ¦ Energy Star Clothes Dryer | 2023 | Technical | GWh | Before Competition Groups | 35.049 | 0 | 0 | 10281.1056 | 0.0034091 | 50 | Residential_2023_Technical_GWh_Before Competition Groups_50 | Energy Star Clothes Dryer | 0.3409% | 0 | 35.049 | Residential_2023_Technical_GWh_Before Competition Groups_Energy Star Clothes Dryer
Residential | Res ¦ Energy Star Air Source Heat Pump | 2023 | Technical | GWh | Before Competition Groups | 34.4139 | 0 | 0 | 10281.1056 | 0.0033473 | 51 | Residential_2023_Technical_GWh_Before Competition Groups_51 | Energy Star Air Source Heat Pump | 0.3347% | 0 | 34.4139 | Residential_2023_Technical_GWh_Before Competition Groups_Energy Star Air Source Heat Pump
Residential | Res ¦ CO Sensors for parking garage exhaust fans | 2023 | Achievable | GWh | Before Competition Groups | 0.92583 | 0 | 0 | 283.2446 | 0.0032687 | 31 | Residential_2023_Achievable_GWh_Before Competition Groups_31 | CO Sensors for parking garage exhaust fans | 0.3269% | 0 | 0.92583 | Residential_2023_Achievable_GWh_Before Competition Groups_CO Sensors for parking garage exhaust fans
Residential | Res ¦ Central Air Conditioner Maintenance | 2023 | Technical | GWh | Before Competition Groups | 32.9585 | 0 | 0 | 10281.1056 | 0.0032057 | 52 | Residential_2023_Technical_GWh_Before Competition Groups_52 | Central Air Conditioner Maintenance | 0.3206% | 0 | 32.9585 | Residential_2023_Technical_GWh_Before Competition Groups_Central Air Conditioner Maintenance
Residential | Res ¦ Energy Star Dehumidifier | 2023 | Technical | GWh | Before Competition Groups | 32.7975 | 0 | 0 | 10281.1056 | 0.0031901 | 53 | Residential_2023_Technical_GWh_Before Competition Groups_53 | Energy Star Dehumidifier | 0.319% | 0 | 32.7975 | Residential_2023_Technical_GWh_Before Competition Groups_Energy Star Dehumidifier
Residential | Res ¦ CO Sensors for parking garage exhaust fans | 2023 | Economic | GWh | Before Competition Groups | 16.5942 | 0 | 0 | 5243.3216 | 0.0031648 | 33 | Residential_2023_Economic_GWh_Before Competition Groups_33 | CO Sensors for parking garage exhaust fans | 0.3165% | 0 | 16.5942 | Residential_2023_Economic_GWh_Before Competition Groups_CO Sensors for parking garage exhaust fans
Residential | Res ¦ LED Exterior Area Lights - LED Fixture (200W) | 2023 | Technical | GWh | Before Competition Groups | 28.5231 | 0 | 0 | 10281.1056 | 0.0027743 | 54 | Residential_2023_Technical_GWh_Before Competition Groups_54 | LED Exterior Area Lights - LED Fixture (200W) | 0.2774% | 0 | 28.5231 | Residential_2023_Technical_GWh_Before Competition Groups_LED Exterior Area Lights - LED Fixture (200W)
Residential | Res ¦ Water Heater Temperature Setback | 2023 | Achievable | GWh | Before Competition Groups | 0.76045 | 0 | 0 | 283.2446 | 0.0026848 | 32 | Residential_2023_Achievable_GWh_Before Competition Groups_32 | Water Heater Temperature Setback | 0.2685% | 0 | 0.76045 | Residential_2023_Achievable_GWh_Before Competition Groups_Water Heater Temperature Setback
Residential | Res ¦ Water Heater Temperature Setback | 2023 | Economic | GWh | Before Competition Groups | 14.0485 | 0 | 0 | 5243.3216 | 0.0026793 | 34 | Residential_2023_Economic_GWh_Before Competition Groups_34 | Water Heater Temperature Setback | 0.2679% | 0 | 14.0485 | Residential_2023_Economic_GWh_Before Competition Groups_Water Heater Temperature Setback
Residential | Res ¦ Demand Control Ventilation | 2023 | Achievable | GWh | Before Competition Groups | 0.75304 | 0 | 0 | 283.2446 | 0.0026586 | 33 | Residential_2023_Achievable_GWh_Before Competition Groups_33 | Demand Control Ventilation | 0.2659% | 0 | 0.75304 | Residential_2023_Achievable_GWh_Before Competition Groups_Demand Control Ventilation
Residential | Res ¦ Energy Star Room Air Conditioner | 2023 | Economic | GWh | Before Competition Groups | 13.8918 | 0 | 0 | 5243.3216 | 0.0026494 | 35 | Residential_2023_Economic_GWh_Before Competition Groups_35 | Energy Star Room Air Conditioner | 0.2649% | 0 | 13.8918 | Residential_2023_Economic_GWh_Before Competition Groups_Energy Star Room Air Conditioner
Residential | Res ¦ Drain Water Heat Recovery | 2023 | Technical | GWh | Before Competition Groups | 26.8733 | 0 | 0 | 10281.1056 | 0.0026139 | 55 | Residential_2023_Technical_GWh_Before Competition Groups_55 | Drain Water Heat Recovery | 0.2614% | 0 | 26.8733 | Residential_2023_Technical_GWh_Before Competition Groups_Drain Water Heat Recovery
Residential | Res ¦ Duct Insulation | 2023 | Achievable | GWh | Before Competition Groups | 0.73708 | 0 | 0 | 283.2446 | 0.0026023 | 34 | Residential_2023_Achievable_GWh_Before Competition Groups_34 | Duct Insulation | 0.2602% | 0 | 0.73708 | Residential_2023_Achievable_GWh_Before Competition Groups_Duct Insulation
Residential | Res ¦ Outside Air Economizer | 2023 | Technical | GWh | Before Competition Groups | 26.3015 | 0 | 0 | 10281.1056 | 0.0025582 | 56 | Residential_2023_Technical_GWh_Before Competition Groups_56 | Outside Air Economizer | 0.2558% | 0 | 26.3015 | Residential_2023_Technical_GWh_Before Competition Groups_Outside Air Economizer
Residential | Res ¦ ENERGY STAR LED LAMPS (REFLECTOR LAMPs/MR16/PAR 16) | 2023 | Economic | GWh | Before Competition Groups | 13.2137 | 0 | 0 | 5243.3216 | 0.0025201 | 36 | Residential_2023_Economic_GWh_Before Competition Groups_36 | ENERGY STAR LED LAMPS (REFLECTOR LAMPs/MR16/PAR 16) | 0.252% | 0 | 13.2137 | Residential_2023_Economic_GWh_Before Competition Groups_ENERGY STAR LED LAMPS (REFLECTOR LAMPs/MR16/PAR 16)
Residential | Res ¦ Demand Control Ventilation | 2023 | Technical | GWh | Before Competition Groups | 24.1969 | 0 | 0 | 10281.1056 | 0.0023535 | 57 | Residential_2023_Technical_GWh_Before Competition Groups_57 | Demand Control Ventilation | 0.2354% | 0 | 24.1969 | Residential_2023_Technical_GWh_Before Competition Groups_Demand Control Ventilation
Residential | Res ¦ Floor Insulation | 2023 | Achievable | GWh | Before Competition Groups | 0.63828 | 0 | 0 | 283.2446 | 0.0022535 | 35 | Residential_2023_Achievable_GWh_Before Competition Groups_35 | Floor Insulation | 0.2253% | 0 | 0.63828 | Residential_2023_Achievable_GWh_Before Competition Groups_Floor Insulation
Residential | Res ¦ ENERGY STAR LED Lamps (General Service Lamps) | 2023 | Achievable | GWh | Before Competition Groups | 0.63003 | 0 | 0 | 283.2446 | 0.0022243 | 36 | Residential_2023_Achievable_GWh_Before Competition Groups_36 | ENERGY STAR LED Lamps (General Service Lamps) | 0.2224% | 0 | 0.63003 | Residential_2023_Achievable_GWh_Before Competition Groups_ENERGY STAR LED Lamps (General Service Lamps)
Residential | Res ¦ Networked/ Connected - Indoor LED Luminaire | 2023 | Technical | GWh | Before Competition Groups | 21.8938 | 0 | 0 | 10281.1056 | 0.0021295 | 58 | Residential_2023_Technical_GWh_Before Competition Groups_58 | Networked/ Connected - Indoor LED Luminaire | 0.213% | 0 | 21.8938 | Residential_2023_Technical_GWh_Before Competition Groups_Networked/ Connected - Indoor LED Luminaire
Residential | Res ¦ Lighting Motion Sensors, Timers, Dimmers | 2023 | Technical | GWh | Before Competition Groups | 21.2045 | 0 | 0 | 10281.1056 | 0.0020625 | 59 | Residential_2023_Technical_GWh_Before Competition Groups_59 | Lighting Motion Sensors, Timers, Dimmers | 0.2062% | 0 | 21.2045 | Residential_2023_Technical_GWh_Before Competition Groups_Lighting Motion Sensors, Timers, Dimmers
Residential | Res ¦ Variable Frequency Drive (VFD) | 2023 | Technical | GWh | Before Competition Groups | 19.0111 | 0 | 0 | 10281.1056 | 0.0018491 | 60 | Residential_2023_Technical_GWh_Before Competition Groups_60 | Variable Frequency Drive (VFD) | 0.1849% | 0 | 19.0111 | Residential_2023_Technical_GWh_Before Competition Groups_Variable Frequency Drive (VFD)
Residential | Res ¦ CO Sensors for parking garage exhaust fans | 2023 | Technical | GWh | Before Competition Groups | 16.5942 | 0 | 0 | 10281.1056 | 0.001614 | 61 | Residential_2023_Technical_GWh_Before Competition Groups_61 | CO Sensors for parking garage exhaust fans | 0.1614% | 0 | 16.5942 | Residential_2023_Technical_GWh_Before Competition Groups_CO Sensors for parking garage exhaust fans
Residential | Res ¦ Wall Insulation | 2023 | Achievable | GWh | Before Competition Groups | 0.41621 | 0 | 0 | 283.2446 | 0.0014694 | 37 | Residential_2023_Achievable_GWh_Before Competition Groups_37 | Wall Insulation | 0.1469% | 0 | 0.41621 | Residential_2023_Achievable_GWh_Before Competition Groups_Wall Insulation
Residential | Res ¦ Energy Star Room Air Conditioner | 2023 | Technical | GWh | Before Competition Groups | 14.0872 | 0 | 0 | 10281.1056 | 0.0013702 | 62 | Residential_2023_Technical_GWh_Before Competition Groups_62 | Energy Star Room Air Conditioner | 0.137% | 0 | 14.0872 | Residential_2023_Technical_GWh_Before Competition Groups_Energy Star Room Air Conditioner
Residential | Res ¦ Water Heater Temperature Setback | 2023 | Technical | GWh | Before Competition Groups | 14.0485 | 0 | 0 | 10281.1056 | 0.0013664 | 63 | Residential_2023_Technical_GWh_Before Competition Groups_63 | Water Heater Temperature Setback | 0.1366% | 0 | 14.0485 | Residential_2023_Technical_GWh_Before Competition Groups_Water Heater Temperature Setback
Residential | Res ¦ ENERGY STAR LED LAMPS (REFLECTOR LAMPs/MR16/PAR 16) | 2023 | Technical | GWh | Before Competition Groups | 13.2137 | 0 | 0 | 10281.1056 | 0.0012852 | 64 | Residential_2023_Technical_GWh_Before Competition Groups_64 | ENERGY STAR LED LAMPS (REFLECTOR LAMPs/MR16/PAR 16) | 0.1285% | 0 | 13.2137 | Residential_2023_Technical_GWh_Before Competition Groups_ENERGY STAR LED LAMPS (REFLECTOR LAMPs/MR16/PAR 16)
Residential | Res ¦ DHW Recirculation Systems | 2023 | Technical | GWh | Before Competition Groups | 12.6562 | 0 | 0 | 10281.1056 | 0.001231 | 65 | Residential_2023_Technical_GWh_Before Competition Groups_65 | DHW Recirculation Systems | 0.1231% | 0 | 12.6562 | Residential_2023_Technical_GWh_Before Competition Groups_DHW Recirculation Systems
Residential | Res ¦ VFD on Pumps | 2023 | Achievable | GWh | Before Competition Groups | 0.31644 | 0 | 0 | 283.2446 | 0.0011172 | 38 | Residential_2023_Achievable_GWh_Before Competition Groups_38 | VFD on Pumps | 0.1117% | 0 | 0.31644 | Residential_2023_Achievable_GWh_Before Competition Groups_VFD on Pumps
Residential | Res ¦ VFD on Pumps | 2023 | Economic | GWh | Before Competition Groups | 5.8461 | 0 | 0 | 5243.3216 | 0.001115 | 37 | Residential_2023_Economic_GWh_Before Competition Groups_37 | VFD on Pumps | 0.1115% | 0 | 5.8461 | Residential_2023_Economic_GWh_Before Competition Groups_VFD on Pumps
Residential | Res ¦ Air Source Heat Pump Maintenance | 2023 | Technical | GWh | Before Competition Groups | 11.4212 | 0 | 0 | 10281.1056 | 0.0011109 | 66 | Residential_2023_Technical_GWh_Before Competition Groups_66 | Air Source Heat Pump Maintenance | 0.1111% | 0 | 11.4212 | Residential_2023_Technical_GWh_Before Competition Groups_Air Source Heat Pump Maintenance
Residential | Res ¦ Duct Insulation MF | 2023 | Achievable | GWh | Before Competition Groups | 0.27974 | 0 | 0 | 283.2446 | 0.00098763 | 39 | Residential_2023_Achievable_GWh_Before Competition Groups_39 | Duct Insulation MF | 0.09876% | 0 | 0.27974 | Residential_2023_Achievable_GWh_Before Competition Groups_Duct Insulation MF
Residential | Res ¦ Energy Star Ceiling Fan/Lighting | 2023 | Technical | GWh | Before Competition Groups | 9.9125 | 0 | 0 | 10281.1056 | 0.00096415 | 67 | Residential_2023_Technical_GWh_Before Competition Groups_67 | Energy Star Ceiling Fan/Lighting | 0.09642% | 0 | 9.9125 | Residential_2023_Technical_GWh_Before Competition Groups_Energy Star Ceiling Fan/Lighting
Residential | Res ¦ Solar Powered Attic Fan | 2023 | Technical | GWh | Before Competition Groups | 9.5715 | 0 | 0 | 10281.1056 | 0.00093098 | 68 | Residential_2023_Technical_GWh_Before Competition Groups_68 | Solar Powered Attic Fan | 0.0931% | 0 | 9.5715 | Residential_2023_Technical_GWh_Before Competition Groups_Solar Powered Attic Fan
Residential | Res ¦ Air Source Heat Pump | 2023 | Technical | GWh | Before Competition Groups | 9.0429 | 0 | 0 | 10281.1056 | 0.00087956 | 69 | Residential_2023_Technical_GWh_Before Competition Groups_69 | Air Source Heat Pump | 0.08796% | 0 | 9.0429 | Residential_2023_Technical_GWh_Before Competition Groups_Air Source Heat Pump
Residential | Res ¦ Energy Star Freezer | 2023 | Technical | GWh | Before Competition Groups | 8.5599 | 0 | 0 | 10281.1056 | 0.00083258 | 70 | Residential_2023_Technical_GWh_Before Competition Groups_70 | Energy Star Freezer | 0.08326% | 0 | 8.5599 | Residential_2023_Technical_GWh_Before Competition Groups_Energy Star Freezer
Residential | Res ¦ Condensing Make Up Air Unit | 2023 | Achievable | GWh | Before Competition Groups | 0.23358 | 0 | 0 | 283.2446 | 0.00082465 | 40 | Residential_2023_Achievable_GWh_Before Competition Groups_40 | Condensing Make Up Air Unit | 0.08246% | 0 | 0.23358 | Residential_2023_Achievable_GWh_Before Competition Groups_Condensing Make Up Air Unit
Residential | Res ¦ Home Energy Reports | 2023 | Technical | GWh | Before Competition Groups | 6.851 | 0 | 0 | 10281.1056 | 0.00066637 | 71 | Residential_2023_Technical_GWh_Before Competition Groups_71 | Home Energy Reports | 0.06664% | 0 | 6.851 | Residential_2023_Technical_GWh_Before Competition Groups_Home Energy Reports
Residential | Res ¦ Heat Pump Water Heater | 2023 | Technical | GWh | Before Competition Groups | 6.5092 | 0 | 0 | 10281.1056 | 0.00063312 | 72 | Residential_2023_Technical_GWh_Before Competition Groups_72 | Heat Pump Water Heater | 0.06331% | 0 | 6.5092 | Residential_2023_Technical_GWh_Before Competition Groups_Heat Pump Water Heater
Residential | Res ¦ Heat Recovery Ventilator | 2023 | Economic | GWh | Before Competition Groups | 3.2212 | 0 | 0 | 5243.3216 | 0.00061433 | 38 | Residential_2023_Economic_GWh_Before Competition Groups_38 | Heat Recovery Ventilator | 0.06143% | 0 | 3.2212 | Residential_2023_Economic_GWh_Before Competition Groups_Heat Recovery Ventilator
Residential | Res ¦ Central Lighting Control System | 2023 | Technical | GWh | Before Competition Groups | 6.1309 | 0 | 0 | 10281.1056 | 0.00059632 | 73 | Residential_2023_Technical_GWh_Before Competition Groups_73 | Central Lighting Control System | 0.05963% | 0 | 6.1309 | Residential_2023_Technical_GWh_Before Competition Groups_Central Lighting Control System
Residential | Res ¦ Tankless Water Heater | 2023 | Technical | GWh | Before Competition Groups | 5.8832 | 0 | 0 | 10281.1056 | 0.00057224 | 74 | Residential_2023_Technical_GWh_Before Competition Groups_74 | Tankless Water Heater | 0.05722% | 0 | 5.8832 | Residential_2023_Technical_GWh_Before Competition Groups_Tankless Water Heater
Residential | Res ¦ VFD on Pumps | 2023 | Technical | GWh | Before Competition Groups | 5.8461 | 0 | 0 | 10281.1056 | 0.00056863 | 75 | Residential_2023_Technical_GWh_Before Competition Groups_75 | VFD on Pumps | 0.05686% | 0 | 5.8461 | Residential_2023_Technical_GWh_Before Competition Groups_VFD on Pumps
Residential | Res ¦ ECM MOTORS FOR HVAC APPLICATION (FAN-POWERED VAV BOX) | 2023 | Achievable | GWh | Before Competition Groups | 0.1456 | 0 | 0 | 283.2446 | 0.00051405 | 41 | Residential_2023_Achievable_GWh_Before Competition Groups_41 | ECM MOTORS FOR HVAC APPLICATION (FAN-POWERED VAV BOX) | 0.05141% | 0 | 0.1456 | Residential_2023_Achievable_GWh_Before Competition Groups_ECM MOTORS FOR HVAC APPLICATION (FAN-POWERED VAV BOX)
Residential | Res ¦ ECM MOTORS FOR HVAC APPLICATION (FAN-POWERED VAV BOX) | 2023 | Economic | GWh | Before Competition Groups | 2.6857 | 0 | 0 | 5243.3216 | 0.00051222 | 39 | Residential_2023_Economic_GWh_Before Competition Groups_39 | ECM MOTORS FOR HVAC APPLICATION (FAN-POWERED VAV BOX) | 0.05122% | 0 | 2.6857 | Residential_2023_Economic_GWh_Before Competition Groups_ECM MOTORS FOR HVAC APPLICATION (FAN-POWERED VAV BOX)
Residential | Res ¦ LED Tube Re-Lamp | 2023 | Technical | GWh | Before Competition Groups | 5.0321 | 0 | 0 | 10281.1056 | 0.00048945 | 76 | Residential_2023_Technical_GWh_Before Competition Groups_76 | LED Tube Re-Lamp | 0.04895% | 0 | 5.0321 | Residential_2023_Technical_GWh_Before Competition Groups_LED Tube Re-Lamp
Residential | Res ¦ ENERGY STAR LED Lamps (General Service Lamps) | 2023 | Economic | GWh | Before Competition Groups | 2.1506 | 0 | 0 | 5243.3216 | 0.00041016 | 40 | Residential_2023_Economic_GWh_Before Competition Groups_40 | ENERGY STAR LED Lamps (General Service Lamps) | 0.04102% | 0 | 2.1506 | Residential_2023_Economic_GWh_Before Competition Groups_ENERGY STAR LED Lamps (General Service Lamps)
Residential | Res ¦ Energy Star Windows | 2023 | Achievable | GWh | Before Competition Groups | 0.096388 | 0 | 0 | 283.2446 | 0.0003403 | 42 | Residential_2023_Achievable_GWh_Before Competition Groups_42 | Energy Star Windows | 0.03403% | 0 | 0.096388 | Residential_2023_Achievable_GWh_Before Competition Groups_Energy Star Windows
Residential | Res ¦ Energy Star Windows | 2023 | Economic | GWh | Before Competition Groups | 1.7819 | 0 | 0 | 5243.3216 | 0.00033984 | 41 | Residential_2023_Economic_GWh_Before Competition Groups_41 | Energy Star Windows | 0.03398% | 0 | 1.7819 | Residential_2023_Economic_GWh_Before Competition Groups_Energy Star Windows
Residential | Res ¦ Heat Recovery Ventilator | 2023 | Technical | GWh | Before Competition Groups | 3.3296 | 0 | 0 | 10281.1056 | 0.00032386 | 77 | Residential_2023_Technical_GWh_Before Competition Groups_77 | Heat Recovery Ventilator | 0.03239% | 0 | 3.3296 | Residential_2023_Technical_GWh_Before Competition Groups_Heat Recovery Ventilator
Residential | Res ¦ Solar Water Heating System | 2023 | Technical | GWh | Before Competition Groups | 3.2074 | 0 | 0 | 10281.1056 | 0.00031197 | 78 | Residential_2023_Technical_GWh_Before Competition Groups_78 | Solar Water Heating System | 0.0312% | 0 | 3.2074 | Residential_2023_Technical_GWh_Before Competition Groups_Solar Water Heating System
Residential | Res ¦ Condensing Make Up Air Unit | 2023 | Economic | GWh | Before Competition Groups | 1.5933 | 0 | 0 | 5243.3216 | 0.00030387 | 42 | Residential_2023_Economic_GWh_Before Competition Groups_42 | Condensing Make Up Air Unit | 0.03039% | 0 | 1.5933 | Residential_2023_Economic_GWh_Before Competition Groups_Condensing Make Up Air Unit
Residential | Res ¦ High Efficiency Chiller (avg of water and air cooled) | 2023 | Economic | GWh | Before Competition Groups | 1.4633 | 0 | 0 | 5243.3216 | 0.00027908 | 43 | Residential_2023_Economic_GWh_Before Competition Groups_43 | High Efficiency Chiller (avg of water and air cooled) | 0.02791% | 0 | 1.4633 | Residential_2023_Economic_GWh_Before Competition Groups_High Efficiency Chiller (avg of water and air cooled)
Residential | Res ¦ High Efficiency Storage Water Heater | 2023 | Technical | GWh | Before Competition Groups | 2.8454 | 0 | 0 | 10281.1056 | 0.00027676 | 79 | Residential_2023_Technical_GWh_Before Competition Groups_79 | High Efficiency Storage Water Heater | 0.02768% | 0 | 2.8454 | Residential_2023_Technical_GWh_Before Competition Groups_High Efficiency Storage Water Heater
Residential | Res ¦ ECM MOTORS FOR HVAC APPLICATION (FAN-POWERED VAV BOX) | 2023 | Technical | GWh | Before Competition Groups | 2.6857 | 0 | 0 | 10281.1056 | 0.00026123 | 80 | Residential_2023_Technical_GWh_Before Competition Groups_80 | ECM MOTORS FOR HVAC APPLICATION (FAN-POWERED VAV BOX) | 0.02612% | 0 | 2.6857 | Residential_2023_Technical_GWh_Before Competition Groups_ECM MOTORS FOR HVAC APPLICATION (FAN-POWERED VAV BOX)
Residential | Res ¦ Energy Star Dishwasher | 2023 | Technical | GWh | Before Competition Groups | 2.6571 | 0 | 0 | 10281.1056 | 0.00025844 | 81 | Residential_2023_Technical_GWh_Before Competition Groups_81 | Energy Star Dishwasher | 0.02584% | 0 | 2.6571 | Residential_2023_Technical_GWh_Before Competition Groups_Energy Star Dishwasher
Residential | Res ¦ Home Energy Reports | 2023 | Economic | GWh | Before Competition Groups | 1.3368 | 0 | 0 | 5243.3216 | 0.00025495 | 44 | Residential_2023_Economic_GWh_Before Competition Groups_44 | Home Energy Reports | 0.02549% | 0 | 1.3368 | Residential_2023_Economic_GWh_Before Competition Groups_Home Energy Reports
Residential | Res ¦ Beverage Vending Machine Controls | 2023 | Economic | GWh | Before Competition Groups | 1.3042 | 0 | 0 | 5243.3216 | 0.00024874 | 45 | Residential_2023_Economic_GWh_Before Competition Groups_45 | Beverage Vending Machine Controls | 0.02487% | 0 | 1.3042 | Residential_2023_Economic_GWh_Before Competition Groups_Beverage Vending Machine Controls
Residential | Res ¦ Home Energy Reports | 2023 | Achievable | GWh | Before Competition Groups | 0.066838 | 0 | 0 | 283.2446 | 0.00023597 | 43 | Residential_2023_Achievable_GWh_Before Competition Groups_43 | Home Energy Reports | 0.0236% | 0 | 0.066838 | Residential_2023_Achievable_GWh_Before Competition Groups_Home Energy Reports
Residential | Res ¦ Beverage Vending Machine Controls | 2023 | Achievable | GWh | Before Competition Groups | 0.0598 | 0 | 0 | 283.2446 | 0.00021112 | 44 | Residential_2023_Achievable_GWh_Before Competition Groups_44 | Beverage Vending Machine Controls | 0.02111% | 0 | 0.0598 | Residential_2023_Achievable_GWh_Before Competition Groups_Beverage Vending Machine Controls
Residential | Res ¦ ENERGY STAR LED Lamps (General Service Lamps) | 2023 | Technical | GWh | Before Competition Groups | 2.1506 | 0 | 0 | 10281.1056 | 0.00020918 | 82 | Residential_2023_Technical_GWh_Before Competition Groups_82 | ENERGY STAR LED Lamps (General Service Lamps) | 0.02092% | 0 | 2.1506 | Residential_2023_Technical_GWh_Before Competition Groups_ENERGY STAR LED Lamps (General Service Lamps)
Residential | Res ¦ Condensing Make Up Air Unit | 2023 | Technical | GWh | Before Competition Groups | 1.5933 | 0 | 0 | 10281.1056 | 0.00015497 | 83 | Residential_2023_Technical_GWh_Before Competition Groups_83 | Condensing Make Up Air Unit | 0.0155% | 0 | 1.5933 | Residential_2023_Technical_GWh_Before Competition Groups_Condensing Make Up Air Unit
Residential | Res ¦ High Efficiency Chiller (avg of water and air cooled) | 2023 | Technical | GWh | Before Competition Groups | 1.4633 | 0 | 0 | 10281.1056 | 0.00014233 | 84 | Residential_2023_Technical_GWh_Before Competition Groups_84 | High Efficiency Chiller (avg of water and air cooled) | 0.01423% | 0 | 1.4633 | Residential_2023_Technical_GWh_Before Competition Groups_High Efficiency Chiller (avg of water and air cooled)
Residential | Res ¦ Basement or Crawlspace Insulation | 2023 | Economic | GWh | Before Competition Groups | 0.73507 | 0 | 0 | 5243.3216 | 0.00014019 | 46 | Residential_2023_Economic_GWh_Before Competition Groups_46 | Basement or Crawlspace Insulation | 0.01402% | 0 | 0.73507 | Residential_2023_Economic_GWh_Before Competition Groups_Basement or Crawlspace Insulation
Residential | Res ¦ Beverage Vending Machine Controls | 2023 | Technical | GWh | Before Competition Groups | 1.3042 | 0 | 0 | 10281.1056 | 0.00012685 | 85 | Residential_2023_Technical_GWh_Before Competition Groups_85 | Beverage Vending Machine Controls | 0.01269% | 0 | 1.3042 | Residential_2023_Technical_GWh_Before Competition Groups_Beverage Vending Machine Controls
Residential | Res ¦ Heat Recovery Ventilator | 2023 | Achievable | GWh | Before Competition Groups | 0.033543 | 0 | 0 | 283.2446 | 0.00011842 | 45 | Residential_2023_Achievable_GWh_Before Competition Groups_45 | Heat Recovery Ventilator | 0.01184% | 0 | 0.033543 | Residential_2023_Achievable_GWh_Before Competition Groups_Heat Recovery Ventilator
Residential | Res ¦ HVAC Optimization | 2023 | Technical | GWh | Before Competition Groups | 0.81677 | 0 | 0 | 10281.1056 | 7.9443e-05 | 86 | Residential_2023_Technical_GWh_Before Competition Groups_86 | HVAC Optimization | 0.007944% | 0 | 0.81677 | Residential_2023_Technical_GWh_Before Competition Groups_HVAC Optimization
Residential | Res ¦ Wall Insulation MF | 2023 | Technical | GWh | Before Competition Groups | 0.71125 | 0 | 0 | 10281.1056 | 6.918e-05 | 87 | Residential_2023_Technical_GWh_Before Competition Groups_87 | Wall Insulation MF | 0.006918% | 0 | 0.71125 | Residential_2023_Technical_GWh_Before Competition Groups_Wall Insulation MF
Residential | Res ¦ LED Recessed Downlights | 2023 | Technical | GWh | Before Competition Groups | 0.37502 | 0 | 0 | 10281.1056 | 3.6477e-05 | 88 | Residential_2023_Technical_GWh_Before Competition Groups_88 | LED Recessed Downlights | 0.003648% | 0 | 0.37502 | Residential_2023_Technical_GWh_Before Competition Groups_LED Recessed Downlights
Residential | Res ¦ LED High Bay Fixture | 2023 | Technical | GWh | Before Competition Groups | 0.32239 | 0 | 0 | 10281.1056 | 3.1358e-05 | 89 | Residential_2023_Technical_GWh_Before Competition Groups_89 | LED High Bay Fixture | 0.003136% | 0 | 0.32239 | Residential_2023_Technical_GWh_Before Competition Groups_LED High Bay Fixture
Residential | Res ¦ Basement or Crawlspace Insulation | 2023 | Achievable | GWh | Before Competition Groups | 0.0072291 | 0 | 0 | 283.2446 | 2.5522e-05 | 46 | Residential_2023_Achievable_GWh_Before Competition Groups_46 | Basement or Crawlspace Insulation | 0.002552% | 0 | 0.0072291 | Residential_2023_Achievable_GWh_Before Competition Groups_Basement or Crawlspace Insulation
Residential | Res ¦ Chilled Water Optimization | 2023 | Achievable | GWh | Before Competition Groups | 0.0061135 | 0 | 0 | 283.2446 | 2.1584e-05 | 47 | Residential_2023_Achievable_GWh_Before Competition Groups_47 | Chilled Water Optimization | 0.002158% | 0 | 0.0061135 | Residential_2023_Achievable_GWh_Before Competition Groups_Chilled Water Optimization
Residential | Res ¦ Wall Insulation MF | 2023 | Economic | GWh | Before Competition Groups | 0.058382 | 0 | 0 | 5243.3216 | 1.1134e-05 | 47 | Residential_2023_Economic_GWh_Before Competition Groups_47 | Wall Insulation MF | 0.001113% | 0 | 0.058382 | Residential_2023_Economic_GWh_Before Competition Groups_Wall Insulation MF
Residential | Res ¦ Chilled Water Optimization | 2023 | Economic | GWh | Before Competition Groups | 0.038864 | 0 | 0 | 5243.3216 | 7.412e-06 | 48 | Residential_2023_Economic_GWh_Before Competition Groups_48 | Chilled Water Optimization | 0.0007412% | 0 | 0.038864 | Residential_2023_Economic_GWh_Before Competition Groups_Chilled Water Optimization
Residential | Res ¦ Chilled Water Optimization | 2023 | Technical | GWh | Before Competition Groups | 0.038864 | 0 | 0 | 10281.1056 | 3.7801e-06 | 90 | Residential_2023_Technical_GWh_Before Competition Groups_90 | Chilled Water Optimization | 0.000378% | 0 | 0.038864 | Residential_2023_Technical_GWh_Before Competition Groups_Chilled Water Optimization
Residential | Res ¦ Wall Insulation MF | 2023 | Achievable | GWh | Before Competition Groups | 0.00057457 | 0 | 0 | 283.2446 | 2.0285e-06 | 48 | Residential_2023_Achievable_GWh_Before Competition Groups_48 | Wall Insulation MF | 0.0002029% | 0 | 0.00057457 | Residential_2023_Achievable_GWh_Before Competition Groups_Wall Insulation MF
Residential | Res ¦ Solar Water Preheat (Pools/DHW) | 2023 | Technical | GWh | Before Competition Groups | 0.0079846 | 0 | 0 | 10281.1056 | 7.7663e-07 | 91 | Residential_2023_Technical_GWh_Before Competition Groups_91 | Solar Water Preheat (Pools/DHW) | 7.766e-05% | 0 | 0.0079846 | Residential_2023_Technical_GWh_Before Competition Groups_Solar Water Preheat (Pools/DHW)
Residential | Res ¦ Photocell Controls (Outdoor) | 2023 | Technical | GWh | Before Competition Groups | 0.00039918 | 0 | 0 | 10281.1056 | 3.8827e-08 | 92 | Residential_2023_Technical_GWh_Before Competition Groups_92 | Photocell Controls (Outdoor) | 3.883e-06% | 0 | 0.00039918 | Residential_2023_Technical_GWh_Before Competition Groups_Photocell Controls (Outdoor)
Residential | Res ¦ Air Source Heat Pump | 2023 | Achievable | GWh | Before Competition Groups | 0 | 0 | 0 | 283.2446 | 0 | 49 | Residential_2023_Achievable_GWh_Before Competition Groups_49 | Air Source Heat Pump | 0% | 0 | 0 | Residential_2023_Achievable_GWh_Before Competition Groups_Air Source Heat Pump
Residential | Res ¦ Air Source Heat Pump | 2023 | Economic | GWh | Before Competition Groups | 0 | 0 | 0 | 5243.3216 | 0 | 49 | Residential_2023_Economic_GWh_Before Competition Groups_49 | Air Source Heat Pump | 0% | 0 | 0 | Residential_2023_Economic_GWh_Before Competition Groups_Air Source Heat Pump
Residential | Res ¦ Ceiling Insulation | 2023 | Achievable | GWh | Before Competition Groups | 0 | 0 | 0 | 283.2446 | 0 | 50 | Residential_2023_Achievable_GWh_Before Competition Groups_50 | Ceiling Insulation | 0% | 0 | 0 | Residential_2023_Achievable_GWh_Before Competition Groups_Ceiling Insulation
Residential | Res ¦ Ceiling Insulation | 2023 | Economic | GWh | Before Competition Groups | 0 | 0 | 0 | 5243.3216 | 0 | 50 | Residential_2023_Economic_GWh_Before Competition Groups_50 | Ceiling Insulation | 0% | 0 | 0 | Residential_2023_Economic_GWh_Before Competition Groups_Ceiling Insulation
Residential | Res ¦ DHW Recirculation Systems | 2023 | Achievable | GWh | Before Competition Groups | 0 | 0 | 0 | 283.2446 | 0 | 51 | Residential_2023_Achievable_GWh_Before Competition Groups_51 | DHW Recirculation Systems | 0% | 0 | 0 | Residential_2023_Achievable_GWh_Before Competition Groups_DHW Recirculation Systems
Residential | Res ¦ DHW Recirculation Systems | 2023 | Economic | GWh | Before Competition Groups | 0 | 0 | 0 | 5243.3216 | 0 | 51 | Residential_2023_Economic_GWh_Before Competition Groups_51 | DHW Recirculation Systems | 0% | 0 | 0 | Residential_2023_Economic_GWh_Before Competition Groups_DHW Recirculation Systems
Residential | Res ¦ Drain Water Heat Recovery | 2023 | Achievable | GWh | Before Competition Groups | 0 | 0 | 0 | 283.2446 | 0 | 52 | Residential_2023_Achievable_GWh_Before Competition Groups_52 | Drain Water Heat Recovery | 0% | 0 | 0 | Residential_2023_Achievable_GWh_Before Competition Groups_Drain Water Heat Recovery
Residential | Res ¦ Drain Water Heat Recovery | 2023 | Economic | GWh | Before Competition Groups | 0 | 0 | 0 | 5243.3216 | 0 | 52 | Residential_2023_Economic_GWh_Before Competition Groups_52 | Drain Water Heat Recovery | 0% | 0 | 0 | Residential_2023_Economic_GWh_Before Competition Groups_Drain Water Heat Recovery
Residential | Res ¦ Early Hot Water Heater Replacement | 2023 | Achievable | GWh | Before Competition Groups | 0 | 0 | 0 | 283.2446 | 0 | 53 | Residential_2023_Achievable_GWh_Before Competition Groups_53 | Early Hot Water Heater Replacement | 0% | 0 | 0 | Residential_2023_Achievable_GWh_Before Competition Groups_Early Hot Water Heater Replacement
Residential | Res ¦ Early Hot Water Heater Replacement | 2023 | Economic | GWh | Before Competition Groups | 0 | 0 | 0 | 5243.3216 | 0 | 53 | Residential_2023_Economic_GWh_Before Competition Groups_53 | Early Hot Water Heater Replacement | 0% | 0 | 0 | Residential_2023_Economic_GWh_Before Competition Groups_Early Hot Water Heater Replacement
Residential | Res ¦ Energy Star Clothes Dryer | 2023 | Achievable | GWh | Before Competition Groups | 0 | 0 | 0 | 283.2446 | 0 | 54 | Residential_2023_Achievable_GWh_Before Competition Groups_54 | Energy Star Clothes Dryer | 0% | 0 | 0 | Residential_2023_Achievable_GWh_Before Competition Groups_Energy Star Clothes Dryer
Residential | Res ¦ Energy Star Clothes Dryer | 2023 | Economic | GWh | Before Competition Groups | 0 | 0 | 0 | 5243.3216 | 0 | 54 | Residential_2023_Economic_GWh_Before Competition Groups_54 | Energy Star Clothes Dryer | 0% | 0 | 0 | Residential_2023_Economic_GWh_Before Competition Groups_Energy Star Clothes Dryer
Residential | Res ¦ Energy Star Dehumidifier | 2023 | Achievable | GWh | Before Competition Groups | 0 | 0 | 0 | 283.2446 | 0 | 55 | Residential_2023_Achievable_GWh_Before Competition Groups_55 | Energy Star Dehumidifier | 0% | 0 | 0 | Residential_2023_Achievable_GWh_Before Competition Groups_Energy Star Dehumidifier
Residential | Res ¦ Energy Star Dehumidifier | 2023 | Economic | GWh | Before Competition Groups | 0 | 0 | 0 | 5243.3216 | 0 | 55 | Residential_2023_Economic_GWh_Before Competition Groups_55 | Energy Star Dehumidifier | 0% | 0 | 0 | Residential_2023_Economic_GWh_Before Competition Groups_Energy Star Dehumidifier
Residential | Res ¦ Energy Star Freezer | 2023 | Achievable | GWh | Before Competition Groups | 0 | 0 | 0 | 283.2446 | 0 | 56 | Residential_2023_Achievable_GWh_Before Competition Groups_56 | Energy Star Freezer | 0% | 0 | 0 | Residential_2023_Achievable_GWh_Before Competition Groups_Energy Star Freezer
Residential | Res ¦ Energy Star Freezer | 2023 | Economic | GWh | Before Competition Groups | 0 | 0 | 0 | 5243.3216 | 0 | 56 | Residential_2023_Economic_GWh_Before Competition Groups_56 | Energy Star Freezer | 0% | 0 | 0 | Residential_2023_Economic_GWh_Before Competition Groups_Energy Star Freezer
Residential | Res ¦ Furnace with ECM | 2023 | Achievable | GWh | Before Competition Groups | 0 | 0 | 0 | 283.2446 | 0 | 57 | Residential_2023_Achievable_GWh_Before Competition Groups_57 | Furnace with ECM | 0% | 0 | 0 | Residential_2023_Achievable_GWh_Before Competition Groups_Furnace with ECM
Residential | Res ¦ Furnace with ECM | 2023 | Economic | GWh | Before Competition Groups | 0 | 0 | 0 | 5243.3216 | 0 | 57 | Residential_2023_Economic_GWh_Before Competition Groups_57 | Furnace with ECM | 0% | 0 | 0 | Residential_2023_Economic_GWh_Before Competition Groups_Furnace with ECM
Residential | Res ¦ Heat Pump Water Heater | 2023 | Achievable | GWh | Before Competition Groups | 0 | 0 | 0 | 283.2446 | 0 | 58 | Residential_2023_Achievable_GWh_Before Competition Groups_58 | Heat Pump Water Heater | 0% | 0 | 0 | Residential_2023_Achievable_GWh_Before Competition Groups_Heat Pump Water Heater
Residential | Res ¦ Heat Pump Water Heater | 2023 | Economic | GWh | Before Competition Groups | 0 | 0 | 0 | 5243.3216 | 0 | 58 | Residential_2023_Economic_GWh_Before Competition Groups_58 | Heat Pump Water Heater | 0% | 0 | 0 | Residential_2023_Economic_GWh_Before Competition Groups_Heat Pump Water Heater
Residential | Res ¦ Heavy Duty Outdoor/Holiday Plug-in Timers | 2023 | Achievable | GWh | Before Competition Groups | 0 | 0 | 0 | 283.2446 | 0 | 59 | Residential_2023_Achievable_GWh_Before Competition Groups_59 | Heavy Duty Outdoor/Holiday Plug-in Timers | 0% | 0 | 0 | Residential_2023_Achievable_GWh_Before Competition Groups_Heavy Duty Outdoor/Holiday Plug-in Timers
Residential | Res ¦ Heavy Duty Outdoor/Holiday Plug-in Timers | 2023 | Economic | GWh | Before Competition Groups | 0 | 0 | 0 | 5243.3216 | 0 | 59 | Residential_2023_Economic_GWh_Before Competition Groups_59 | Heavy Duty Outdoor/Holiday Plug-in Timers | 0% | 0 | 0 | Residential_2023_Economic_GWh_Before Competition Groups_Heavy Duty Outdoor/Holiday Plug-in Timers
Residential | Res ¦ LED Downlight | 2023 | Achievable | GWh | Before Competition Groups | 0 | 0 | 0 | 283.2446 | 0 | 60 | Residential_2023_Achievable_GWh_Before Competition Groups_60 | LED Downlight | 0% | 0 | 0 | Residential_2023_Achievable_GWh_Before Competition Groups_LED Downlight
Residential | Res ¦ LED Downlight | 2023 | Economic | GWh | Before Competition Groups | 0 | 0 | 0 | 5243.3216 | 0 | 60 | Residential_2023_Economic_GWh_Before Competition Groups_60 | LED Downlight | 0% | 0 | 0 | Residential_2023_Economic_GWh_Before Competition Groups_LED Downlight
Residential | Res ¦ LED High Bay Fixture | 2023 | Achievable | GWh | Before Competition Groups | 0 | 0 | 0 | 283.2446 | 0 | 61 | Residential_2023_Achievable_GWh_Before Competition Groups_61 | LED High Bay Fixture | 0% | 0 | 0 | Residential_2023_Achievable_GWh_Before Competition Groups_LED High Bay Fixture
Residential | Res ¦ LED High Bay Fixture | 2023 | Economic | GWh | Before Competition Groups | 0 | 0 | 0 | 5243.3216 | 0 | 61 | Residential_2023_Economic_GWh_Before Competition Groups_61 | LED High Bay Fixture | 0% | 0 | 0 | Residential_2023_Economic_GWh_Before Competition Groups_LED High Bay Fixture
Residential | Res ¦ LED Tube Re-Lamp | 2023 | Achievable | GWh | Before Competition Groups | 0 | 0 | 0 | 283.2446 | 0 | 62 | Residential_2023_Achievable_GWh_Before Competition Groups_62 | LED Tube Re-Lamp | 0% | 0 | 0 | Residential_2023_Achievable_GWh_Before Competition Groups_LED Tube Re-Lamp
Residential | Res ¦ LED Tube Re-Lamp | 2023 | Economic | GWh | Before Competition Groups | 0 | 0 | 0 | 5243.3216 | 0 | 62 | Residential_2023_Economic_GWh_Before Competition Groups_62 | LED Tube Re-Lamp | 0% | 0 | 0 | Residential_2023_Economic_GWh_Before Competition Groups_LED Tube Re-Lamp
Residential | Res ¦ Lighting Motion Sensors, Timers, Dimmers | 2023 | Achievable | GWh | Before Competition Groups | 0 | 0 | 0 | 283.2446 | 0 | 63 | Residential_2023_Achievable_GWh_Before Competition Groups_63 | Lighting Motion Sensors, Timers, Dimmers | 0% | 0 | 0 | Residential_2023_Achievable_GWh_Before Competition Groups_Lighting Motion Sensors, Timers, Dimmers
Residential | Res ¦ Lighting Motion Sensors, Timers, Dimmers | 2023 | Economic | GWh | Before Competition Groups | 0 | 0 | 0 | 5243.3216 | 0 | 63 | Residential_2023_Economic_GWh_Before Competition Groups_63 | Lighting Motion Sensors, Timers, Dimmers | 0% | 0 | 0 | Residential_2023_Economic_GWh_Before Competition Groups_Lighting Motion Sensors, Timers, Dimmers
Residential | Res ¦ Networked/ Connected - Indoor LED Luminaire | 2023 | Achievable | GWh | Before Competition Groups | 0 | 0 | 0 | 283.2446 | 0 | 64 | Residential_2023_Achievable_GWh_Before Competition Groups_64 | Networked/ Connected - Indoor LED Luminaire | 0% | 0 | 0 | Residential_2023_Achievable_GWh_Before Competition Groups_Networked/ Connected - Indoor LED Luminaire
Residential | Res ¦ Networked/ Connected - Indoor LED Luminaire | 2023 | Economic | GWh | Before Competition Groups | 0 | 0 | 0 | 5243.3216 | 0 | 64 | Residential_2023_Economic_GWh_Before Competition Groups_64 | Networked/ Connected - Indoor LED Luminaire | 0% | 0 | 0 | Residential_2023_Economic_GWh_Before Competition Groups_Networked/ Connected - Indoor LED Luminaire
Residential | Res ¦ Radiant Barrier | 2023 | Achievable | GWh | Before Competition Groups | 0 | 0 | 0 | 283.2446 | 0 | 65 | Residential_2023_Achievable_GWh_Before Competition Groups_65 | Radiant Barrier | 0% | 0 | 0 | Residential_2023_Achievable_GWh_Before Competition Groups_Radiant Barrier
Residential | Res ¦ Radiant Barrier | 2023 | Economic | GWh | Before Competition Groups | 0 | 0 | 0 | 5243.3216 | 0 | 65 | Residential_2023_Economic_GWh_Before Competition Groups_65 | Radiant Barrier | 0% | 0 | 0 | Residential_2023_Economic_GWh_Before Competition Groups_Radiant Barrier
Residential | Res ¦ Smart Burners | 2023 | Achievable | GWh | Before Competition Groups | 0 | 0 | 0 | 283.2446 | 0 | 66 | Residential_2023_Achievable_GWh_Before Competition Groups_66 | Smart Burners | 0% | 0 | 0 | Residential_2023_Achievable_GWh_Before Competition Groups_Smart Burners
Residential | Res ¦ Smart Burners | 2023 | Economic | GWh | Before Competition Groups | 0 | 0 | 0 | 5243.3216 | 0 | 66 | Residential_2023_Economic_GWh_Before Competition Groups_66 | Smart Burners | 0% | 0 | 0 | Residential_2023_Economic_GWh_Before Competition Groups_Smart Burners
Residential | Res ¦ Smart Power Bar | 2023 | Achievable | GWh | Before Competition Groups | 0 | 0 | 0 | 283.2446 | 0 | 67 | Residential_2023_Achievable_GWh_Before Competition Groups_67 | Smart Power Bar | 0% | 0 | 0 | Residential_2023_Achievable_GWh_Before Competition Groups_Smart Power Bar
Residential | Res ¦ Smart Power Bar | 2023 | Economic | GWh | Before Competition Groups | 0 | 0 | 0 | 5243.3216 | 0 | 67 | Residential_2023_Economic_GWh_Before Competition Groups_67 | Smart Power Bar | 0% | 0 | 0 | Residential_2023_Economic_GWh_Before Competition Groups_Smart Power Bar
Residential | Res ¦ Tankless Water Heater | 2023 | Achievable | GWh | Before Competition Groups | 0 | 0 | 0 | 283.2446 | 0 | 68 | Residential_2023_Achievable_GWh_Before Competition Groups_68 | Tankless Water Heater | 0% | 0 | 0 | Residential_2023_Achievable_GWh_Before Competition Groups_Tankless Water Heater
Residential | Res ¦ Tankless Water Heater | 2023 | Economic | GWh | Before Competition Groups | 0 | 0 | 0 | 5243.3216 | 0 | 68 | Residential_2023_Economic_GWh_Before Competition Groups_68 | Tankless Water Heater | 0% | 0 | 0 | Residential_2023_Economic_GWh_Before Competition Groups_Tankless Water Heater
Residential | Res ¦ Variable Refrigerant Flow Heat Pump | 2023 | Achievable | GWh | Before Competition Groups | 0 | 0 | 0 | 283.2446 | 0 | 69 | Residential_2023_Achievable_GWh_Before Competition Groups_69 | Variable Refrigerant Flow Heat Pump | 0% | 0 | 0 | Residential_2023_Achievable_GWh_Before Competition Groups_Variable Refrigerant Flow Heat Pump
Residential | Res ¦ Variable Refrigerant Flow Heat Pump | 2023 | Economic | GWh | Before Competition Groups | 0 | 0 | 0 | 5243.3216 | 0 | 69 | Residential_2023_Economic_GWh_Before Competition Groups_69 | Variable Refrigerant Flow Heat Pump | 0% | 0 | 0 | Residential_2023_Economic_GWh_Before Competition Groups_Variable Refrigerant Flow Heat Pump
Residential | Res ¦ Smart Power Bar | 2024 | Technical | GWh | Before Competition Groups | 1697.6273 | 0 | 0 | 11865.4842 | 0.14307 | 1 | Residential_2024_Technical_GWh_Before Competition Groups_1 | Smart Power Bar | 14.31% | 0 | 1697.6273 | Residential_2024_Technical_GWh_Before Competition Groups_Smart Power Bar
Residential | Res ¦ Energy Star Clothes Washer | 2024 | Achievable | GWh | Before Competition Groups | 66.174 | 0 | 0 | 613.4628 | 0.10787 | 1 | Residential_2024_Achievable_GWh_Before Competition Groups_1 | Energy Star Clothes Washer | 10.79% | 0 | 66.174 | Residential_2024_Achievable_GWh_Before Competition Groups_Energy Star Clothes Washer
Residential | Res ¦ Adaptive Thermostat | 2024 | Economic | GWh | Before Competition Groups | 669.1789 | 0 | 0 | 6352.0393 | 0.10535 | 1 | Residential_2024_Economic_GWh_Before Competition Groups_1 | Adaptive Thermostat | 10.53% | 0 | 669.1789 | Residential_2024_Economic_GWh_Before Competition Groups_Adaptive Thermostat
Residential | Res ¦ Energy Star LED Bulbs General Purpose LEDs | 2024 | Achievable | GWh | Before Competition Groups | 62.5019 | 0 | 0 | 613.4628 | 0.10188 | 2 | Residential_2024_Achievable_GWh_Before Competition Groups_2 | Energy Star LED Bulbs General Purpose LEDs | 10.19% | 0 | 62.5019 | Residential_2024_Achievable_GWh_Before Competition Groups_Energy Star LED Bulbs General Purpose LEDs
Residential | Res ¦ Energy Star A Line, PAR, MR Lamps | 2024 | Economic | GWh | Before Competition Groups | 608.643 | 0 | 0 | 6352.0393 | 0.095819 | 2 | Residential_2024_Economic_GWh_Before Competition Groups_2 | Energy Star A Line, PAR, MR Lamps | 9.582% | 0 | 608.643 | Residential_2024_Economic_GWh_Before Competition Groups_Energy Star A Line, PAR, MR Lamps
Residential | Res ¦ Air Sealing | 2024 | Economic | GWh | Before Competition Groups | 601.6036 | 0 | 0 | 6352.0393 | 0.09471 | 3 | Residential_2024_Economic_GWh_Before Competition Groups_3 | Air Sealing | 9.471% | 0 | 601.6036 | Residential_2024_Economic_GWh_Before Competition Groups_Air Sealing
Residential | Res ¦ Variable Speed Pool Pump Motor | 2024 | Achievable | GWh | Before Competition Groups | 53.8938 | 0 | 0 | 613.4628 | 0.087852 | 3 | Residential_2024_Achievable_GWh_Before Competition Groups_3 | Variable Speed Pool Pump Motor | 8.785% | 0 | 53.8938 | Residential_2024_Achievable_GWh_Before Competition Groups_Variable Speed Pool Pump Motor
Residential | Res ¦ Energy Star LED Specialty Bulbs | 2024 | Achievable | GWh | Before Competition Groups | 53.7013 | 0 | 0 | 613.4628 | 0.087538 | 4 | Residential_2024_Achievable_GWh_Before Competition Groups_4 | Energy Star LED Specialty Bulbs | 8.754% | 0 | 53.7013 | Residential_2024_Achievable_GWh_Before Competition Groups_Energy Star LED Specialty Bulbs
Residential | Res ¦ Energy Star LED Bulbs General Purpose LEDs | 2024 | Economic | GWh | Before Competition Groups | 512.2857 | 0 | 0 | 6352.0393 | 0.080649 | 4 | Residential_2024_Economic_GWh_Before Competition Groups_4 | Energy Star LED Bulbs General Purpose LEDs | 8.065% | 0 | 512.2857 | Residential_2024_Economic_GWh_Before Competition Groups_Energy Star LED Bulbs General Purpose LEDs
Residential | Res ¦ Variable Speed Pool Pump Motor | 2024 | Economic | GWh | Before Competition Groups | 451.4021 | 0 | 0 | 6352.0393 | 0.071064 | 5 | Residential_2024_Economic_GWh_Before Competition Groups_5 | Variable Speed Pool Pump Motor | 7.106% | 0 | 451.4021 | Residential_2024_Economic_GWh_Before Competition Groups_Variable Speed Pool Pump Motor
Residential | Res ¦ Energy Star LED Specialty Bulbs | 2024 | Economic | GWh | Before Competition Groups | 439.2369 | 0 | 0 | 6352.0393 | 0.069149 | 6 | Residential_2024_Economic_GWh_Before Competition Groups_6 | Energy Star LED Specialty Bulbs | 6.915% | 0 | 439.2369 | Residential_2024_Economic_GWh_Before Competition Groups_Energy Star LED Specialty Bulbs
Residential | Res ¦ Building Recommissioning, Operations and Maintenance (O&M) Improvements | 2024 | Achievable | GWh | Before Competition Groups | 42.3268 | 0 | 0 | 613.4628 | 0.068996 | 5 | Residential_2024_Achievable_GWh_Before Competition Groups_5 | Building Recommissioning, Operations and Maintenance (O&M) Improvements | 6.9% | 0 | 42.3268 | Residential_2024_Achievable_GWh_Before Competition Groups_Building Recommissioning, Operations and Maintenance (O&M) Improvements
Residential | Res ¦ Car Block Heater Timer | 2024 | Achievable | GWh | Before Competition Groups | 42.1197 | 0 | 0 | 613.4628 | 0.068659 | 6 | Residential_2024_Achievable_GWh_Before Competition Groups_6 | Car Block Heater Timer | 6.866% | 0 | 42.1197 | Residential_2024_Achievable_GWh_Before Competition Groups_Car Block Heater Timer
Residential | Res ¦ Adaptive Thermostat | 2024 | Technical | GWh | Before Competition Groups | 669.1789 | 0 | 0 | 11865.4842 | 0.056397 | 2 | Residential_2024_Technical_GWh_Before Competition Groups_2 | Adaptive Thermostat | 5.64% | 0 | 669.1789 | Residential_2024_Technical_GWh_Before Competition Groups_Adaptive Thermostat
Residential | Res ¦ Energy Star A Line, PAR, MR Lamps | 2024 | Achievable | GWh | Before Competition Groups | 34.2624 | 0 | 0 | 613.4628 | 0.055851 | 7 | Residential_2024_Achievable_GWh_Before Competition Groups_7 | Energy Star A Line, PAR, MR Lamps | 5.585% | 0 | 34.2624 | Residential_2024_Achievable_GWh_Before Competition Groups_Energy Star A Line, PAR, MR Lamps
Residential | Res ¦ Building Recommissioning, Operations and Maintenance (O&M) Improvements | 2024 | Economic | GWh | Before Competition Groups | 354.4919 | 0 | 0 | 6352.0393 | 0.055808 | 7 | Residential_2024_Economic_GWh_Before Competition Groups_7 | Building Recommissioning, Operations and Maintenance (O&M) Improvements | 5.581% | 0 | 354.4919 | Residential_2024_Economic_GWh_Before Competition Groups_Building Recommissioning, Operations and Maintenance (O&M) Improvements
Residential | Res ¦ Car Block Heater Timer | 2024 | Economic | GWh | Before Competition Groups | 338.7181 | 0 | 0 | 6352.0393 | 0.053324 | 8 | Residential_2024_Economic_GWh_Before Competition Groups_8 | Car Block Heater Timer | 5.332% | 0 | 338.7181 | Residential_2024_Economic_GWh_Before Competition Groups_Car Block Heater Timer
Residential | Res ¦ Energy Star A Line, PAR, MR Lamps | 2024 | Technical | GWh | Before Competition Groups | 608.643 | 0 | 0 | 11865.4842 | 0.051295 | 3 | Residential_2024_Technical_GWh_Before Competition Groups_3 | Energy Star A Line, PAR, MR Lamps | 5.13% | 0 | 608.643 | Residential_2024_Technical_GWh_Before Competition Groups_Energy Star A Line, PAR, MR Lamps
Residential | Res ¦ Air Sealing | 2024 | Technical | GWh | Before Competition Groups | 601.6036 | 0 | 0 | 11865.4842 | 0.050702 | 4 | Residential_2024_Technical_GWh_Before Competition Groups_4 | Air Sealing | 5.07% | 0 | 601.6036 | Residential_2024_Technical_GWh_Before Competition Groups_Air Sealing
Residential | Res ¦ Basement Wall Insulation | 2024 | Economic | GWh | Before Competition Groups | 315.1015 | 0 | 0 | 6352.0393 | 0.049606 | 9 | Residential_2024_Economic_GWh_Before Competition Groups_9 | Basement Wall Insulation | 4.961% | 0 | 315.1015 | Residential_2024_Economic_GWh_Before Competition Groups_Basement Wall Insulation
Residential | Res ¦ Energy Star LED Bulbs General Purpose LEDs | 2024 | Technical | GWh | Before Competition Groups | 512.2857 | 0 | 0 | 11865.4842 | 0.043174 | 5 | Residential_2024_Technical_GWh_Before Competition Groups_5 | Energy Star LED Bulbs General Purpose LEDs | 4.317% | 0 | 512.2857 | Residential_2024_Technical_GWh_Before Competition Groups_Energy Star LED Bulbs General Purpose LEDs
Residential | Res ¦ Ductless Mini-Split Heat Pump | 2024 | Achievable | GWh | Before Competition Groups | 25.2933 | 0 | 0 | 613.4628 | 0.04123 | 8 | Residential_2024_Achievable_GWh_Before Competition Groups_8 | Ductless Mini-Split Heat Pump | 4.123% | 0 | 25.2933 | Residential_2024_Achievable_GWh_Before Competition Groups_Ductless Mini-Split Heat Pump
Residential | Res ¦ Adaptive Thermostat | 2024 | Achievable | GWh | Before Competition Groups | 25.0937 | 0 | 0 | 613.4628 | 0.040905 | 9 | Residential_2024_Achievable_GWh_Before Competition Groups_9 | Adaptive Thermostat | 4.09% | 0 | 25.0937 | Residential_2024_Achievable_GWh_Before Competition Groups_Adaptive Thermostat
Residential | Res ¦ LED Parking Lot Fixture | 2024 | Achievable | GWh | Before Competition Groups | 24.3198 | 0 | 0 | 613.4628 | 0.039644 | 10 | Residential_2024_Achievable_GWh_Before Competition Groups_10 | LED Parking Lot Fixture | 3.964% | 0 | 24.3198 | Residential_2024_Achievable_GWh_Before Competition Groups_LED Parking Lot Fixture
Residential | Res ¦ Attic Insulation | 2024 | Economic | GWh | Before Competition Groups | 243.2203 | 0 | 0 | 6352.0393 | 0.03829 | 10 | Residential_2024_Economic_GWh_Before Competition Groups_10 | Attic Insulation | 3.829% | 0 | 243.2203 | Residential_2024_Economic_GWh_Before Competition Groups_Attic Insulation
Residential | Res ¦ Variable Speed Pool Pump Motor | 2024 | Technical | GWh | Before Competition Groups | 451.4021 | 0 | 0 | 11865.4842 | 0.038043 | 6 | Residential_2024_Technical_GWh_Before Competition Groups_6 | Variable Speed Pool Pump Motor | 3.804% | 0 | 451.4021 | Residential_2024_Technical_GWh_Before Competition Groups_Variable Speed Pool Pump Motor
Residential | Res ¦ Energy Star LED Specialty Bulbs | 2024 | Technical | GWh | Before Competition Groups | 439.2369 | 0 | 0 | 11865.4842 | 0.037018 | 7 | Residential_2024_Technical_GWh_Before Competition Groups_7 | Energy Star LED Specialty Bulbs | 3.702% | 0 | 439.2369 | Residential_2024_Technical_GWh_Before Competition Groups_Energy Star LED Specialty Bulbs
Residential | Res ¦ Comprehensive Draft Proofing | 2024 | Achievable | GWh | Before Competition Groups | 21.2567 | 0 | 0 | 613.4628 | 0.03465 | 11 | Residential_2024_Achievable_GWh_Before Competition Groups_11 | Comprehensive Draft Proofing | 3.465% | 0 | 21.2567 | Residential_2024_Achievable_GWh_Before Competition Groups_Comprehensive Draft Proofing
Residential | Res ¦ Energy Star Central Air Conditioner | 2024 | Technical | GWh | Before Competition Groups | 399.9641 | 0 | 0 | 11865.4842 | 0.033708 | 8 | Residential_2024_Technical_GWh_Before Competition Groups_8 | Energy Star Central Air Conditioner | 3.371% | 0 | 399.9641 | Residential_2024_Technical_GWh_Before Competition Groups_Energy Star Central Air Conditioner
Residential | Res ¦ Networked/ Connected - Indoor LED Lamp | 2024 | Technical | GWh | Before Competition Groups | 363.4015 | 0 | 0 | 11865.4842 | 0.030627 | 9 | Residential_2024_Technical_GWh_Before Competition Groups_9 | Networked/ Connected - Indoor LED Lamp | 3.063% | 0 | 363.4015 | Residential_2024_Technical_GWh_Before Competition Groups_Networked/ Connected - Indoor LED Lamp
Residential | Res ¦ Passive Attic Ventilation | 2024 | Technical | GWh | Before Competition Groups | 360.6868 | 0 | 0 | 11865.4842 | 0.030398 | 10 | Residential_2024_Technical_GWh_Before Competition Groups_10 | Passive Attic Ventilation | 3.04% | 0 | 360.6868 | Residential_2024_Technical_GWh_Before Competition Groups_Passive Attic Ventilation
Residential | Res ¦ Building Recommissioning, Operations and Maintenance (O&M) Improvements | 2024 | Technical | GWh | Before Competition Groups | 354.4919 | 0 | 0 | 11865.4842 | 0.029876 | 11 | Residential_2024_Technical_GWh_Before Competition Groups_11 | Building Recommissioning, Operations and Maintenance (O&M) Improvements | 2.988% | 0 | 354.4919 | Residential_2024_Technical_GWh_Before Competition Groups_Building Recommissioning, Operations and Maintenance (O&M) Improvements
Residential | Res ¦ Car Block Heater Timer | 2024 | Technical | GWh | Before Competition Groups | 338.7181 | 0 | 0 | 11865.4842 | 0.028547 | 12 | Residential_2024_Technical_GWh_Before Competition Groups_12 | Car Block Heater Timer | 2.855% | 0 | 338.7181 | Residential_2024_Technical_GWh_Before Competition Groups_Car Block Heater Timer
Residential | Res ¦ Comprehensive Draft Proofing | 2024 | Economic | GWh | Before Competition Groups | 178.0266 | 0 | 0 | 6352.0393 | 0.028027 | 11 | Residential_2024_Economic_GWh_Before Competition Groups_11 | Comprehensive Draft Proofing | 2.803% | 0 | 178.0266 | Residential_2024_Economic_GWh_Before Competition Groups_Comprehensive Draft Proofing
Residential | Res ¦ Energy Star Windows | 2024 | Technical | GWh | Before Competition Groups | 326.5484 | 0 | 0 | 11865.4842 | 0.027521 | 13 | Residential_2024_Technical_GWh_Before Competition Groups_13 | Energy Star Windows | 2.752% | 0 | 326.5484 | Residential_2024_Technical_GWh_Before Competition Groups_Energy Star Windows
Residential | Res ¦ Basement Wall Insulation | 2024 | Technical | GWh | Before Competition Groups | 315.1015 | 0 | 0 | 11865.4842 | 0.026556 | 14 | Residential_2024_Technical_GWh_Before Competition Groups_14 | Basement Wall Insulation | 2.656% | 0 | 315.1015 | Residential_2024_Technical_GWh_Before Competition Groups_Basement Wall Insulation
Residential | Res ¦ Heavy Duty Outdoor/Holiday Plug-in Timers | 2024 | Economic | GWh | Before Competition Groups | 167.1787 | 0 | 0 | 6352.0393 | 0.026319 | 12 | Residential_2024_Economic_GWh_Before Competition Groups_12 | Heavy Duty Outdoor/Holiday Plug-in Timers | 2.632% | 0 | 167.1787 | Residential_2024_Economic_GWh_Before Competition Groups_Heavy Duty Outdoor/Holiday Plug-in Timers
Residential | Res ¦ Occupancy Sensors MF | 2024 | Achievable | GWh | Before Competition Groups | 14.8434 | 0 | 0 | 613.4628 | 0.024196 | 12 | Residential_2024_Achievable_GWh_Before Competition Groups_12 | Occupancy Sensors MF | 2.42% | 0 | 14.8434 | Residential_2024_Achievable_GWh_Before Competition Groups_Occupancy Sensors MF
Residential | Res ¦ Energy Star Clothes Washer | 2024 | Economic | GWh | Before Competition Groups | 145.7128 | 0 | 0 | 6352.0393 | 0.02294 | 13 | Residential_2024_Economic_GWh_Before Competition Groups_13 | Energy Star Clothes Washer | 2.294% | 0 | 145.7128 | Residential_2024_Economic_GWh_Before Competition Groups_Energy Star Clothes Washer
Residential | Res ¦ Basement or Crawlspace Insulation | 2024 | Technical | GWh | Before Competition Groups | 262.2042 | 0 | 0 | 11865.4842 | 0.022098 | 15 | Residential_2024_Technical_GWh_Before Competition Groups_15 | Basement or Crawlspace Insulation | 2.21% | 0 | 262.2042 | Residential_2024_Technical_GWh_Before Competition Groups_Basement or Crawlspace Insulation
Residential | Res ¦ Air Sealing | 2024 | Achievable | GWh | Before Competition Groups | 12.6204 | 0 | 0 | 613.4628 | 0.020572 | 13 | Residential_2024_Achievable_GWh_Before Competition Groups_13 | Air Sealing | 2.057% | 0 | 12.6204 | Residential_2024_Achievable_GWh_Before Competition Groups_Air Sealing
Residential | Res ¦ Attic Insulation | 2024 | Technical | GWh | Before Competition Groups | 243.2203 | 0 | 0 | 11865.4842 | 0.020498 | 16 | Residential_2024_Technical_GWh_Before Competition Groups_16 | Attic Insulation | 2.05% | 0 | 243.2203 | Residential_2024_Technical_GWh_Before Competition Groups_Attic Insulation
Residential | Res ¦ Energy Star Torchiere | 2024 | Achievable | GWh | Before Competition Groups | 12.0413 | 0 | 0 | 613.4628 | 0.019628 | 14 | Residential_2024_Achievable_GWh_Before Competition Groups_14 | Energy Star Torchiere | 1.963% | 0 | 12.0413 | Residential_2024_Achievable_GWh_Before Competition Groups_Energy Star Torchiere
Residential | Res ¦ Occupancy Sensors MF | 2024 | Economic | GWh | Before Competition Groups | 123.1317 | 0 | 0 | 6352.0393 | 0.019385 | 14 | Residential_2024_Economic_GWh_Before Competition Groups_14 | Occupancy Sensors MF | 1.938% | 0 | 123.1317 | Residential_2024_Economic_GWh_Before Competition Groups_Occupancy Sensors MF
Residential | Res ¦ Ductless Mini-Split Heat Pump | 2024 | Economic | GWh | Before Competition Groups | 120.5191 | 0 | 0 | 6352.0393 | 0.018973 | 15 | Residential_2024_Economic_GWh_Before Competition Groups_15 | Ductless Mini-Split Heat Pump | 1.897% | 0 | 120.5191 | Residential_2024_Economic_GWh_Before Competition Groups_Ductless Mini-Split Heat Pump
Residential | Res ¦ Refrigerator Recycling | 2024 | Achievable | GWh | Before Competition Groups | 10.8789 | 0 | 0 | 613.4628 | 0.017734 | 15 | Residential_2024_Achievable_GWh_Before Competition Groups_15 | Refrigerator Recycling | 1.773% | 0 | 10.8789 | Residential_2024_Achievable_GWh_Before Competition Groups_Refrigerator Recycling
Residential | Res ¦ LED Exterior Area Lights - LED Fixture (200W) | 2024 | Achievable | GWh | Before Competition Groups | 10.3774 | 0 | 0 | 613.4628 | 0.016916 | 16 | Residential_2024_Achievable_GWh_Before Competition Groups_16 | LED Exterior Area Lights - LED Fixture (200W) | 1.692% | 0 | 10.3774 | Residential_2024_Achievable_GWh_Before Competition Groups_LED Exterior Area Lights - LED Fixture (200W)
Residential | Res ¦ Heavy Duty Outdoor/Holiday Plug-in Timers | 2024 | Achievable | GWh | Before Competition Groups | 10.0721 | 0 | 0 | 613.4628 | 0.016418 | 17 | Residential_2024_Achievable_GWh_Before Competition Groups_17 | Heavy Duty Outdoor/Holiday Plug-in Timers | 1.642% | 0 | 10.0721 | Residential_2024_Achievable_GWh_Before Competition Groups_Heavy Duty Outdoor/Holiday Plug-in Timers
Residential | Res ¦ Clothes Drying Racks | 2024 | Achievable | GWh | Before Competition Groups | 9.9292 | 0 | 0 | 613.4628 | 0.016186 | 18 | Residential_2024_Achievable_GWh_Before Competition Groups_18 | Clothes Drying Racks | 1.619% | 0 | 9.9292 | Residential_2024_Achievable_GWh_Before Competition Groups_Clothes Drying Racks
Residential | Res ¦ Wall Insulation | 2024 | Technical | GWh | Before Competition Groups | 190.609 | 0 | 0 | 11865.4842 | 0.016064 | 17 | Residential_2024_Technical_GWh_Before Competition Groups_17 | Wall Insulation | 1.606% | 0 | 190.609 | Residential_2024_Technical_GWh_Before Competition Groups_Wall Insulation
Residential | Res ¦ Heavy Duty Outdoor/Holiday Plug-in Timers | 2024 | Technical | GWh | Before Competition Groups | 185.5355 | 0 | 0 | 11865.4842 | 0.015637 | 18 | Residential_2024_Technical_GWh_Before Competition Groups_18 | Heavy Duty Outdoor/Holiday Plug-in Timers | 1.564% | 0 | 185.5355 | Residential_2024_Technical_GWh_Before Competition Groups_Heavy Duty Outdoor/Holiday Plug-in Timers
Residential | Res ¦ Freezer Recycling | 2024 | Achievable | GWh | Before Competition Groups | 9.5216 | 0 | 0 | 613.4628 | 0.015521 | 19 | Residential_2024_Achievable_GWh_Before Competition Groups_19 | Freezer Recycling | 1.552% | 0 | 9.5216 | Residential_2024_Achievable_GWh_Before Competition Groups_Freezer Recycling
Residential | Res ¦ Energy Star Light Fixture | 2024 | Achievable | GWh | Before Competition Groups | 9.3535 | 0 | 0 | 613.4628 | 0.015247 | 20 | Residential_2024_Achievable_GWh_Before Competition Groups_20 | Energy Star Light Fixture | 1.525% | 0 | 9.3535 | Residential_2024_Achievable_GWh_Before Competition Groups_Energy Star Light Fixture
Residential | Res ¦ Comprehensive Draft Proofing | 2024 | Technical | GWh | Before Competition Groups | 178.0266 | 0 | 0 | 11865.4842 | 0.015004 | 19 | Residential_2024_Technical_GWh_Before Competition Groups_19 | Comprehensive Draft Proofing | 1.5% | 0 | 178.0266 | Residential_2024_Technical_GWh_Before Competition Groups_Comprehensive Draft Proofing
Residential | Res ¦ Refrigerator Recycling | 2024 | Economic | GWh | Before Competition Groups | 91.1206 | 0 | 0 | 6352.0393 | 0.014345 | 16 | Residential_2024_Economic_GWh_Before Competition Groups_16 | Refrigerator Recycling | 1.435% | 0 | 91.1206 | Residential_2024_Economic_GWh_Before Competition Groups_Refrigerator Recycling
Residential | Res ¦ Energy Star Refrigerator | 2024 | Technical | GWh | Before Competition Groups | 164.1262 | 0 | 0 | 11865.4842 | 0.013832 | 20 | Residential_2024_Technical_GWh_Before Competition Groups_20 | Energy Star Refrigerator | 1.383% | 0 | 164.1262 | Residential_2024_Technical_GWh_Before Competition Groups_Energy Star Refrigerator
Residential | Res ¦ Energy Star Torchiere | 2024 | Economic | GWh | Before Competition Groups | 84.76 | 0 | 0 | 6352.0393 | 0.013344 | 17 | Residential_2024_Economic_GWh_Before Competition Groups_17 | Energy Star Torchiere | 1.334% | 0 | 84.76 | Residential_2024_Economic_GWh_Before Competition Groups_Energy Star Torchiere
Residential | Res ¦ Clothes Drying Racks | 2024 | Economic | GWh | Before Competition Groups | 83.1975 | 0 | 0 | 6352.0393 | 0.013098 | 18 | Residential_2024_Economic_GWh_Before Competition Groups_18 | Clothes Drying Racks | 1.31% | 0 | 83.1975 | Residential_2024_Economic_GWh_Before Competition Groups_Clothes Drying Racks
Residential | Res ¦ Freezer Recycling | 2024 | Economic | GWh | Before Competition Groups | 79.9449 | 0 | 0 | 6352.0393 | 0.012586 | 19 | Residential_2024_Economic_GWh_Before Competition Groups_19 | Freezer Recycling | 1.259% | 0 | 79.9449 | Residential_2024_Economic_GWh_Before Competition Groups_Freezer Recycling
Residential | Res ¦ Energy Star Clothes Washer | 2024 | Technical | GWh | Before Competition Groups | 145.7128 | 0 | 0 | 11865.4842 | 0.01228 | 21 | Residential_2024_Technical_GWh_Before Competition Groups_21 | Energy Star Clothes Washer | 1.228% | 0 | 145.7128 | Residential_2024_Technical_GWh_Before Competition Groups_Energy Star Clothes Washer
Residential | Res ¦ Energy Star Light Fixture | 2024 | Technical | GWh | Before Competition Groups | 145.1816 | 0 | 0 | 11865.4842 | 0.012236 | 22 | Residential_2024_Technical_GWh_Before Competition Groups_22 | Energy Star Light Fixture | 1.224% | 0 | 145.1816 | Residential_2024_Technical_GWh_Before Competition Groups_Energy Star Light Fixture
Residential | Res ¦ Duct Insulation | 2024 | Economic | GWh | Before Competition Groups | 75.4024 | 0 | 0 | 6352.0393 | 0.011871 | 20 | Residential_2024_Economic_GWh_Before Competition Groups_20 | Duct Insulation | 1.187% | 0 | 75.4024 | Residential_2024_Economic_GWh_Before Competition Groups_Duct Insulation
Residential | Res ¦ Smart Burners | 2024 | Technical | GWh | Before Competition Groups | 133.0847 | 0 | 0 | 11865.4842 | 0.011216 | 23 | Residential_2024_Technical_GWh_Before Competition Groups_23 | Smart Burners | 1.122% | 0 | 133.0847 | Residential_2024_Technical_GWh_Before Competition Groups_Smart Burners
Residential | Res ¦ Furnace with ECM | 2024 | Technical | GWh | Before Competition Groups | 131.9526 | 0 | 0 | 11865.4842 | 0.011121 | 24 | Residential_2024_Technical_GWh_Before Competition Groups_24 | Furnace with ECM | 1.112% | 0 | 131.9526 | Residential_2024_Technical_GWh_Before Competition Groups_Furnace with ECM
Residential | Res ¦ LED Parking Lot Fixture | 2024 | Economic | GWh | Before Competition Groups | 70.6081 | 0 | 0 | 6352.0393 | 0.011116 | 21 | Residential_2024_Economic_GWh_Before Competition Groups_21 | LED Parking Lot Fixture | 1.112% | 0 | 70.6081 | Residential_2024_Economic_GWh_Before Competition Groups_LED Parking Lot Fixture
Residential | Res ¦ Basement Wall Insulation | 2024 | Achievable | GWh | Before Competition Groups | 6.6105 | 0 | 0 | 613.4628 | 0.010776 | 21 | Residential_2024_Achievable_GWh_Before Competition Groups_21 | Basement Wall Insulation | 1.078% | 0 | 6.6105 | Residential_2024_Achievable_GWh_Before Competition Groups_Basement Wall Insulation
Residential | Res ¦ Energy Star Air Source Heat Pump | 2024 | Economic | GWh | Before Competition Groups | 67.6188 | 0 | 0 | 6352.0393 | 0.010645 | 22 | Residential_2024_Economic_GWh_Before Competition Groups_22 | Energy Star Air Source Heat Pump | 1.065% | 0 | 67.6188 | Residential_2024_Economic_GWh_Before Competition Groups_Energy Star Air Source Heat Pump
Residential | Res ¦ ENERGY STAR LED LAMPS (REFLECTOR LAMPs/MR16/PAR 16) | 2024 | Achievable | GWh | Before Competition Groups | 6.4637 | 0 | 0 | 613.4628 | 0.010536 | 22 | Residential_2024_Achievable_GWh_Before Competition Groups_22 | ENERGY STAR LED LAMPS (REFLECTOR LAMPs/MR16/PAR 16) | 1.054% | 0 | 6.4637 | Residential_2024_Achievable_GWh_Before Competition Groups_ENERGY STAR LED LAMPS (REFLECTOR LAMPs/MR16/PAR 16)
Residential | Res ¦ Occupancy Sensors MF | 2024 | Technical | GWh | Before Competition Groups | 123.1317 | 0 | 0 | 11865.4842 | 0.010377 | 25 | Residential_2024_Technical_GWh_Before Competition Groups_25 | Occupancy Sensors MF | 1.038% | 0 | 123.1317 | Residential_2024_Technical_GWh_Before Competition Groups_Occupancy Sensors MF
Residential | Res ¦ Radiant Barrier | 2024 | Technical | GWh | Before Competition Groups | 121.5156 | 0 | 0 | 11865.4842 | 0.010241 | 26 | Residential_2024_Technical_GWh_Before Competition Groups_26 | Radiant Barrier | 1.024% | 0 | 121.5156 | Residential_2024_Technical_GWh_Before Competition Groups_Radiant Barrier
Residential | Res ¦ Ductless Mini-Split Heat Pump | 2024 | Technical | GWh | Before Competition Groups | 120.5191 | 0 | 0 | 11865.4842 | 0.010157 | 27 | Residential_2024_Technical_GWh_Before Competition Groups_27 | Ductless Mini-Split Heat Pump | 1.016% | 0 | 120.5191 | Residential_2024_Technical_GWh_Before Competition Groups_Ductless Mini-Split Heat Pump
Residential | Res ¦ Advanced BAS/Controllers | 2024 | Achievable | GWh | Before Competition Groups | 6.1822 | 0 | 0 | 613.4628 | 0.010078 | 23 | Residential_2024_Achievable_GWh_Before Competition Groups_23 | Advanced BAS/Controllers | 1.008% | 0 | 6.1822 | Residential_2024_Achievable_GWh_Before Competition Groups_Advanced BAS/Controllers
Residential | Res ¦ Energy Star Ground Source Heat Pump | 2024 | Technical | GWh | Before Competition Groups | 119.5724 | 0 | 0 | 11865.4842 | 0.010077 | 28 | Residential_2024_Technical_GWh_Before Competition Groups_28 | Energy Star Ground Source Heat Pump | 1.008% | 0 | 119.5724 | Residential_2024_Technical_GWh_Before Competition Groups_Energy Star Ground Source Heat Pump
Residential | Res ¦ Floor Insulation | 2024 | Economic | GWh | Before Competition Groups | 63.8588 | 0 | 0 | 6352.0393 | 0.010053 | 23 | Residential_2024_Economic_GWh_Before Competition Groups_23 | Floor Insulation | 1.005% | 0 | 63.8588 | Residential_2024_Economic_GWh_Before Competition Groups_Floor Insulation
Residential | Res ¦ Heat Pump Clothes Dryer | 2024 | Technical | GWh | Before Competition Groups | 119.0519 | 0 | 0 | 11865.4842 | 0.010033 | 29 | Residential_2024_Technical_GWh_Before Competition Groups_29 | Heat Pump Clothes Dryer | 1.003% | 0 | 119.0519 | Residential_2024_Technical_GWh_Before Competition Groups_Heat Pump Clothes Dryer
Residential | Res ¦ Furnace Whistle | 2024 | Achievable | GWh | Before Competition Groups | 5.1812 | 0 | 0 | 613.4628 | 0.0084458 | 24 | Residential_2024_Achievable_GWh_Before Competition Groups_24 | Furnace Whistle | 0.8446% | 0 | 5.1812 | Residential_2024_Achievable_GWh_Before Competition Groups_Furnace Whistle
Residential | Res ¦ Attic Insulation | 2024 | Achievable | GWh | Before Competition Groups | 5.1019 | 0 | 0 | 613.4628 | 0.0083165 | 25 | Residential_2024_Achievable_GWh_Before Competition Groups_25 | Attic Insulation | 0.8316% | 0 | 5.1019 | Residential_2024_Achievable_GWh_Before Competition Groups_Attic Insulation
Residential | Res ¦ Energy Star Light Fixture | 2024 | Economic | GWh | Before Competition Groups | 51.857 | 0 | 0 | 6352.0393 | 0.0081638 | 24 | Residential_2024_Economic_GWh_Before Competition Groups_24 | Energy Star Light Fixture | 0.8164% | 0 | 51.857 | Residential_2024_Economic_GWh_Before Competition Groups_Energy Star Light Fixture
Residential | Res ¦ Advanced BAS/Controllers | 2024 | Economic | GWh | Before Competition Groups | 51.7827 | 0 | 0 | 6352.0393 | 0.0081521 | 25 | Residential_2024_Economic_GWh_Before Competition Groups_25 | Advanced BAS/Controllers | 0.8152% | 0 | 51.7827 | Residential_2024_Economic_GWh_Before Competition Groups_Advanced BAS/Controllers
Residential | Res ¦ Ceiling Insulation | 2024 | Technical | GWh | Before Competition Groups | 94.9444 | 0 | 0 | 11865.4842 | 0.0080017 | 30 | Residential_2024_Technical_GWh_Before Competition Groups_30 | Ceiling Insulation | 0.8002% | 0 | 94.9444 | Residential_2024_Technical_GWh_Before Competition Groups_Ceiling Insulation
Residential | Res ¦ Window Film | 2024 | Technical | GWh | Before Competition Groups | 94.6593 | 0 | 0 | 11865.4842 | 0.0079777 | 31 | Residential_2024_Technical_GWh_Before Competition Groups_31 | Window Film | 0.7978% | 0 | 94.6593 | Residential_2024_Technical_GWh_Before Competition Groups_Window Film
Residential | Res ¦ Refrigerator Recycling | 2024 | Technical | GWh | Before Competition Groups | 91.1206 | 0 | 0 | 11865.4842 | 0.0076795 | 32 | Residential_2024_Technical_GWh_Before Competition Groups_32 | Refrigerator Recycling | 0.7679% | 0 | 91.1206 | Residential_2024_Technical_GWh_Before Competition Groups_Refrigerator Recycling
Residential | Res ¦ Outside Air Economizer | 2024 | Achievable | GWh | Before Competition Groups | 4.5958 | 0 | 0 | 613.4628 | 0.0074915 | 26 | Residential_2024_Achievable_GWh_Before Competition Groups_26 | Outside Air Economizer | 0.7492% | 0 | 4.5958 | Residential_2024_Achievable_GWh_Before Competition Groups_Outside Air Economizer
Residential | Res ¦ Energy Star Torchiere | 2024 | Technical | GWh | Before Competition Groups | 84.76 | 0 | 0 | 11865.4842 | 0.0071434 | 33 | Residential_2024_Technical_GWh_Before Competition Groups_33 | Energy Star Torchiere | 0.7143% | 0 | 84.76 | Residential_2024_Technical_GWh_Before Competition Groups_Energy Star Torchiere
Residential | Res ¦ Clothes Drying Racks | 2024 | Technical | GWh | Before Competition Groups | 83.1975 | 0 | 0 | 11865.4842 | 0.0070117 | 34 | Residential_2024_Technical_GWh_Before Competition Groups_34 | Clothes Drying Racks | 0.7012% | 0 | 83.1975 | Residential_2024_Technical_GWh_Before Competition Groups_Clothes Drying Racks
Residential | Res ¦ Minimize Hot and Warm Clothes Wash | 2024 | Economic | GWh | Before Competition Groups | 44.3085 | 0 | 0 | 6352.0393 | 0.0069755 | 26 | Residential_2024_Economic_GWh_Before Competition Groups_26 | Minimize Hot and Warm Clothes Wash | 0.6975% | 0 | 44.3085 | Residential_2024_Economic_GWh_Before Competition Groups_Minimize Hot and Warm Clothes Wash
Residential | Res ¦ Induction Cooking Stove Top | 2024 | Technical | GWh | Before Competition Groups | 81.9802 | 0 | 0 | 11865.4842 | 0.0069091 | 35 | Residential_2024_Technical_GWh_Before Competition Groups_35 | Induction Cooking Stove Top | 0.6909% | 0 | 81.9802 | Residential_2024_Technical_GWh_Before Competition Groups_Induction Cooking Stove Top
Residential | Res ¦ Furnace Whistle | 2024 | Economic | GWh | Before Competition Groups | 43.3929 | 0 | 0 | 6352.0393 | 0.0068313 | 27 | Residential_2024_Economic_GWh_Before Competition Groups_27 | Furnace Whistle | 0.6831% | 0 | 43.3929 | Residential_2024_Economic_GWh_Before Competition Groups_Furnace Whistle
Residential | Res ¦ Freezer Recycling | 2024 | Technical | GWh | Before Competition Groups | 79.9449 | 0 | 0 | 11865.4842 | 0.0067376 | 36 | Residential_2024_Technical_GWh_Before Competition Groups_36 | Freezer Recycling | 0.6738% | 0 | 79.9449 | Residential_2024_Technical_GWh_Before Competition Groups_Freezer Recycling
Residential | Res ¦ Duct Insulation | 2024 | Technical | GWh | Before Competition Groups | 79.165 | 0 | 0 | 11865.4842 | 0.0066719 | 37 | Residential_2024_Technical_GWh_Before Competition Groups_37 | Duct Insulation | 0.6672% | 0 | 79.165 | Residential_2024_Technical_GWh_Before Competition Groups_Duct Insulation
Residential | Res ¦ Wall Insulation | 2024 | Economic | GWh | Before Competition Groups | 41.655 | 0 | 0 | 6352.0393 | 0.0065577 | 28 | Residential_2024_Economic_GWh_Before Competition Groups_28 | Wall Insulation | 0.6558% | 0 | 41.655 | Residential_2024_Economic_GWh_Before Competition Groups_Wall Insulation
Residential | Res ¦ Variable Refrigerant Flow Heat Pump | 2024 | Technical | GWh | Before Competition Groups | 74.4456 | 0 | 0 | 11865.4842 | 0.0062741 | 38 | Residential_2024_Technical_GWh_Before Competition Groups_38 | Variable Refrigerant Flow Heat Pump | 0.6274% | 0 | 74.4456 | Residential_2024_Technical_GWh_Before Competition Groups_Variable Refrigerant Flow Heat Pump
Residential | Res ¦ LED Parking Lot Fixture | 2024 | Technical | GWh | Before Competition Groups | 70.6081 | 0 | 0 | 11865.4842 | 0.0059507 | 39 | Residential_2024_Technical_GWh_Before Competition Groups_39 | LED Parking Lot Fixture | 0.5951% | 0 | 70.6081 | Residential_2024_Technical_GWh_Before Competition Groups_LED Parking Lot Fixture
Residential | Res ¦ Ductless Mini-Split Air Conditioner | 2024 | Technical | GWh | Before Competition Groups | 70.1202 | 0 | 0 | 11865.4842 | 0.0059096 | 40 | Residential_2024_Technical_GWh_Before Competition Groups_40 | Ductless Mini-Split Air Conditioner | 0.591% | 0 | 70.1202 | Residential_2024_Technical_GWh_Before Competition Groups_Ductless Mini-Split Air Conditioner
Residential | Res ¦ Energy Star Clothes Dryer | 2024 | Technical | GWh | Before Competition Groups | 67.9987 | 0 | 0 | 11865.4842 | 0.0057308 | 41 | Residential_2024_Technical_GWh_Before Competition Groups_41 | Energy Star Clothes Dryer | 0.5731% | 0 | 67.9987 | Residential_2024_Technical_GWh_Before Competition Groups_Energy Star Clothes Dryer
Residential | Res ¦ Energy Star Air Source Heat Pump | 2024 | Technical | GWh | Before Competition Groups | 67.6188 | 0 | 0 | 11865.4842 | 0.0056988 | 42 | Residential_2024_Technical_GWh_Before Competition Groups_42 | Energy Star Air Source Heat Pump | 0.5699% | 0 | 67.6188 | Residential_2024_Technical_GWh_Before Competition Groups_Energy Star Air Source Heat Pump
Residential | Res ¦ INTEGRAL LED TROFFERS | 2024 | Technical | GWh | Before Competition Groups | 67.4459 | 0 | 0 | 11865.4842 | 0.0056842 | 43 | Residential_2024_Technical_GWh_Before Competition Groups_43 | INTEGRAL LED TROFFERS | 0.5684% | 0 | 67.4459 | Residential_2024_Technical_GWh_Before Competition Groups_INTEGRAL LED TROFFERS
Residential | Res ¦ Energy Star Air Source Heat Pump | 2024 | Achievable | GWh | Before Competition Groups | 3.4515 | 0 | 0 | 613.4628 | 0.0056263 | 27 | Residential_2024_Achievable_GWh_Before Competition Groups_27 | Energy Star Air Source Heat Pump | 0.5626% | 0 | 3.4515 | Residential_2024_Achievable_GWh_Before Competition Groups_Energy Star Air Source Heat Pump
Residential | Res ¦ Minimize Hot and Warm Clothes Wash | 2024 | Achievable | GWh | Before Competition Groups | 3.3265 | 0 | 0 | 613.4628 | 0.0054225 | 28 | Residential_2024_Achievable_GWh_Before Competition Groups_28 | Minimize Hot and Warm Clothes Wash | 0.5423% | 0 | 3.3265 | Residential_2024_Achievable_GWh_Before Competition Groups_Minimize Hot and Warm Clothes Wash
Residential | Res ¦ Floor Insulation | 2024 | Technical | GWh | Before Competition Groups | 63.8588 | 0 | 0 | 11865.4842 | 0.0053819 | 44 | Residential_2024_Technical_GWh_Before Competition Groups_44 | Floor Insulation | 0.5382% | 0 | 63.8588 | Residential_2024_Technical_GWh_Before Competition Groups_Floor Insulation
Residential | Res ¦ Energy Star Room Air Conditioner | 2024 | Achievable | GWh | Before Competition Groups | 3.2343 | 0 | 0 | 613.4628 | 0.0052723 | 29 | Residential_2024_Achievable_GWh_Before Competition Groups_29 | Energy Star Room Air Conditioner | 0.5272% | 0 | 3.2343 | Residential_2024_Achievable_GWh_Before Competition Groups_Energy Star Room Air Conditioner
Residential | Res ¦ LED Exterior Area Lights - LED Fixture (200W) | 2024 | Economic | GWh | Before Competition Groups | 32.1531 | 0 | 0 | 6352.0393 | 0.0050619 | 29 | Residential_2024_Economic_GWh_Before Competition Groups_29 | LED Exterior Area Lights - LED Fixture (200W) | 0.5062% | 0 | 32.1531 | Residential_2024_Economic_GWh_Before Competition Groups_LED Exterior Area Lights - LED Fixture (200W)
Residential | Res ¦ LED Downlight | 2024 | Technical | GWh | Before Competition Groups | 56.3664 | 0 | 0 | 11865.4842 | 0.0047504 | 45 | Residential_2024_Technical_GWh_Before Competition Groups_45 | LED Downlight | 0.475% | 0 | 56.3664 | Residential_2024_Technical_GWh_Before Competition Groups_LED Downlight
Residential | Res ¦ Dehumidifier Recycling | 2024 | Technical | GWh | Before Competition Groups | 54.9071 | 0 | 0 | 11865.4842 | 0.0046275 | 46 | Residential_2024_Technical_GWh_Before Competition Groups_46 | Dehumidifier Recycling | 0.4627% | 0 | 54.9071 | Residential_2024_Technical_GWh_Before Competition Groups_Dehumidifier Recycling
Residential | Res ¦ Duct Insulation MF | 2024 | Economic | GWh | Before Competition Groups | 27.9879 | 0 | 0 | 6352.0393 | 0.0044061 | 30 | Residential_2024_Economic_GWh_Before Competition Groups_30 | Duct Insulation MF | 0.4406% | 0 | 27.9879 | Residential_2024_Economic_GWh_Before Competition Groups_Duct Insulation MF
Residential | Res ¦ Advanced BAS/Controllers | 2024 | Technical | GWh | Before Competition Groups | 51.7827 | 0 | 0 | 11865.4842 | 0.0043641 | 47 | Residential_2024_Technical_GWh_Before Competition Groups_47 | Advanced BAS/Controllers | 0.4364% | 0 | 51.7827 | Residential_2024_Technical_GWh_Before Competition Groups_Advanced BAS/Controllers
Residential | Res ¦ Outside Air Economizer | 2024 | Economic | GWh | Before Competition Groups | 26.7812 | 0 | 0 | 6352.0393 | 0.0042162 | 31 | Residential_2024_Economic_GWh_Before Competition Groups_31 | Outside Air Economizer | 0.4216% | 0 | 26.7812 | Residential_2024_Economic_GWh_Before Competition Groups_Outside Air Economizer
Residential | Res ¦ Energy Star Room Air Conditioner | 2024 | Economic | GWh | Before Competition Groups | 26.7469 | 0 | 0 | 6352.0393 | 0.0042108 | 32 | Residential_2024_Economic_GWh_Before Competition Groups_32 | Energy Star Room Air Conditioner | 0.4211% | 0 | 26.7469 | Residential_2024_Economic_GWh_Before Competition Groups_Energy Star Room Air Conditioner
Residential | Res ¦ Demand Control Ventilation | 2024 | Economic | GWh | Before Competition Groups | 23.8146 | 0 | 0 | 6352.0393 | 0.0037491 | 33 | Residential_2024_Economic_GWh_Before Competition Groups_33 | Demand Control Ventilation | 0.3749% | 0 | 23.8146 | Residential_2024_Economic_GWh_Before Competition Groups_Demand Control Ventilation
Residential | Res ¦ Minimize Hot and Warm Clothes Wash | 2024 | Technical | GWh | Before Competition Groups | 44.3085 | 0 | 0 | 11865.4842 | 0.0037342 | 48 | Residential_2024_Technical_GWh_Before Competition Groups_48 | Minimize Hot and Warm Clothes Wash | 0.3734% | 0 | 44.3085 | Residential_2024_Technical_GWh_Before Competition Groups_Minimize Hot and Warm Clothes Wash
Residential | Res ¦ High Efficiency Chiller (avg of water and air cooled) | 2024 | Achievable | GWh | Before Competition Groups | 2.2872 | 0 | 0 | 613.4628 | 0.0037284 | 30 | Residential_2024_Achievable_GWh_Before Competition Groups_30 | High Efficiency Chiller (avg of water and air cooled) | 0.3728% | 0 | 2.2872 | Residential_2024_Achievable_GWh_Before Competition Groups_High Efficiency Chiller (avg of water and air cooled)
Residential | Res ¦ Furnace Whistle | 2024 | Technical | GWh | Before Competition Groups | 43.3929 | 0 | 0 | 11865.4842 | 0.0036571 | 49 | Residential_2024_Technical_GWh_Before Competition Groups_49 | Furnace Whistle | 0.3657% | 0 | 43.3929 | Residential_2024_Technical_GWh_Before Competition Groups_Furnace Whistle
Residential | Res ¦ Variable Frequency Drive (VFD) | 2024 | Achievable | GWh | Before Competition Groups | 2.234 | 0 | 0 | 613.4628 | 0.0036416 | 31 | Residential_2024_Achievable_GWh_Before Competition Groups_31 | Variable Frequency Drive (VFD) | 0.3642% | 0 | 2.234 | Residential_2024_Achievable_GWh_Before Competition Groups_Variable Frequency Drive (VFD)
Residential | Res ¦ Lighting Motion Sensors, Timers, Dimmers | 2024 | Technical | GWh | Before Competition Groups | 40.3866 | 0 | 0 | 11865.4842 | 0.0034037 | 50 | Residential_2024_Technical_GWh_Before Competition Groups_50 | Lighting Motion Sensors, Timers, Dimmers | 0.3404% | 0 | 40.3866 | Residential_2024_Technical_GWh_Before Competition Groups_Lighting Motion Sensors, Timers, Dimmers
Residential | Res ¦ Early Hot Water Heater Replacement | 2024 | Technical | GWh | Before Competition Groups | 39.4017 | 0 | 0 | 11865.4842 | 0.0033207 | 51 | Residential_2024_Technical_GWh_Before Competition Groups_51 | Early Hot Water Heater Replacement | 0.3321% | 0 | 39.4017 | Residential_2024_Technical_GWh_Before Competition Groups_Early Hot Water Heater Replacement
Residential | Res ¦ Networked/ Connected - Indoor LED Luminaire | 2024 | Technical | GWh | Before Competition Groups | 39.2503 | 0 | 0 | 11865.4842 | 0.0033079 | 52 | Residential_2024_Technical_GWh_Before Competition Groups_52 | Networked/ Connected - Indoor LED Luminaire | 0.3308% | 0 | 39.2503 | Residential_2024_Technical_GWh_Before Competition Groups_Networked/ Connected - Indoor LED Luminaire
Residential | Res ¦ CO Sensors for parking garage exhaust fans | 2024 | Achievable | GWh | Before Competition Groups | 2.0002 | 0 | 0 | 613.4628 | 0.0032606 | 32 | Residential_2024_Achievable_GWh_Before Competition Groups_32 | CO Sensors for parking garage exhaust fans | 0.3261% | 0 | 2.0002 | Residential_2024_Achievable_GWh_Before Competition Groups_CO Sensors for parking garage exhaust fans
Residential | Res ¦ Duct Insulation MF | 2024 | Technical | GWh | Before Competition Groups | 35.6711 | 0 | 0 | 11865.4842 | 0.0030063 | 53 | Residential_2024_Technical_GWh_Before Competition Groups_53 | Duct Insulation MF | 0.3006% | 0 | 35.6711 | Residential_2024_Technical_GWh_Before Competition Groups_Duct Insulation MF
Residential | Res ¦ Variable Frequency Drive (VFD) | 2024 | Economic | GWh | Before Competition Groups | 18.7107 | 0 | 0 | 6352.0393 | 0.0029456 | 34 | Residential_2024_Economic_GWh_Before Competition Groups_34 | Variable Frequency Drive (VFD) | 0.2946% | 0 | 18.7107 | Residential_2024_Economic_GWh_Before Competition Groups_Variable Frequency Drive (VFD)
Residential | Res ¦ Central Air Conditioner Maintenance | 2024 | Technical | GWh | Before Competition Groups | 32.4378 | 0 | 0 | 11865.4842 | 0.0027338 | 54 | Residential_2024_Technical_GWh_Before Competition Groups_54 | Central Air Conditioner Maintenance | 0.2734% | 0 | 32.4378 | Residential_2024_Technical_GWh_Before Competition Groups_Central Air Conditioner Maintenance
Residential | Res ¦ Energy Star Dehumidifier | 2024 | Technical | GWh | Before Competition Groups | 32.2793 | 0 | 0 | 11865.4842 | 0.0027204 | 55 | Residential_2024_Technical_GWh_Before Competition Groups_55 | Energy Star Dehumidifier | 0.272% | 0 | 32.2793 | Residential_2024_Technical_GWh_Before Competition Groups_Energy Star Dehumidifier
Residential | Res ¦ LED Exterior Area Lights - LED Fixture (200W) | 2024 | Technical | GWh | Before Competition Groups | 32.1531 | 0 | 0 | 11865.4842 | 0.0027098 | 56 | Residential_2024_Technical_GWh_Before Competition Groups_56 | LED Exterior Area Lights - LED Fixture (200W) | 0.271% | 0 | 32.1531 | Residential_2024_Technical_GWh_Before Competition Groups_LED Exterior Area Lights - LED Fixture (200W)
Residential | Res ¦ Water Heater Temperature Setback | 2024 | Achievable | GWh | Before Competition Groups | 1.6509 | 0 | 0 | 613.4628 | 0.0026911 | 33 | Residential_2024_Achievable_GWh_Before Competition Groups_33 | Water Heater Temperature Setback | 0.2691% | 0 | 1.6509 | Residential_2024_Achievable_GWh_Before Competition Groups_Water Heater Temperature Setback
Residential | Res ¦ CO Sensors for parking garage exhaust fans | 2024 | Economic | GWh | Before Competition Groups | 16.8969 | 0 | 0 | 6352.0393 | 0.0026601 | 35 | Residential_2024_Economic_GWh_Before Competition Groups_35 | CO Sensors for parking garage exhaust fans | 0.266% | 0 | 16.8969 | Residential_2024_Economic_GWh_Before Competition Groups_CO Sensors for parking garage exhaust fans
Residential | Res ¦ Demand Control Ventilation | 2024 | Achievable | GWh | Before Competition Groups | 1.5901 | 0 | 0 | 613.4628 | 0.002592 | 34 | Residential_2024_Achievable_GWh_Before Competition Groups_34 | Demand Control Ventilation | 0.2592% | 0 | 1.5901 | Residential_2024_Achievable_GWh_Before Competition Groups_Demand Control Ventilation
Residential | Res ¦ Duct Insulation | 2024 | Achievable | GWh | Before Competition Groups | 1.5629 | 0 | 0 | 613.4628 | 0.0025476 | 35 | Residential_2024_Achievable_GWh_Before Competition Groups_35 | Duct Insulation | 0.2548% | 0 | 1.5629 | Residential_2024_Achievable_GWh_Before Competition Groups_Duct Insulation
Residential | Res ¦ ENERGY STAR LED LAMPS (REFLECTOR LAMPs/MR16/PAR 16) | 2024 | Economic | GWh | Before Competition Groups | 15.3138 | 0 | 0 | 6352.0393 | 0.0024109 | 36 | Residential_2024_Economic_GWh_Before Competition Groups_36 | ENERGY STAR LED LAMPS (REFLECTOR LAMPs/MR16/PAR 16) | 0.2411% | 0 | 15.3138 | Residential_2024_Economic_GWh_Before Competition Groups_ENERGY STAR LED LAMPS (REFLECTOR LAMPs/MR16/PAR 16)
Residential | Res ¦ Energy Star Room Air Conditioner | 2024 | Technical | GWh | Before Competition Groups | 27.1213 | 0 | 0 | 11865.4842 | 0.0022857 | 57 | Residential_2024_Technical_GWh_Before Competition Groups_57 | Energy Star Room Air Conditioner | 0.2286% | 0 | 27.1213 | Residential_2024_Technical_GWh_Before Competition Groups_Energy Star Room Air Conditioner
Residential | Res ¦ Outside Air Economizer | 2024 | Technical | GWh | Before Competition Groups | 26.7812 | 0 | 0 | 11865.4842 | 0.0022571 | 58 | Residential_2024_Technical_GWh_Before Competition Groups_58 | Outside Air Economizer | 0.2257% | 0 | 26.7812 | Residential_2024_Technical_GWh_Before Competition Groups_Outside Air Economizer
Residential | Res ¦ Drain Water Heat Recovery | 2024 | Technical | GWh | Before Competition Groups | 26.4487 | 0 | 0 | 11865.4842 | 0.002229 | 59 | Residential_2024_Technical_GWh_Before Competition Groups_59 | Drain Water Heat Recovery | 0.2229% | 0 | 26.4487 | Residential_2024_Technical_GWh_Before Competition Groups_Drain Water Heat Recovery
Residential | Res ¦ Floor Insulation | 2024 | Achievable | GWh | Before Competition Groups | 1.3391 | 0 | 0 | 613.4628 | 0.0021829 | 36 | Residential_2024_Achievable_GWh_Before Competition Groups_36 | Floor Insulation | 0.2183% | 0 | 1.3391 | Residential_2024_Achievable_GWh_Before Competition Groups_Floor Insulation
Residential | Res ¦ Water Heater Temperature Setback | 2024 | Economic | GWh | Before Competition Groups | 13.8265 | 0 | 0 | 6352.0393 | 0.0021767 | 37 | Residential_2024_Economic_GWh_Before Competition Groups_37 | Water Heater Temperature Setback | 0.2177% | 0 | 13.8265 | Residential_2024_Economic_GWh_Before Competition Groups_Water Heater Temperature Setback
Residential | Res ¦ LED Tube Re-Lamp | 2024 | Achievable | GWh | Before Competition Groups | 1.2896 | 0 | 0 | 613.4628 | 0.0021022 | 37 | Residential_2024_Achievable_GWh_Before Competition Groups_37 | LED Tube Re-Lamp | 0.2102% | 0 | 1.2896 | Residential_2024_Achievable_GWh_Before Competition Groups_LED Tube Re-Lamp
Residential | Res ¦ Demand Control Ventilation | 2024 | Technical | GWh | Before Competition Groups | 23.8146 | 0 | 0 | 11865.4842 | 0.002007 | 60 | Residential_2024_Technical_GWh_Before Competition Groups_60 | Demand Control Ventilation | 0.2007% | 0 | 23.8146 | Residential_2024_Technical_GWh_Before Competition Groups_Demand Control Ventilation
Residential | Res ¦ ENERGY STAR LED Lamps (General Service Lamps) | 2024 | Achievable | GWh | Before Competition Groups | 1.0616 | 0 | 0 | 613.4628 | 0.0017305 | 38 | Residential_2024_Achievable_GWh_Before Competition Groups_38 | ENERGY STAR LED Lamps (General Service Lamps) | 0.1731% | 0 | 1.0616 | Residential_2024_Achievable_GWh_Before Competition Groups_ENERGY STAR LED Lamps (General Service Lamps)
Residential | Res ¦ Solar Powered Attic Fan | 2024 | Technical | GWh | Before Competition Groups | 19.1469 | 0 | 0 | 11865.4842 | 0.0016137 | 61 | Residential_2024_Technical_GWh_Before Competition Groups_61 | Solar Powered Attic Fan | 0.1614% | 0 | 19.1469 | Residential_2024_Technical_GWh_Before Competition Groups_Solar Powered Attic Fan
Residential | Res ¦ Energy Star Ceiling Fan/Lighting | 2024 | Technical | GWh | Before Competition Groups | 19.0751 | 0 | 0 | 11865.4842 | 0.0016076 | 62 | Residential_2024_Technical_GWh_Before Competition Groups_62 | Energy Star Ceiling Fan/Lighting | 0.1608% | 0 | 19.0751 | Residential_2024_Technical_GWh_Before Competition Groups_Energy Star Ceiling Fan/Lighting
Residential | Res ¦ Variable Frequency Drive (VFD) | 2024 | Technical | GWh | Before Competition Groups | 18.7107 | 0 | 0 | 11865.4842 | 0.0015769 | 63 | Residential_2024_Technical_GWh_Before Competition Groups_63 | Variable Frequency Drive (VFD) | 0.1577% | 0 | 18.7107 | Residential_2024_Technical_GWh_Before Competition Groups_Variable Frequency Drive (VFD)
Residential | Res ¦ Air Source Heat Pump | 2024 | Technical | GWh | Before Competition Groups | 17.7598 | 0 | 0 | 11865.4842 | 0.0014968 | 64 | Residential_2024_Technical_GWh_Before Competition Groups_64 | Air Source Heat Pump | 0.1497% | 0 | 17.7598 | Residential_2024_Technical_GWh_Before Competition Groups_Air Source Heat Pump
Residential | Res ¦ CO Sensors for parking garage exhaust fans | 2024 | Technical | GWh | Before Competition Groups | 16.8969 | 0 | 0 | 11865.4842 | 0.001424 | 65 | Residential_2024_Technical_GWh_Before Competition Groups_65 | CO Sensors for parking garage exhaust fans | 0.1424% | 0 | 16.8969 | Residential_2024_Technical_GWh_Before Competition Groups_CO Sensors for parking garage exhaust fans
Residential | Res ¦ Wall Insulation | 2024 | Achievable | GWh | Before Competition Groups | 0.8732 | 0 | 0 | 613.4628 | 0.0014234 | 39 | Residential_2024_Achievable_GWh_Before Competition Groups_39 | Wall Insulation | 0.1423% | 0 | 0.8732 | Residential_2024_Achievable_GWh_Before Competition Groups_Wall Insulation
Residential | Res ¦ Energy Star Freezer | 2024 | Technical | GWh | Before Competition Groups | 16.546 | 0 | 0 | 11865.4842 | 0.0013945 | 66 | Residential_2024_Technical_GWh_Before Competition Groups_66 | Energy Star Freezer | 0.1394% | 0 | 16.546 | Residential_2024_Technical_GWh_Before Competition Groups_Energy Star Freezer
Residential | Res ¦ ENERGY STAR LED LAMPS (REFLECTOR LAMPs/MR16/PAR 16) | 2024 | Technical | GWh | Before Competition Groups | 15.3138 | 0 | 0 | 11865.4842 | 0.0012906 | 67 | Residential_2024_Technical_GWh_Before Competition Groups_67 | ENERGY STAR LED LAMPS (REFLECTOR LAMPs/MR16/PAR 16) | 0.1291% | 0 | 15.3138 | Residential_2024_Technical_GWh_Before Competition Groups_ENERGY STAR LED LAMPS (REFLECTOR LAMPs/MR16/PAR 16)
Residential | Res ¦ Water Heater Temperature Setback | 2024 | Technical | GWh | Before Competition Groups | 13.8265 | 0 | 0 | 11865.4842 | 0.0011653 | 68 | Residential_2024_Technical_GWh_Before Competition Groups_68 | Water Heater Temperature Setback | 0.1165% | 0 | 13.8265 | Residential_2024_Technical_GWh_Before Competition Groups_Water Heater Temperature Setback
Residential | Res ¦ Home Energy Reports | 2024 | Technical | GWh | Before Competition Groups | 13.6942 | 0 | 0 | 11865.4842 | 0.0011541 | 69 | Residential_2024_Technical_GWh_Before Competition Groups_69 | Home Energy Reports | 0.1154% | 0 | 13.6942 | Residential_2024_Technical_GWh_Before Competition Groups_Home Energy Reports
Residential | Res ¦ VFD on Pumps | 2024 | Achievable | GWh | Before Competition Groups | 0.68696 | 0 | 0 | 613.4628 | 0.0011198 | 40 | Residential_2024_Achievable_GWh_Before Competition Groups_40 | VFD on Pumps | 0.112% | 0 | 0.68696 | Residential_2024_Achievable_GWh_Before Competition Groups_VFD on Pumps
Residential | Res ¦ Heat Pump Water Heater | 2024 | Technical | GWh | Before Competition Groups | 12.6561 | 0 | 0 | 11865.4842 | 0.0010666 | 70 | Residential_2024_Technical_GWh_Before Competition Groups_70 | Heat Pump Water Heater | 0.1067% | 0 | 12.6561 | Residential_2024_Technical_GWh_Before Competition Groups_Heat Pump Water Heater
Residential | Res ¦ DHW Recirculation Systems | 2024 | Technical | GWh | Before Competition Groups | 12.4563 | 0 | 0 | 11865.4842 | 0.0010498 | 71 | Residential_2024_Technical_GWh_Before Competition Groups_71 | DHW Recirculation Systems | 0.105% | 0 | 12.4563 | Residential_2024_Technical_GWh_Before Competition Groups_DHW Recirculation Systems
Residential | Res ¦ Heat Recovery Ventilator | 2024 | Economic | GWh | Before Competition Groups | 6.4385 | 0 | 0 | 6352.0393 | 0.0010136 | 38 | Residential_2024_Economic_GWh_Before Competition Groups_38 | Heat Recovery Ventilator | 0.1014% | 0 | 6.4385 | Residential_2024_Economic_GWh_Before Competition Groups_Heat Recovery Ventilator
Residential | Res ¦ Central Lighting Control System | 2024 | Technical | GWh | Before Competition Groups | 11.5561 | 0 | 0 | 11865.4842 | 0.00097392 | 72 | Residential_2024_Technical_GWh_Before Competition Groups_72 | Central Lighting Control System | 0.09739% | 0 | 11.5561 | Residential_2024_Technical_GWh_Before Competition Groups_Central Lighting Control System
Residential | Res ¦ Tankless Water Heater | 2024 | Technical | GWh | Before Competition Groups | 11.4403 | 0 | 0 | 11865.4842 | 0.00096417 | 73 | Residential_2024_Technical_GWh_Before Competition Groups_73 | Tankless Water Heater | 0.09642% | 0 | 11.4403 | Residential_2024_Technical_GWh_Before Competition Groups_Tankless Water Heater
Residential | Res ¦ Duct Insulation MF | 2024 | Achievable | GWh | Before Competition Groups | 0.58691 | 0 | 0 | 613.4628 | 0.00095672 | 41 | Residential_2024_Achievable_GWh_Before Competition Groups_41 | Duct Insulation MF | 0.09567% | 0 | 0.58691 | Residential_2024_Achievable_GWh_Before Competition Groups_Duct Insulation MF
Residential | Res ¦ Air Source Heat Pump Maintenance | 2024 | Technical | GWh | Before Competition Groups | 11.2408 | 0 | 0 | 11865.4842 | 0.00094735 | 74 | Residential_2024_Technical_GWh_Before Competition Groups_74 | Air Source Heat Pump Maintenance | 0.09473% | 0 | 11.2408 | Residential_2024_Technical_GWh_Before Competition Groups_Air Source Heat Pump Maintenance
Residential | Res ¦ VFD on Pumps | 2024 | Economic | GWh | Before Competition Groups | 5.7538 | 0 | 0 | 6352.0393 | 0.00090581 | 39 | Residential_2024_Economic_GWh_Before Competition Groups_39 | VFD on Pumps | 0.09058% | 0 | 5.7538 | Residential_2024_Economic_GWh_Before Competition Groups_VFD on Pumps
Residential | Res ¦ Condensing Make Up Air Unit | 2024 | Achievable | GWh | Before Competition Groups | 0.54047 | 0 | 0 | 613.4628 | 0.00088101 | 42 | Residential_2024_Achievable_GWh_Before Competition Groups_42 | Condensing Make Up Air Unit | 0.0881% | 0 | 0.54047 | Residential_2024_Achievable_GWh_Before Competition Groups_Condensing Make Up Air Unit
Residential | Res ¦ LED Tube Re-Lamp | 2024 | Technical | GWh | Before Competition Groups | 9.4688 | 0 | 0 | 11865.4842 | 0.00079801 | 75 | Residential_2024_Technical_GWh_Before Competition Groups_75 | LED Tube Re-Lamp | 0.0798% | 0 | 9.4688 | Residential_2024_Technical_GWh_Before Competition Groups_LED Tube Re-Lamp
Residential | Res ¦ Heat Recovery Ventilator | 2024 | Technical | GWh | Before Competition Groups | 6.6555 | 0 | 0 | 11865.4842 | 0.00056091 | 76 | Residential_2024_Technical_GWh_Before Competition Groups_76 | Heat Recovery Ventilator | 0.05609% | 0 | 6.6555 | Residential_2024_Technical_GWh_Before Competition Groups_Heat Recovery Ventilator
Residential | Res ¦ Solar Water Heating System | 2024 | Technical | GWh | Before Competition Groups | 6.2368 | 0 | 0 | 11865.4842 | 0.00052562 | 77 | Residential_2024_Technical_GWh_Before Competition Groups_77 | Solar Water Heating System | 0.05256% | 0 | 6.2368 | Residential_2024_Technical_GWh_Before Competition Groups_Solar Water Heating System
Residential | Res ¦ ECM MOTORS FOR HVAC APPLICATION (FAN-POWERED VAV BOX) | 2024 | Achievable | GWh | Before Competition Groups | 0.31524 | 0 | 0 | 613.4628 | 0.00051387 | 43 | Residential_2024_Achievable_GWh_Before Competition Groups_43 | ECM MOTORS FOR HVAC APPLICATION (FAN-POWERED VAV BOX) | 0.05139% | 0 | 0.31524 | Residential_2024_Achievable_GWh_Before Competition Groups_ECM MOTORS FOR HVAC APPLICATION (FAN-POWERED VAV BOX)
Residential | Res ¦ Condensing Make Up Air Unit | 2024 | Economic | GWh | Before Competition Groups | 3.1388 | 0 | 0 | 6352.0393 | 0.00049413 | 40 | Residential_2024_Economic_GWh_Before Competition Groups_40 | Condensing Make Up Air Unit | 0.04941% | 0 | 3.1388 | Residential_2024_Economic_GWh_Before Competition Groups_Condensing Make Up Air Unit
Residential | Res ¦ VFD on Pumps | 2024 | Technical | GWh | Before Competition Groups | 5.7538 | 0 | 0 | 11865.4842 | 0.00048492 | 78 | Residential_2024_Technical_GWh_Before Competition Groups_78 | VFD on Pumps | 0.04849% | 0 | 5.7538 | Residential_2024_Technical_GWh_Before Competition Groups_VFD on Pumps
Residential | Res ¦ High Efficiency Storage Water Heater | 2024 | Technical | GWh | Before Competition Groups | 5.5311 | 0 | 0 | 11865.4842 | 0.00046615 | 79 | Residential_2024_Technical_GWh_Before Competition Groups_79 | High Efficiency Storage Water Heater | 0.04661% | 0 | 5.5311 | Residential_2024_Technical_GWh_Before Competition Groups_High Efficiency Storage Water Heater
Residential | Res ¦ High Efficiency Chiller (avg of water and air cooled) | 2024 | Economic | GWh | Before Competition Groups | 2.8933 | 0 | 0 | 6352.0393 | 0.00045549 | 41 | Residential_2024_Economic_GWh_Before Competition Groups_41 | High Efficiency Chiller (avg of water and air cooled) | 0.04555% | 0 | 2.8933 | Residential_2024_Economic_GWh_Before Competition Groups_High Efficiency Chiller (avg of water and air cooled)
Residential | Res ¦ Energy Star Dishwasher | 2024 | Technical | GWh | Before Competition Groups | 5.1711 | 0 | 0 | 11865.4842 | 0.00043581 | 80 | Residential_2024_Technical_GWh_Before Competition Groups_80 | Energy Star Dishwasher | 0.04358% | 0 | 5.1711 | Residential_2024_Technical_GWh_Before Competition Groups_Energy Star Dishwasher
Residential | Res ¦ Home Energy Reports | 2024 | Achievable | GWh | Before Competition Groups | 0.26717 | 0 | 0 | 613.4628 | 0.00043551 | 44 | Residential_2024_Achievable_GWh_Before Competition Groups_44 | Home Energy Reports | 0.04355% | 0 | 0.26717 | Residential_2024_Achievable_GWh_Before Competition Groups_Home Energy Reports
Residential | Res ¦ ECM MOTORS FOR HVAC APPLICATION (FAN-POWERED VAV BOX) | 2024 | Economic | GWh | Before Competition Groups | 2.7348 | 0 | 0 | 6352.0393 | 0.00043053 | 42 | Residential_2024_Economic_GWh_Before Competition Groups_42 | ECM MOTORS FOR HVAC APPLICATION (FAN-POWERED VAV BOX) | 0.04305% | 0 | 2.7348 | Residential_2024_Economic_GWh_Before Competition Groups_ECM MOTORS FOR HVAC APPLICATION (FAN-POWERED VAV BOX)
Residential | Res ¦ Home Energy Reports | 2024 | Economic | GWh | Before Competition Groups | 2.6717 | 0 | 0 | 6352.0393 | 0.00042061 | 43 | Residential_2024_Economic_GWh_Before Competition Groups_43 | Home Energy Reports | 0.04206% | 0 | 2.6717 | Residential_2024_Economic_GWh_Before Competition Groups_Home Energy Reports
Residential | Res ¦ ENERGY STAR LED Lamps (General Service Lamps) | 2024 | Economic | GWh | Before Competition Groups | 2.5323 | 0 | 0 | 6352.0393 | 0.00039866 | 44 | Residential_2024_Economic_GWh_Before Competition Groups_44 | ENERGY STAR LED Lamps (General Service Lamps) | 0.03987% | 0 | 2.5323 | Residential_2024_Economic_GWh_Before Competition Groups_ENERGY STAR LED Lamps (General Service Lamps)
Residential | Res ¦ Energy Star Windows | 2024 | Achievable | GWh | Before Competition Groups | 0.20924 | 0 | 0 | 613.4628 | 0.00034109 | 45 | Residential_2024_Achievable_GWh_Before Competition Groups_45 | Energy Star Windows | 0.03411% | 0 | 0.20924 | Residential_2024_Achievable_GWh_Before Competition Groups_Energy Star Windows
Residential | Res ¦ Energy Star Windows | 2024 | Economic | GWh | Before Competition Groups | 1.7537 | 0 | 0 | 6352.0393 | 0.00027609 | 45 | Residential_2024_Economic_GWh_Before Competition Groups_45 | Energy Star Windows | 0.02761% | 0 | 1.7537 | Residential_2024_Economic_GWh_Before Competition Groups_Energy Star Windows
Residential | Res ¦ Condensing Make Up Air Unit | 2024 | Technical | GWh | Before Competition Groups | 3.1388 | 0 | 0 | 11865.4842 | 0.00026453 | 81 | Residential_2024_Technical_GWh_Before Competition Groups_81 | Condensing Make Up Air Unit | 0.02645% | 0 | 3.1388 | Residential_2024_Technical_GWh_Before Competition Groups_Condensing Make Up Air Unit
Residential | Res ¦ LED Tube Re-Lamp | 2024 | Economic | GWh | Before Competition Groups | 1.5823 | 0 | 0 | 6352.0393 | 0.0002491 | 46 | Residential_2024_Economic_GWh_Before Competition Groups_46 | LED Tube Re-Lamp | 0.02491% | 0 | 1.5823 | Residential_2024_Economic_GWh_Before Competition Groups_LED Tube Re-Lamp
Residential | Res ¦ High Efficiency Chiller (avg of water and air cooled) | 2024 | Technical | GWh | Before Competition Groups | 2.8933 | 0 | 0 | 11865.4842 | 0.00024384 | 82 | Residential_2024_Technical_GWh_Before Competition Groups_82 | High Efficiency Chiller (avg of water and air cooled) | 0.02438% | 0 | 2.8933 | Residential_2024_Technical_GWh_Before Competition Groups_High Efficiency Chiller (avg of water and air cooled)
Residential | Res ¦ Beverage Vending Machine Controls | 2024 | Economic | GWh | Before Competition Groups | 1.4932 | 0 | 0 | 6352.0393 | 0.00023507 | 47 | Residential_2024_Economic_GWh_Before Competition Groups_47 | Beverage Vending Machine Controls | 0.02351% | 0 | 1.4932 | Residential_2024_Economic_GWh_Before Competition Groups_Beverage Vending Machine Controls
Residential | Res ¦ Beverage Vending Machine Controls | 2024 | Achievable | GWh | Before Competition Groups | 0.14149 | 0 | 0 | 613.4628 | 0.00023064 | 46 | Residential_2024_Achievable_GWh_Before Competition Groups_46 | Beverage Vending Machine Controls | 0.02306% | 0 | 0.14149 | Residential_2024_Achievable_GWh_Before Competition Groups_Beverage Vending Machine Controls
Residential | Res ¦ ECM MOTORS FOR HVAC APPLICATION (FAN-POWERED VAV BOX) | 2024 | Technical | GWh | Before Competition Groups | 2.7348 | 0 | 0 | 11865.4842 | 0.00023048 | 83 | Residential_2024_Technical_GWh_Before Competition Groups_83 | ECM MOTORS FOR HVAC APPLICATION (FAN-POWERED VAV BOX) | 0.02305% | 0 | 2.7348 | Residential_2024_Technical_GWh_Before Competition Groups_ECM MOTORS FOR HVAC APPLICATION (FAN-POWERED VAV BOX)
Residential | Res ¦ ENERGY STAR LED Lamps (General Service Lamps) | 2024 | Technical | GWh | Before Competition Groups | 2.5323 | 0 | 0 | 11865.4842 | 0.00021342 | 84 | Residential_2024_Technical_GWh_Before Competition Groups_84 | ENERGY STAR LED Lamps (General Service Lamps) | 0.02134% | 0 | 2.5323 | Residential_2024_Technical_GWh_Before Competition Groups_ENERGY STAR LED Lamps (General Service Lamps)
Residential | Res ¦ Beverage Vending Machine Controls | 2024 | Technical | GWh | Before Competition Groups | 1.4932 | 0 | 0 | 11865.4842 | 0.00012584 | 85 | Residential_2024_Technical_GWh_Before Competition Groups_85 | Beverage Vending Machine Controls | 0.01258% | 0 | 1.4932 | Residential_2024_Technical_GWh_Before Competition Groups_Beverage Vending Machine Controls
Residential | Res ¦ HVAC Optimization | 2024 | Technical | GWh | Before Competition Groups | 1.3854 | 0 | 0 | 11865.4842 | 0.00011676 | 86 | Residential_2024_Technical_GWh_Before Competition Groups_86 | HVAC Optimization | 0.01168% | 0 | 1.3854 | Residential_2024_Technical_GWh_Before Competition Groups_HVAC Optimization
Residential | Res ¦ Basement or Crawlspace Insulation | 2024 | Economic | GWh | Before Competition Groups | 0.72346 | 0 | 0 | 6352.0393 | 0.00011389 | 48 | Residential_2024_Economic_GWh_Before Competition Groups_48 | Basement or Crawlspace Insulation | 0.01139% | 0 | 0.72346 | Residential_2024_Economic_GWh_Before Competition Groups_Basement or Crawlspace Insulation
Residential | Res ¦ Heat Recovery Ventilator | 2024 | Achievable | GWh | Before Competition Groups | 0.067149 | 0 | 0 | 613.4628 | 0.00010946 | 47 | Residential_2024_Achievable_GWh_Before Competition Groups_47 | Heat Recovery Ventilator | 0.01095% | 0 | 0.067149 | Residential_2024_Achievable_GWh_Before Competition Groups_Heat Recovery Ventilator
Residential | Res ¦ Wall Insulation MF | 2024 | Technical | GWh | Before Competition Groups | 0.70001 | 0 | 0 | 11865.4842 | 5.8996e-05 | 87 | Residential_2024_Technical_GWh_Before Competition Groups_87 | Wall Insulation MF | 0.0059% | 0 | 0.70001 | Residential_2024_Technical_GWh_Before Competition Groups_Wall Insulation MF
Residential | Res ¦ LED Recessed Downlights | 2024 | Technical | GWh | Before Competition Groups | 0.3611 | 0 | 0 | 11865.4842 | 3.0432e-05 | 88 | Residential_2024_Technical_GWh_Before Competition Groups_88 | LED Recessed Downlights | 0.003043% | 0 | 0.3611 | Residential_2024_Technical_GWh_Before Competition Groups_LED Recessed Downlights
Residential | Res ¦ LED High Bay Fixture | 2024 | Technical | GWh | Before Competition Groups | 0.31083 | 0 | 0 | 11865.4842 | 2.6196e-05 | 89 | Residential_2024_Technical_GWh_Before Competition Groups_89 | LED High Bay Fixture | 0.00262% | 0 | 0.31083 | Residential_2024_Technical_GWh_Before Competition Groups_LED High Bay Fixture
Residential | Res ¦ Basement or Crawlspace Insulation | 2024 | Achievable | GWh | Before Competition Groups | 0.015167 | 0 | 0 | 613.4628 | 2.4723e-05 | 48 | Residential_2024_Achievable_GWh_Before Competition Groups_48 | Basement or Crawlspace Insulation | 0.002472% | 0 | 0.015167 | Residential_2024_Achievable_GWh_Before Competition Groups_Basement or Crawlspace Insulation
Residential | Res ¦ Chilled Water Optimization | 2024 | Achievable | GWh | Before Competition Groups | 0.014056 | 0 | 0 | 613.4628 | 2.2913e-05 | 49 | Residential_2024_Achievable_GWh_Before Competition Groups_49 | Chilled Water Optimization | 0.002291% | 0 | 0.014056 | Residential_2024_Achievable_GWh_Before Competition Groups_Chilled Water Optimization
Residential | Res ¦ Chilled Water Optimization | 2024 | Economic | GWh | Before Competition Groups | 0.076451 | 0 | 0 | 6352.0393 | 1.2036e-05 | 49 | Residential_2024_Economic_GWh_Before Competition Groups_49 | Chilled Water Optimization | 0.001204% | 0 | 0.076451 | Residential_2024_Economic_GWh_Before Competition Groups_Chilled Water Optimization
Residential | Res ¦ Wall Insulation MF | 2024 | Economic | GWh | Before Competition Groups | 0.057459 | 0 | 0 | 6352.0393 | 9.0458e-06 | 50 | Residential_2024_Economic_GWh_Before Competition Groups_50 | Wall Insulation MF | 0.0009046% | 0 | 0.057459 | Residential_2024_Economic_GWh_Before Competition Groups_Wall Insulation MF
Residential | Res ¦ Chilled Water Optimization | 2024 | Technical | GWh | Before Competition Groups | 0.076451 | 0 | 0 | 11865.4842 | 6.4432e-06 | 90 | Residential_2024_Technical_GWh_Before Competition Groups_90 | Chilled Water Optimization | 0.0006443% | 0 | 0.076451 | Residential_2024_Technical_GWh_Before Competition Groups_Chilled Water Optimization
Residential | Res ¦ Wall Insulation MF | 2024 | Achievable | GWh | Before Competition Groups | 0.0012055 | 0 | 0 | 613.4628 | 1.9651e-06 | 50 | Residential_2024_Achievable_GWh_Before Competition Groups_50 | Wall Insulation MF | 0.0001965% | 0 | 0.0012055 | Residential_2024_Achievable_GWh_Before Competition Groups_Wall Insulation MF
Residential | Res ¦ Solar Water Preheat (Pools/DHW) | 2024 | Technical | GWh | Before Competition Groups | 0.015997 | 0 | 0 | 11865.4842 | 1.3482e-06 | 91 | Residential_2024_Technical_GWh_Before Competition Groups_91 | Solar Water Preheat (Pools/DHW) | 0.0001348% | 0 | 0.015997 | Residential_2024_Technical_GWh_Before Competition Groups_Solar Water Preheat (Pools/DHW)
Residential | Res ¦ Photocell Controls (Outdoor) | 2024 | Technical | GWh | Before Competition Groups | 0.00038487 | 0 | 0 | 11865.4842 | 3.2436e-08 | 92 | Residential_2024_Technical_GWh_Before Competition Groups_92 | Photocell Controls (Outdoor) | 3.244e-06% | 0 | 0.00038487 | Residential_2024_Technical_GWh_Before Competition Groups_Photocell Controls (Outdoor)
Residential | Res ¦ Air Source Heat Pump | 2024 | Achievable | GWh | Before Competition Groups | 0 | 0 | 0 | 613.4628 | 0 | 51 | Residential_2024_Achievable_GWh_Before Competition Groups_51 | Air Source Heat Pump | 0% | 0 | 0 | Residential_2024_Achievable_GWh_Before Competition Groups_Air Source Heat Pump
Residential | Res ¦ Air Source Heat Pump | 2024 | Economic | GWh | Before Competition Groups | 0 | 0 | 0 | 6352.0393 | 0 | 51 | Residential_2024_Economic_GWh_Before Competition Groups_51 | Air Source Heat Pump | 0% | 0 | 0 | Residential_2024_Economic_GWh_Before Competition Groups_Air Source Heat Pump
Residential | Res ¦ Ceiling Insulation | 2024 | Achievable | GWh | Before Competition Groups | 0 | 0 | 0 | 613.4628 | 0 | 52 | Residential_2024_Achievable_GWh_Before Competition Groups_52 | Ceiling Insulation | 0% | 0 | 0 | Residential_2024_Achievable_GWh_Before Competition Groups_Ceiling Insulation
Residential | Res ¦ Ceiling Insulation | 2024 | Economic | GWh | Before Competition Groups | 0 | 0 | 0 | 6352.0393 | 0 | 52 | Residential_2024_Economic_GWh_Before Competition Groups_52 | Ceiling Insulation | 0% | 0 | 0 | Residential_2024_Economic_GWh_Before Competition Groups_Ceiling Insulation
Residential | Res ¦ DHW Recirculation Systems | 2024 | Achievable | GWh | Before Competition Groups | 0 | 0 | 0 | 613.4628 | 0 | 53 | Residential_2024_Achievable_GWh_Before Competition Groups_53 | DHW Recirculation Systems | 0% | 0 | 0 | Residential_2024_Achievable_GWh_Before Competition Groups_DHW Recirculation Systems
Residential | Res ¦ DHW Recirculation Systems | 2024 | Economic | GWh | Before Competition Groups | 0 | 0 | 0 | 6352.0393 | 0 | 53 | Residential_2024_Economic_GWh_Before Competition Groups_53 | DHW Recirculation Systems | 0% | 0 | 0 | Residential_2024_Economic_GWh_Before Competition Groups_DHW Recirculation Systems
Residential | Res ¦ Drain Water Heat Recovery | 2024 | Achievable | GWh | Before Competition Groups | 0 | 0 | 0 | 613.4628 | 0 | 54 | Residential_2024_Achievable_GWh_Before Competition Groups_54 | Drain Water Heat Recovery | 0% | 0 | 0 | Residential_2024_Achievable_GWh_Before Competition Groups_Drain Water Heat Recovery
Residential | Res ¦ Drain Water Heat Recovery | 2024 | Economic | GWh | Before Competition Groups | 0 | 0 | 0 | 6352.0393 | 0 | 54 | Residential_2024_Economic_GWh_Before Competition Groups_54 | Drain Water Heat Recovery | 0% | 0 | 0 | Residential_2024_Economic_GWh_Before Competition Groups_Drain Water Heat Recovery
Residential | Res ¦ Early Hot Water Heater Replacement | 2024 | Achievable | GWh | Before Competition Groups | 0 | 0 | 0 | 613.4628 | 0 | 55 | Residential_2024_Achievable_GWh_Before Competition Groups_55 | Early Hot Water Heater Replacement | 0% | 0 | 0 | Residential_2024_Achievable_GWh_Before Competition Groups_Early Hot Water Heater Replacement
Residential | Res ¦ Early Hot Water Heater Replacement | 2024 | Economic | GWh | Before Competition Groups | 0 | 0 | 0 | 6352.0393 | 0 | 55 | Residential_2024_Economic_GWh_Before Competition Groups_55 | Early Hot Water Heater Replacement | 0% | 0 | 0 | Residential_2024_Economic_GWh_Before Competition Groups_Early Hot Water Heater Replacement
Residential | Res ¦ Energy Star Clothes Dryer | 2024 | Achievable | GWh | Before Competition Groups | 0 | 0 | 0 | 613.4628 | 0 | 56 | Residential_2024_Achievable_GWh_Before Competition Groups_56 | Energy Star Clothes Dryer | 0% | 0 | 0 | Residential_2024_Achievable_GWh_Before Competition Groups_Energy Star Clothes Dryer
Residential | Res ¦ Energy Star Clothes Dryer | 2024 | Economic | GWh | Before Competition Groups | 0 | 0 | 0 | 6352.0393 | 0 | 56 | Residential_2024_Economic_GWh_Before Competition Groups_56 | Energy Star Clothes Dryer | 0% | 0 | 0 | Residential_2024_Economic_GWh_Before Competition Groups_Energy Star Clothes Dryer
Residential | Res ¦ Energy Star Dehumidifier | 2024 | Achievable | GWh | Before Competition Groups | 0 | 0 | 0 | 613.4628 | 0 | 57 | Residential_2024_Achievable_GWh_Before Competition Groups_57 | Energy Star Dehumidifier | 0% | 0 | 0 | Residential_2024_Achievable_GWh_Before Competition Groups_Energy Star Dehumidifier
Residential | Res ¦ Energy Star Dehumidifier | 2024 | Economic | GWh | Before Competition Groups | 0 | 0 | 0 | 6352.0393 | 0 | 57 | Residential_2024_Economic_GWh_Before Competition Groups_57 | Energy Star Dehumidifier | 0% | 0 | 0 | Residential_2024_Economic_GWh_Before Competition Groups_Energy Star Dehumidifier
Residential | Res ¦ Energy Star Freezer | 2024 | Achievable | GWh | Before Competition Groups | 0 | 0 | 0 | 613.4628 | 0 | 58 | Residential_2024_Achievable_GWh_Before Competition Groups_58 | Energy Star Freezer | 0% | 0 | 0 | Residential_2024_Achievable_GWh_Before Competition Groups_Energy Star Freezer
Residential | Res ¦ Energy Star Freezer | 2024 | Economic | GWh | Before Competition Groups | 0 | 0 | 0 | 6352.0393 | 0 | 58 | Residential_2024_Economic_GWh_Before Competition Groups_58 | Energy Star Freezer | 0% | 0 | 0 | Residential_2024_Economic_GWh_Before Competition Groups_Energy Star Freezer
Residential | Res ¦ Furnace with ECM | 2024 | Achievable | GWh | Before Competition Groups | 0 | 0 | 0 | 613.4628 | 0 | 59 | Residential_2024_Achievable_GWh_Before Competition Groups_59 | Furnace with ECM | 0% | 0 | 0 | Residential_2024_Achievable_GWh_Before Competition Groups_Furnace with ECM
Residential | Res ¦ Furnace with ECM | 2024 | Economic | GWh | Before Competition Groups | 0 | 0 | 0 | 6352.0393 | 0 | 59 | Residential_2024_Economic_GWh_Before Competition Groups_59 | Furnace with ECM | 0% | 0 | 0 | Residential_2024_Economic_GWh_Before Competition Groups_Furnace with ECM
Residential | Res ¦ Heat Pump Water Heater | 2024 | Achievable | GWh | Before Competition Groups | 0 | 0 | 0 | 613.4628 | 0 | 60 | Residential_2024_Achievable_GWh_Before Competition Groups_60 | Heat Pump Water Heater | 0% | 0 | 0 | Residential_2024_Achievable_GWh_Before Competition Groups_Heat Pump Water Heater
Residential | Res ¦ Heat Pump Water Heater | 2024 | Economic | GWh | Before Competition Groups | 0 | 0 | 0 | 6352.0393 | 0 | 60 | Residential_2024_Economic_GWh_Before Competition Groups_60 | Heat Pump Water Heater | 0% | 0 | 0 | Residential_2024_Economic_GWh_Before Competition Groups_Heat Pump Water Heater
Residential | Res ¦ LED Downlight | 2024 | Achievable | GWh | Before Competition Groups | 0 | 0 | 0 | 613.4628 | 0 | 61 | Residential_2024_Achievable_GWh_Before Competition Groups_61 | LED Downlight | 0% | 0 | 0 | Residential_2024_Achievable_GWh_Before Competition Groups_LED Downlight
Residential | Res ¦ LED Downlight | 2024 | Economic | GWh | Before Competition Groups | 0 | 0 | 0 | 6352.0393 | 0 | 61 | Residential_2024_Economic_GWh_Before Competition Groups_61 | LED Downlight | 0% | 0 | 0 | Residential_2024_Economic_GWh_Before Competition Groups_LED Downlight
Residential | Res ¦ LED High Bay Fixture | 2024 | Achievable | GWh | Before Competition Groups | 0 | 0 | 0 | 613.4628 | 0 | 62 | Residential_2024_Achievable_GWh_Before Competition Groups_62 | LED High Bay Fixture | 0% | 0 | 0 | Residential_2024_Achievable_GWh_Before Competition Groups_LED High Bay Fixture
Residential | Res ¦ LED High Bay Fixture | 2024 | Economic | GWh | Before Competition Groups | 0 | 0 | 0 | 6352.0393 | 0 | 62 | Residential_2024_Economic_GWh_Before Competition Groups_62 | LED High Bay Fixture | 0% | 0 | 0 | Residential_2024_Economic_GWh_Before Competition Groups_LED High Bay Fixture
Residential | Res ¦ Lighting Motion Sensors, Timers, Dimmers | 2024 | Achievable | GWh | Before Competition Groups | 0 | 0 | 0 | 613.4628 | 0 | 63 | Residential_2024_Achievable_GWh_Before Competition Groups_63 | Lighting Motion Sensors, Timers, Dimmers | 0% | 0 | 0 | Residential_2024_Achievable_GWh_Before Competition Groups_Lighting Motion Sensors, Timers, Dimmers
Residential | Res ¦ Lighting Motion Sensors, Timers, Dimmers | 2024 | Economic | GWh | Before Competition Groups | 0 | 0 | 0 | 6352.0393 | 0 | 63 | Residential_2024_Economic_GWh_Before Competition Groups_63 | Lighting Motion Sensors, Timers, Dimmers | 0% | 0 | 0 | Residential_2024_Economic_GWh_Before Competition Groups_Lighting Motion Sensors, Timers, Dimmers
Residential | Res ¦ Networked/ Connected - Indoor LED Luminaire | 2024 | Achievable | GWh | Before Competition Groups | 0 | 0 | 0 | 613.4628 | 0 | 64 | Residential_2024_Achievable_GWh_Before Competition Groups_64 | Networked/ Connected - Indoor LED Luminaire | 0% | 0 | 0 | Residential_2024_Achievable_GWh_Before Competition Groups_Networked/ Connected - Indoor LED Luminaire
Residential | Res ¦ Networked/ Connected - Indoor LED Luminaire | 2024 | Economic | GWh | Before Competition Groups | 0 | 0 | 0 | 6352.0393 | 0 | 64 | Residential_2024_Economic_GWh_Before Competition Groups_64 | Networked/ Connected - Indoor LED Luminaire | 0% | 0 | 0 | Residential_2024_Economic_GWh_Before Competition Groups_Networked/ Connected - Indoor LED Luminaire
Residential | Res ¦ Radiant Barrier | 2024 | Achievable | GWh | Before Competition Groups | 0 | 0 | 0 | 613.4628 | 0 | 65 | Residential_2024_Achievable_GWh_Before Competition Groups_65 | Radiant Barrier | 0% | 0 | 0 | Residential_2024_Achievable_GWh_Before Competition Groups_Radiant Barrier
Residential | Res ¦ Radiant Barrier | 2024 | Economic | GWh | Before Competition Groups | 0 | 0 | 0 | 6352.0393 | 0 | 65 | Residential_2024_Economic_GWh_Before Competition Groups_65 | Radiant Barrier | 0% | 0 | 0 | Residential_2024_Economic_GWh_Before Competition Groups_Radiant Barrier
Residential | Res ¦ Smart Burners | 2024 | Achievable | GWh | Before Competition Groups | 0 | 0 | 0 | 613.4628 | 0 | 66 | Residential_2024_Achievable_GWh_Before Competition Groups_66 | Smart Burners | 0% | 0 | 0 | Residential_2024_Achievable_GWh_Before Competition Groups_Smart Burners
Residential | Res ¦ Smart Burners | 2024 | Economic | GWh | Before Competition Groups | 0 | 0 | 0 | 6352.0393 | 0 | 66 | Residential_2024_Economic_GWh_Before Competition Groups_66 | Smart Burners | 0% | 0 | 0 | Residential_2024_Economic_GWh_Before Competition Groups_Smart Burners
Residential | Res ¦ Smart Power Bar | 2024 | Achievable | GWh | Before Competition Groups | 0 | 0 | 0 | 613.4628 | 0 | 67 | Residential_2024_Achievable_GWh_Before Competition Groups_67 | Smart Power Bar | 0% | 0 | 0 | Residential_2024_Achievable_GWh_Before Competition Groups_Smart Power Bar
Residential | Res ¦ Smart Power Bar | 2024 | Economic | GWh | Before Competition Groups | 0 | 0 | 0 | 6352.0393 | 0 | 67 | Residential_2024_Economic_GWh_Before Competition Groups_67 | Smart Power Bar | 0% | 0 | 0 | Residential_2024_Economic_GWh_Before Competition Groups_Smart Power Bar
Residential | Res ¦ Tankless Water Heater | 2024 | Achievable | GWh | Before Competition Groups | 0 | 0 | 0 | 613.4628 | 0 | 68 | Residential_2024_Achievable_GWh_Before Competition Groups_68 | Tankless Water Heater | 0% | 0 | 0 | Residential_2024_Achievable_GWh_Before Competition Groups_Tankless Water Heater
Residential | Res ¦ Tankless Water Heater | 2024 | Economic | GWh | Before Competition Groups | 0 | 0 | 0 | 6352.0393 | 0 | 68 | Residential_2024_Economic_GWh_Before Competition Groups_68 | Tankless Water Heater | 0% | 0 | 0 | Residential_2024_Economic_GWh_Before Competition Groups_Tankless Water Heater
Residential | Res ¦ Variable Refrigerant Flow Heat Pump | 2024 | Achievable | GWh | Before Competition Groups | 0 | 0 | 0 | 613.4628 | 0 | 69 | Residential_2024_Achievable_GWh_Before Competition Groups_69 | Variable Refrigerant Flow Heat Pump | 0% | 0 | 0 | Residential_2024_Achievable_GWh_Before Competition Groups_Variable Refrigerant Flow Heat Pump
Residential | Res ¦ Variable Refrigerant Flow Heat Pump | 2024 | Economic | GWh | Before Competition Groups | 0 | 0 | 0 | 6352.0393 | 0 | 69 | Residential_2024_Economic_GWh_Before Competition Groups_69 | Variable Refrigerant Flow Heat Pump | 0% | 0 | 0 | Residential_2024_Economic_GWh_Before Competition Groups_Variable Refrigerant Flow Heat Pump
Residential | Res ¦ Smart Power Bar | 2025 | Technical | GWh | Before Competition Groups | 1670.8048 | 0 | 0 | 13219.0494 | 0.12639 | 1 | Residential_2025_Technical_GWh_Before Competition Groups_1 | Smart Power Bar | 12.64% | 0 | 1670.8048 | Residential_2025_Technical_GWh_Before Competition Groups_Smart Power Bar
Residential | Res ¦ Energy Star A Line, PAR, MR Lamps | 2025 | Economic | GWh | Before Competition Groups | 822.5301 | 0 | 0 | 7141.6068 | 0.11517 | 1 | Residential_2025_Economic_GWh_Before Competition Groups_1 | Energy Star A Line, PAR, MR Lamps | 11.52% | 0 | 822.5301 | Residential_2025_Economic_GWh_Before Competition Groups_Energy Star A Line, PAR, MR Lamps
Residential | Res ¦ Energy Star Clothes Washer | 2025 | Achievable | GWh | Before Competition Groups | 105.4111 | 0 | 0 | 980.8505 | 0.10747 | 1 | Residential_2025_Achievable_GWh_Before Competition Groups_1 | Energy Star Clothes Washer | 10.75% | 0 | 105.4111 | Residential_2025_Achievable_GWh_Before Competition Groups_Energy Star Clothes Washer
Residential | Res ¦ Energy Star LED Bulbs General Purpose LEDs | 2025 | Achievable | GWh | Before Competition Groups | 97.3845 | 0 | 0 | 980.8505 | 0.099286 | 2 | Residential_2025_Achievable_GWh_Before Competition Groups_2 | Energy Star LED Bulbs General Purpose LEDs | 9.929% | 0 | 97.3845 | Residential_2025_Achievable_GWh_Before Competition Groups_Energy Star LED Bulbs General Purpose LEDs
Residential | Res ¦ Energy Star LED Bulbs General Purpose LEDs | 2025 | Economic | GWh | Before Competition Groups | 705.0669 | 0 | 0 | 7141.6068 | 0.098727 | 2 | Residential_2025_Economic_GWh_Before Competition Groups_2 | Energy Star LED Bulbs General Purpose LEDs | 9.873% | 0 | 705.0669 | Residential_2025_Economic_GWh_Before Competition Groups_Energy Star LED Bulbs General Purpose LEDs
Residential | Res ¦ Adaptive Thermostat | 2025 | Economic | GWh | Before Competition Groups | 673.3492 | 0 | 0 | 7141.6068 | 0.094285 | 3 | Residential_2025_Economic_GWh_Before Competition Groups_3 | Adaptive Thermostat | 9.429% | 0 | 673.3492 | Residential_2025_Economic_GWh_Before Competition Groups_Adaptive Thermostat
Residential | Res ¦ Variable Speed Pool Pump Motor | 2025 | Achievable | GWh | Before Competition Groups | 87.0393 | 0 | 0 | 980.8505 | 0.088739 | 3 | Residential_2025_Achievable_GWh_Before Competition Groups_3 | Variable Speed Pool Pump Motor | 8.874% | 0 | 87.0393 | Residential_2025_Achievable_GWh_Before Competition Groups_Variable Speed Pool Pump Motor
Residential | Res ¦ Energy Star LED Specialty Bulbs | 2025 | Achievable | GWh | Before Competition Groups | 84.5024 | 0 | 0 | 980.8505 | 0.086152 | 4 | Residential_2025_Achievable_GWh_Before Competition Groups_4 | Energy Star LED Specialty Bulbs | 8.615% | 0 | 84.5024 | Residential_2025_Achievable_GWh_Before Competition Groups_Energy Star LED Specialty Bulbs
Residential | Res ¦ Energy Star LED Specialty Bulbs | 2025 | Economic | GWh | Before Competition Groups | 609.4615 | 0 | 0 | 7141.6068 | 0.08534 | 4 | Residential_2025_Economic_GWh_Before Competition Groups_4 | Energy Star LED Specialty Bulbs | 8.534% | 0 | 609.4615 | Residential_2025_Economic_GWh_Before Competition Groups_Energy Star LED Specialty Bulbs
Residential | Res ¦ Air Sealing | 2025 | Economic | GWh | Before Competition Groups | 592.0983 | 0 | 0 | 7141.6068 | 0.082908 | 5 | Residential_2025_Economic_GWh_Before Competition Groups_5 | Air Sealing | 8.291% | 0 | 592.0983 | Residential_2025_Economic_GWh_Before Competition Groups_Air Sealing
Residential | Res ¦ Car Block Heater Timer | 2025 | Achievable | GWh | Before Competition Groups | 68.6381 | 0 | 0 | 980.8505 | 0.069978 | 5 | Residential_2025_Achievable_GWh_Before Competition Groups_5 | Car Block Heater Timer | 6.998% | 0 | 68.6381 | Residential_2025_Achievable_GWh_Before Competition Groups_Car Block Heater Timer
Residential | Res ¦ Building Recommissioning, Operations and Maintenance (O&M) Improvements | 2025 | Achievable | GWh | Before Competition Groups | 68.3587 | 0 | 0 | 980.8505 | 0.069693 | 6 | Residential_2025_Achievable_GWh_Before Competition Groups_6 | Building Recommissioning, Operations and Maintenance (O&M) Improvements | 6.969% | 0 | 68.3587 | Residential_2025_Achievable_GWh_Before Competition Groups_Building Recommissioning, Operations and Maintenance (O&M) Improvements
Residential | Res ¦ Energy Star A Line, PAR, MR Lamps | 2025 | Technical | GWh | Before Competition Groups | 822.5301 | 0 | 0 | 13219.0494 | 0.062223 | 2 | Residential_2025_Technical_GWh_Before Competition Groups_2 | Energy Star A Line, PAR, MR Lamps | 6.222% | 0 | 822.5301 | Residential_2025_Technical_GWh_Before Competition Groups_Energy Star A Line, PAR, MR Lamps
Residential | Res ¦ Variable Speed Pool Pump Motor | 2025 | Economic | GWh | Before Competition Groups | 444.2699 | 0 | 0 | 7141.6068 | 0.062209 | 6 | Residential_2025_Economic_GWh_Before Competition Groups_6 | Variable Speed Pool Pump Motor | 6.221% | 0 | 444.2699 | Residential_2025_Economic_GWh_Before Competition Groups_Variable Speed Pool Pump Motor
Residential | Res ¦ Energy Star LED Bulbs General Purpose LEDs | 2025 | Technical | GWh | Before Competition Groups | 705.0669 | 0 | 0 | 13219.0494 | 0.053337 | 3 | Residential_2025_Technical_GWh_Before Competition Groups_3 | Energy Star LED Bulbs General Purpose LEDs | 5.334% | 0 | 705.0669 | Residential_2025_Technical_GWh_Before Competition Groups_Energy Star LED Bulbs General Purpose LEDs
Residential | Res ¦ Energy Star A Line, PAR, MR Lamps | 2025 | Achievable | GWh | Before Competition Groups | 50.2154 | 0 | 0 | 980.8505 | 0.051196 | 7 | Residential_2025_Achievable_GWh_Before Competition Groups_7 | Energy Star A Line, PAR, MR Lamps | 5.12% | 0 | 50.2154 | Residential_2025_Achievable_GWh_Before Competition Groups_Energy Star A Line, PAR, MR Lamps
Residential | Res ¦ Adaptive Thermostat | 2025 | Technical | GWh | Before Competition Groups | 673.3492 | 0 | 0 | 13219.0494 | 0.050938 | 4 | Residential_2025_Technical_GWh_Before Competition Groups_4 | Adaptive Thermostat | 5.094% | 0 | 673.3492 | Residential_2025_Technical_GWh_Before Competition Groups_Adaptive Thermostat
Residential | Res ¦ Building Recommissioning, Operations and Maintenance (O&M) Improvements | 2025 | Economic | GWh | Before Competition Groups | 348.891 | 0 | 0 | 7141.6068 | 0.048853 | 7 | Residential_2025_Economic_GWh_Before Competition Groups_7 | Building Recommissioning, Operations and Maintenance (O&M) Improvements | 4.885% | 0 | 348.891 | Residential_2025_Economic_GWh_Before Competition Groups_Building Recommissioning, Operations and Maintenance (O&M) Improvements
Residential | Res ¦ Car Block Heater Timer | 2025 | Economic | GWh | Before Competition Groups | 342.9512 | 0 | 0 | 7141.6068 | 0.048022 | 8 | Residential_2025_Economic_GWh_Before Competition Groups_8 | Car Block Heater Timer | 4.802% | 0 | 342.9512 | Residential_2025_Economic_GWh_Before Competition Groups_Car Block Heater Timer
Residential | Res ¦ Energy Star LED Specialty Bulbs | 2025 | Technical | GWh | Before Competition Groups | 609.4615 | 0 | 0 | 13219.0494 | 0.046105 | 5 | Residential_2025_Technical_GWh_Before Competition Groups_5 | Energy Star LED Specialty Bulbs | 4.61% | 0 | 609.4615 | Residential_2025_Technical_GWh_Before Competition Groups_Energy Star LED Specialty Bulbs
Residential | Res ¦ Air Sealing | 2025 | Technical | GWh | Before Competition Groups | 592.0983 | 0 | 0 | 13219.0494 | 0.044791 | 6 | Residential_2025_Technical_GWh_Before Competition Groups_6 | Air Sealing | 4.479% | 0 | 592.0983 | Residential_2025_Technical_GWh_Before Competition Groups_Air Sealing
Residential | Res ¦ Ductless Mini-Split Heat Pump | 2025 | Achievable | GWh | Before Competition Groups | 43.343 | 0 | 0 | 980.8505 | 0.044189 | 8 | Residential_2025_Achievable_GWh_Before Competition Groups_8 | Ductless Mini-Split Heat Pump | 4.419% | 0 | 43.343 | Residential_2025_Achievable_GWh_Before Competition Groups_Ductless Mini-Split Heat Pump
Residential | Res ¦ Basement Wall Insulation | 2025 | Economic | GWh | Before Competition Groups | 310.1229 | 0 | 0 | 7141.6068 | 0.043425 | 9 | Residential_2025_Economic_GWh_Before Competition Groups_9 | Basement Wall Insulation | 4.342% | 0 | 310.1229 | Residential_2025_Economic_GWh_Before Competition Groups_Basement Wall Insulation
Residential | Res ¦ Adaptive Thermostat | 2025 | Achievable | GWh | Before Competition Groups | 39.1026 | 0 | 0 | 980.8505 | 0.039866 | 9 | Residential_2025_Achievable_GWh_Before Competition Groups_9 | Adaptive Thermostat | 3.987% | 0 | 39.1026 | Residential_2025_Achievable_GWh_Before Competition Groups_Adaptive Thermostat
Residential | Res ¦ Networked/ Connected - Indoor LED Lamp | 2025 | Technical | GWh | Before Competition Groups | 492.9051 | 0 | 0 | 13219.0494 | 0.037287 | 7 | Residential_2025_Technical_GWh_Before Competition Groups_7 | Networked/ Connected - Indoor LED Lamp | 3.729% | 0 | 492.9051 | Residential_2025_Technical_GWh_Before Competition Groups_Networked/ Connected - Indoor LED Lamp
Residential | Res ¦ LED Parking Lot Fixture | 2025 | Achievable | GWh | Before Competition Groups | 35.0371 | 0 | 0 | 980.8505 | 0.035721 | 10 | Residential_2025_Achievable_GWh_Before Competition Groups_10 | LED Parking Lot Fixture | 3.572% | 0 | 35.0371 | Residential_2025_Achievable_GWh_Before Competition Groups_LED Parking Lot Fixture
Residential | Res ¦ Comprehensive Draft Proofing | 2025 | Achievable | GWh | Before Competition Groups | 34.33 | 0 | 0 | 980.8505 | 0.035 | 11 | Residential_2025_Achievable_GWh_Before Competition Groups_11 | Comprehensive Draft Proofing | 3.5% | 0 | 34.33 | Residential_2025_Achievable_GWh_Before Competition Groups_Comprehensive Draft Proofing
Residential | Res ¦ Variable Speed Pool Pump Motor | 2025 | Technical | GWh | Before Competition Groups | 444.2699 | 0 | 0 | 13219.0494 | 0.033608 | 8 | Residential_2025_Technical_GWh_Before Competition Groups_8 | Variable Speed Pool Pump Motor | 3.361% | 0 | 444.2699 | Residential_2025_Technical_GWh_Before Competition Groups_Variable Speed Pool Pump Motor
Residential | Res ¦ Attic Insulation | 2025 | Economic | GWh | Before Competition Groups | 239.3774 | 0 | 0 | 7141.6068 | 0.033519 | 10 | Residential_2025_Economic_GWh_Before Competition Groups_10 | Attic Insulation | 3.352% | 0 | 239.3774 | Residential_2025_Economic_GWh_Before Competition Groups_Attic Insulation
Residential | Res ¦ Energy Star Central Air Conditioner | 2025 | Technical | GWh | Before Competition Groups | 406.6158 | 0 | 0 | 13219.0494 | 0.03076 | 9 | Residential_2025_Technical_GWh_Before Competition Groups_9 | Energy Star Central Air Conditioner | 3.076% | 0 | 406.6158 | Residential_2025_Technical_GWh_Before Competition Groups_Energy Star Central Air Conditioner
Residential | Res ¦ Energy Star Clothes Washer | 2025 | Economic | GWh | Before Competition Groups | 211.0954 | 0 | 0 | 7141.6068 | 0.029559 | 11 | Residential_2025_Economic_GWh_Before Competition Groups_11 | Energy Star Clothes Washer | 2.956% | 0 | 211.0954 | Residential_2025_Economic_GWh_Before Competition Groups_Energy Star Clothes Washer
Residential | Res ¦ Passive Attic Ventilation | 2025 | Technical | GWh | Before Competition Groups | 354.988 | 0 | 0 | 13219.0494 | 0.026854 | 10 | Residential_2025_Technical_GWh_Before Competition Groups_10 | Passive Attic Ventilation | 2.685% | 0 | 354.988 | Residential_2025_Technical_GWh_Before Competition Groups_Passive Attic Ventilation
Residential | Res ¦ Building Recommissioning, Operations and Maintenance (O&M) Improvements | 2025 | Technical | GWh | Before Competition Groups | 348.891 | 0 | 0 | 13219.0494 | 0.026393 | 11 | Residential_2025_Technical_GWh_Before Competition Groups_11 | Building Recommissioning, Operations and Maintenance (O&M) Improvements | 2.639% | 0 | 348.891 | Residential_2025_Technical_GWh_Before Competition Groups_Building Recommissioning, Operations and Maintenance (O&M) Improvements
Residential | Res ¦ Car Block Heater Timer | 2025 | Technical | GWh | Before Competition Groups | 342.9512 | 0 | 0 | 13219.0494 | 0.025944 | 12 | Residential_2025_Technical_GWh_Before Competition Groups_12 | Car Block Heater Timer | 2.594% | 0 | 342.9512 | Residential_2025_Technical_GWh_Before Competition Groups_Car Block Heater Timer
Residential | Res ¦ Ductless Mini-Split Heat Pump | 2025 | Economic | GWh | Before Competition Groups | 177.5258 | 0 | 0 | 7141.6068 | 0.024858 | 12 | Residential_2025_Economic_GWh_Before Competition Groups_12 | Ductless Mini-Split Heat Pump | 2.486% | 0 | 177.5258 | Residential_2025_Economic_GWh_Before Competition Groups_Ductless Mini-Split Heat Pump
Residential | Res ¦ Comprehensive Draft Proofing | 2025 | Economic | GWh | Before Competition Groups | 175.2138 | 0 | 0 | 7141.6068 | 0.024534 | 13 | Residential_2025_Economic_GWh_Before Competition Groups_13 | Comprehensive Draft Proofing | 2.453% | 0 | 175.2138 | Residential_2025_Economic_GWh_Before Competition Groups_Comprehensive Draft Proofing
Residential | Res ¦ Occupancy Sensors MF | 2025 | Achievable | GWh | Before Competition Groups | 23.8627 | 0 | 0 | 980.8505 | 0.024329 | 12 | Residential_2025_Achievable_GWh_Before Competition Groups_12 | Occupancy Sensors MF | 2.433% | 0 | 23.8627 | Residential_2025_Achievable_GWh_Before Competition Groups_Occupancy Sensors MF
Residential | Res ¦ Energy Star Windows | 2025 | Technical | GWh | Before Competition Groups | 321.3889 | 0 | 0 | 13219.0494 | 0.024313 | 13 | Residential_2025_Technical_GWh_Before Competition Groups_13 | Energy Star Windows | 2.431% | 0 | 321.3889 | Residential_2025_Technical_GWh_Before Competition Groups_Energy Star Windows
Residential | Res ¦ Basement Wall Insulation | 2025 | Technical | GWh | Before Competition Groups | 310.1229 | 0 | 0 | 13219.0494 | 0.02346 | 14 | Residential_2025_Technical_GWh_Before Competition Groups_14 | Basement Wall Insulation | 2.346% | 0 | 310.1229 | Residential_2025_Technical_GWh_Before Competition Groups_Basement Wall Insulation
Residential | Res ¦ Heavy Duty Outdoor/Holiday Plug-in Timers | 2025 | Economic | GWh | Before Competition Groups | 164.1284 | 0 | 0 | 7141.6068 | 0.022982 | 14 | Residential_2025_Economic_GWh_Before Competition Groups_14 | Heavy Duty Outdoor/Holiday Plug-in Timers | 2.298% | 0 | 164.1284 | Residential_2025_Economic_GWh_Before Competition Groups_Heavy Duty Outdoor/Holiday Plug-in Timers
Residential | Res ¦ Energy Star Torchiere | 2025 | Achievable | GWh | Before Competition Groups | 22.0924 | 0 | 0 | 980.8505 | 0.022524 | 13 | Residential_2025_Achievable_GWh_Before Competition Groups_13 | Energy Star Torchiere | 2.252% | 0 | 22.0924 | Residential_2025_Achievable_GWh_Before Competition Groups_Energy Star Torchiere
Residential | Res ¦ Heavy Duty Outdoor/Holiday Plug-in Timers | 2025 | Achievable | GWh | Before Competition Groups | 21.6577 | 0 | 0 | 980.8505 | 0.022081 | 14 | Residential_2025_Achievable_GWh_Before Competition Groups_14 | Heavy Duty Outdoor/Holiday Plug-in Timers | 2.208% | 0 | 21.6577 | Residential_2025_Achievable_GWh_Before Competition Groups_Heavy Duty Outdoor/Holiday Plug-in Timers
Residential | Res ¦ Air Sealing | 2025 | Achievable | GWh | Before Competition Groups | 19.8561 | 0 | 0 | 980.8505 | 0.020244 | 15 | Residential_2025_Achievable_GWh_Before Competition Groups_15 | Air Sealing | 2.024% | 0 | 19.8561 | Residential_2025_Achievable_GWh_Before Competition Groups_Air Sealing
Residential | Res ¦ Basement or Crawlspace Insulation | 2025 | Technical | GWh | Before Competition Groups | 258.0614 | 0 | 0 | 13219.0494 | 0.019522 | 15 | Residential_2025_Technical_GWh_Before Competition Groups_15 | Basement or Crawlspace Insulation | 1.952% | 0 | 258.0614 | Residential_2025_Technical_GWh_Before Competition Groups_Basement or Crawlspace Insulation
Residential | Res ¦ Energy Star Refrigerator | 2025 | Technical | GWh | Before Competition Groups | 239.9708 | 0 | 0 | 13219.0494 | 0.018153 | 16 | Residential_2025_Technical_GWh_Before Competition Groups_16 | Energy Star Refrigerator | 1.815% | 0 | 239.9708 | Residential_2025_Technical_GWh_Before Competition Groups_Energy Star Refrigerator
Residential | Res ¦ Attic Insulation | 2025 | Technical | GWh | Before Competition Groups | 239.3774 | 0 | 0 | 13219.0494 | 0.018109 | 17 | Residential_2025_Technical_GWh_Before Competition Groups_17 | Attic Insulation | 1.811% | 0 | 239.3774 | Residential_2025_Technical_GWh_Before Competition Groups_Attic Insulation
Residential | Res ¦ Refrigerator Recycling | 2025 | Achievable | GWh | Before Competition Groups | 17.5696 | 0 | 0 | 980.8505 | 0.017913 | 16 | Residential_2025_Achievable_GWh_Before Competition Groups_16 | Refrigerator Recycling | 1.791% | 0 | 17.5696 | Residential_2025_Achievable_GWh_Before Competition Groups_Refrigerator Recycling
Residential | Res ¦ Occupancy Sensors MF | 2025 | Economic | GWh | Before Competition Groups | 120.879 | 0 | 0 | 7141.6068 | 0.016926 | 15 | Residential_2025_Economic_GWh_Before Competition Groups_15 | Occupancy Sensors MF | 1.693% | 0 | 120.879 | Residential_2025_Economic_GWh_Before Competition Groups_Occupancy Sensors MF
Residential | Res ¦ Energy Star Torchiere | 2025 | Economic | GWh | Before Competition Groups | 120.348 | 0 | 0 | 7141.6068 | 0.016852 | 16 | Residential_2025_Economic_GWh_Before Competition Groups_16 | Energy Star Torchiere | 1.685% | 0 | 120.348 | Residential_2025_Economic_GWh_Before Competition Groups_Energy Star Torchiere
Residential | Res ¦ Clothes Drying Racks | 2025 | Achievable | GWh | Before Competition Groups | 16.0354 | 0 | 0 | 980.8505 | 0.016348 | 17 | Residential_2025_Achievable_GWh_Before Competition Groups_17 | Clothes Drying Racks | 1.635% | 0 | 16.0354 | Residential_2025_Achievable_GWh_Before Competition Groups_Clothes Drying Racks
Residential | Res ¦ Energy Star Light Fixture | 2025 | Achievable | GWh | Before Competition Groups | 15.777 | 0 | 0 | 980.8505 | 0.016085 | 18 | Residential_2025_Achievable_GWh_Before Competition Groups_18 | Energy Star Light Fixture | 1.608% | 0 | 15.777 | Residential_2025_Achievable_GWh_Before Competition Groups_Energy Star Light Fixture
Residential | Res ¦ Energy Star Clothes Washer | 2025 | Technical | GWh | Before Competition Groups | 211.0954 | 0 | 0 | 13219.0494 | 0.015969 | 18 | Residential_2025_Technical_GWh_Before Competition Groups_18 | Energy Star Clothes Washer | 1.597% | 0 | 211.0954 | Residential_2025_Technical_GWh_Before Competition Groups_Energy Star Clothes Washer
Residential | Res ¦ Freezer Recycling | 2025 | Achievable | GWh | Before Competition Groups | 15.3751 | 0 | 0 | 980.8505 | 0.015675 | 19 | Residential_2025_Achievable_GWh_Before Competition Groups_19 | Freezer Recycling | 1.568% | 0 | 15.3751 | Residential_2025_Achievable_GWh_Before Competition Groups_Freezer Recycling
Residential | Res ¦ LED Exterior Area Lights - LED Fixture (200W) | 2025 | Achievable | GWh | Before Competition Groups | 15.227 | 0 | 0 | 980.8505 | 0.015524 | 20 | Residential_2025_Achievable_GWh_Before Competition Groups_20 | LED Exterior Area Lights - LED Fixture (200W) | 1.552% | 0 | 15.227 | Residential_2025_Achievable_GWh_Before Competition Groups_LED Exterior Area Lights - LED Fixture (200W)
Residential | Res ¦ Energy Star Light Fixture | 2025 | Technical | GWh | Before Competition Groups | 197.2395 | 0 | 0 | 13219.0494 | 0.014921 | 19 | Residential_2025_Technical_GWh_Before Competition Groups_19 | Energy Star Light Fixture | 1.492% | 0 | 197.2395 | Residential_2025_Technical_GWh_Before Competition Groups_Energy Star Light Fixture
Residential | Res ¦ Smart Burners | 2025 | Technical | GWh | Before Competition Groups | 196.3318 | 0 | 0 | 13219.0494 | 0.014852 | 20 | Residential_2025_Technical_GWh_Before Competition Groups_20 | Smart Burners | 1.485% | 0 | 196.3318 | Residential_2025_Technical_GWh_Before Competition Groups_Smart Burners
Residential | Res ¦ Wall Insulation | 2025 | Technical | GWh | Before Competition Groups | 187.5974 | 0 | 0 | 13219.0494 | 0.014191 | 21 | Residential_2025_Technical_GWh_Before Competition Groups_21 | Wall Insulation | 1.419% | 0 | 187.5974 | Residential_2025_Technical_GWh_Before Competition Groups_Wall Insulation
Residential | Res ¦ Energy Star Air Source Heat Pump | 2025 | Economic | GWh | Before Competition Groups | 99.4912 | 0 | 0 | 7141.6068 | 0.013931 | 17 | Residential_2025_Economic_GWh_Before Competition Groups_17 | Energy Star Air Source Heat Pump | 1.393% | 0 | 99.4912 | Residential_2025_Economic_GWh_Before Competition Groups_Energy Star Air Source Heat Pump
Residential | Res ¦ Heavy Duty Outdoor/Holiday Plug-in Timers | 2025 | Technical | GWh | Before Competition Groups | 182.1 | 0 | 0 | 13219.0494 | 0.013776 | 22 | Residential_2025_Technical_GWh_Before Competition Groups_22 | Heavy Duty Outdoor/Holiday Plug-in Timers | 1.378% | 0 | 182.1 | Residential_2025_Technical_GWh_Before Competition Groups_Heavy Duty Outdoor/Holiday Plug-in Timers
Residential | Res ¦ Ductless Mini-Split Heat Pump | 2025 | Technical | GWh | Before Competition Groups | 177.5258 | 0 | 0 | 13219.0494 | 0.01343 | 23 | Residential_2025_Technical_GWh_Before Competition Groups_23 | Ductless Mini-Split Heat Pump | 1.343% | 0 | 177.5258 | Residential_2025_Technical_GWh_Before Competition Groups_Ductless Mini-Split Heat Pump
Residential | Res ¦ Energy Star Ground Source Heat Pump | 2025 | Technical | GWh | Before Competition Groups | 175.9443 | 0 | 0 | 13219.0494 | 0.01331 | 24 | Residential_2025_Technical_GWh_Before Competition Groups_24 | Energy Star Ground Source Heat Pump | 1.331% | 0 | 175.9443 | Residential_2025_Technical_GWh_Before Competition Groups_Energy Star Ground Source Heat Pump
Residential | Res ¦ Comprehensive Draft Proofing | 2025 | Technical | GWh | Before Competition Groups | 175.2138 | 0 | 0 | 13219.0494 | 0.013255 | 25 | Residential_2025_Technical_GWh_Before Competition Groups_25 | Comprehensive Draft Proofing | 1.325% | 0 | 175.2138 | Residential_2025_Technical_GWh_Before Competition Groups_Comprehensive Draft Proofing
Residential | Res ¦ Heat Pump Clothes Dryer | 2025 | Technical | GWh | Before Competition Groups | 173.1091 | 0 | 0 | 13219.0494 | 0.013095 | 26 | Residential_2025_Technical_GWh_Before Competition Groups_26 | Heat Pump Clothes Dryer | 1.31% | 0 | 173.1091 | Residential_2025_Technical_GWh_Before Competition Groups_Heat Pump Clothes Dryer
Residential | Res ¦ Refrigerator Recycling | 2025 | Economic | GWh | Before Competition Groups | 89.6809 | 0 | 0 | 7141.6068 | 0.012558 | 18 | Residential_2025_Economic_GWh_Before Competition Groups_18 | Refrigerator Recycling | 1.256% | 0 | 89.6809 | Residential_2025_Economic_GWh_Before Competition Groups_Refrigerator Recycling
Residential | Res ¦ Clothes Drying Racks | 2025 | Economic | GWh | Before Competition Groups | 81.8829 | 0 | 0 | 7141.6068 | 0.011466 | 19 | Residential_2025_Economic_GWh_Before Competition Groups_19 | Clothes Drying Racks | 1.147% | 0 | 81.8829 | Residential_2025_Economic_GWh_Before Competition Groups_Clothes Drying Racks
Residential | Res ¦ Freezer Recycling | 2025 | Economic | GWh | Before Competition Groups | 78.6818 | 0 | 0 | 7141.6068 | 0.011017 | 20 | Residential_2025_Economic_GWh_Before Competition Groups_20 | Freezer Recycling | 1.102% | 0 | 78.6818 | Residential_2025_Economic_GWh_Before Competition Groups_Freezer Recycling
Residential | Res ¦ LED Parking Lot Fixture | 2025 | Economic | GWh | Before Competition Groups | 77.9994 | 0 | 0 | 7141.6068 | 0.010922 | 21 | Residential_2025_Economic_GWh_Before Competition Groups_21 | LED Parking Lot Fixture | 1.092% | 0 | 77.9994 | Residential_2025_Economic_GWh_Before Competition Groups_LED Parking Lot Fixture
Residential | Res ¦ Basement Wall Insulation | 2025 | Achievable | GWh | Before Competition Groups | 10.4005 | 0 | 0 | 980.8505 | 0.010604 | 21 | Residential_2025_Achievable_GWh_Before Competition Groups_21 | Basement Wall Insulation | 1.06% | 0 | 10.4005 | Residential_2025_Achievable_GWh_Before Competition Groups_Basement Wall Insulation
Residential | Res ¦ Energy Star Light Fixture | 2025 | Economic | GWh | Before Competition Groups | 75.2603 | 0 | 0 | 7141.6068 | 0.010538 | 22 | Residential_2025_Economic_GWh_Before Competition Groups_22 | Energy Star Light Fixture | 1.054% | 0 | 75.2603 | Residential_2025_Economic_GWh_Before Competition Groups_Energy Star Light Fixture
Residential | Res ¦ Duct Insulation | 2025 | Economic | GWh | Before Competition Groups | 74.2111 | 0 | 0 | 7141.6068 | 0.010391 | 23 | Residential_2025_Economic_GWh_Before Competition Groups_23 | Duct Insulation | 1.039% | 0 | 74.2111 | Residential_2025_Economic_GWh_Before Competition Groups_Duct Insulation
Residential | Res ¦ Advanced BAS/Controllers | 2025 | Achievable | GWh | Before Competition Groups | 9.9843 | 0 | 0 | 980.8505 | 0.010179 | 22 | Residential_2025_Achievable_GWh_Before Competition Groups_22 | Advanced BAS/Controllers | 1.018% | 0 | 9.9843 | Residential_2025_Achievable_GWh_Before Competition Groups_Advanced BAS/Controllers
Residential | Res ¦ Furnace with ECM | 2025 | Technical | GWh | Before Competition Groups | 129.8677 | 0 | 0 | 13219.0494 | 0.0098243 | 27 | Residential_2025_Technical_GWh_Before Competition Groups_27 | Furnace with ECM | 0.9824% | 0 | 129.8677 | Residential_2025_Technical_GWh_Before Competition Groups_Furnace with ECM
Residential | Res ¦ Induction Cooking Stove Top | 2025 | Technical | GWh | Before Competition Groups | 120.9404 | 0 | 0 | 13219.0494 | 0.0091489 | 28 | Residential_2025_Technical_GWh_Before Competition Groups_28 | Induction Cooking Stove Top | 0.9149% | 0 | 120.9404 | Residential_2025_Technical_GWh_Before Competition Groups_Induction Cooking Stove Top
Residential | Res ¦ Occupancy Sensors MF | 2025 | Technical | GWh | Before Competition Groups | 120.879 | 0 | 0 | 13219.0494 | 0.0091443 | 29 | Residential_2025_Technical_GWh_Before Competition Groups_29 | Occupancy Sensors MF | 0.9144% | 0 | 120.879 | Residential_2025_Technical_GWh_Before Competition Groups_Occupancy Sensors MF
Residential | Res ¦ Energy Star Torchiere | 2025 | Technical | GWh | Before Competition Groups | 120.348 | 0 | 0 | 13219.0494 | 0.0091041 | 30 | Residential_2025_Technical_GWh_Before Competition Groups_30 | Energy Star Torchiere | 0.9104% | 0 | 120.348 | Residential_2025_Technical_GWh_Before Competition Groups_Energy Star Torchiere
Residential | Res ¦ Radiant Barrier | 2025 | Technical | GWh | Before Competition Groups | 119.5957 | 0 | 0 | 13219.0494 | 0.0090472 | 31 | Residential_2025_Technical_GWh_Before Competition Groups_31 | Radiant Barrier | 0.9047% | 0 | 119.5957 | Residential_2025_Technical_GWh_Before Competition Groups_Radiant Barrier
Residential | Res ¦ Floor Insulation | 2025 | Economic | GWh | Before Competition Groups | 62.8498 | 0 | 0 | 7141.6068 | 0.0088005 | 24 | Residential_2025_Economic_GWh_Before Competition Groups_24 | Floor Insulation | 0.8801% | 0 | 62.8498 | Residential_2025_Economic_GWh_Before Competition Groups_Floor Insulation
Residential | Res ¦ ENERGY STAR LED LAMPS (REFLECTOR LAMPs/MR16/PAR 16) | 2025 | Achievable | GWh | Before Competition Groups | 8.4479 | 0 | 0 | 980.8505 | 0.0086128 | 23 | Residential_2025_Achievable_GWh_Before Competition Groups_23 | ENERGY STAR LED LAMPS (REFLECTOR LAMPs/MR16/PAR 16) | 0.8613% | 0 | 8.4479 | Residential_2025_Achievable_GWh_Before Competition Groups_ENERGY STAR LED LAMPS (REFLECTOR LAMPs/MR16/PAR 16)
Residential | Res ¦ Furnace Whistle | 2025 | Achievable | GWh | Before Competition Groups | 8.3678 | 0 | 0 | 980.8505 | 0.0085311 | 24 | Residential_2025_Achievable_GWh_Before Competition Groups_24 | Furnace Whistle | 0.8531% | 0 | 8.3678 | Residential_2025_Achievable_GWh_Before Competition Groups_Furnace Whistle
Residential | Res ¦ Attic Insulation | 2025 | Achievable | GWh | Before Competition Groups | 8.0269 | 0 | 0 | 980.8505 | 0.0081836 | 25 | Residential_2025_Achievable_GWh_Before Competition Groups_25 | Attic Insulation | 0.8184% | 0 | 8.0269 | Residential_2025_Achievable_GWh_Before Competition Groups_Attic Insulation
Residential | Res ¦ Ductless Mini-Split Air Conditioner | 2025 | Technical | GWh | Before Competition Groups | 101.2407 | 0 | 0 | 13219.0494 | 0.0076587 | 32 | Residential_2025_Technical_GWh_Before Competition Groups_32 | Ductless Mini-Split Air Conditioner | 0.7659% | 0 | 101.2407 | Residential_2025_Technical_GWh_Before Competition Groups_Ductless Mini-Split Air Conditioner
Residential | Res ¦ Energy Star Air Source Heat Pump | 2025 | Technical | GWh | Before Competition Groups | 99.4912 | 0 | 0 | 13219.0494 | 0.0075264 | 33 | Residential_2025_Technical_GWh_Before Competition Groups_33 | Energy Star Air Source Heat Pump | 0.7526% | 0 | 99.4912 | Residential_2025_Technical_GWh_Before Competition Groups_Energy Star Air Source Heat Pump
Residential | Res ¦ Energy Star Clothes Dryer | 2025 | Technical | GWh | Before Competition Groups | 98.8745 | 0 | 0 | 13219.0494 | 0.0074797 | 34 | Residential_2025_Technical_GWh_Before Competition Groups_34 | Energy Star Clothes Dryer | 0.748% | 0 | 98.8745 | Residential_2025_Technical_GWh_Before Competition Groups_Energy Star Clothes Dryer
Residential | Res ¦ Outside Air Economizer | 2025 | Achievable | GWh | Before Competition Groups | 7.255 | 0 | 0 | 980.8505 | 0.0073967 | 26 | Residential_2025_Achievable_GWh_Before Competition Groups_26 | Outside Air Economizer | 0.7397% | 0 | 7.255 | Residential_2025_Achievable_GWh_Before Competition Groups_Outside Air Economizer
Residential | Res ¦ Advanced BAS/Controllers | 2025 | Economic | GWh | Before Competition Groups | 50.9646 | 0 | 0 | 7141.6068 | 0.0071363 | 25 | Residential_2025_Economic_GWh_Before Competition Groups_25 | Advanced BAS/Controllers | 0.7136% | 0 | 50.9646 | Residential_2025_Economic_GWh_Before Competition Groups_Advanced BAS/Controllers
Residential | Res ¦ Ceiling Insulation | 2025 | Technical | GWh | Before Competition Groups | 93.4442 | 0 | 0 | 13219.0494 | 0.0070689 | 35 | Residential_2025_Technical_GWh_Before Competition Groups_35 | Ceiling Insulation | 0.7069% | 0 | 93.4442 | Residential_2025_Technical_GWh_Before Competition Groups_Ceiling Insulation
Residential | Res ¦ Window Film | 2025 | Technical | GWh | Before Competition Groups | 93.1637 | 0 | 0 | 13219.0494 | 0.0070477 | 36 | Residential_2025_Technical_GWh_Before Competition Groups_36 | Window Film | 0.7048% | 0 | 93.1637 | Residential_2025_Technical_GWh_Before Competition Groups_Window Film
Residential | Res ¦ Energy Star Air Source Heat Pump | 2025 | Achievable | GWh | Before Competition Groups | 6.6813 | 0 | 0 | 980.8505 | 0.0068118 | 27 | Residential_2025_Achievable_GWh_Before Competition Groups_27 | Energy Star Air Source Heat Pump | 0.6812% | 0 | 6.6813 | Residential_2025_Achievable_GWh_Before Competition Groups_Energy Star Air Source Heat Pump
Residential | Res ¦ Refrigerator Recycling | 2025 | Technical | GWh | Before Competition Groups | 89.6809 | 0 | 0 | 13219.0494 | 0.0067842 | 37 | Residential_2025_Technical_GWh_Before Competition Groups_37 | Refrigerator Recycling | 0.6784% | 0 | 89.6809 | Residential_2025_Technical_GWh_Before Competition Groups_Refrigerator Recycling
Residential | Res ¦ Wall Insulation | 2025 | Economic | GWh | Before Competition Groups | 47.7028 | 0 | 0 | 7141.6068 | 0.0066796 | 26 | Residential_2025_Economic_GWh_Before Competition Groups_26 | Wall Insulation | 0.668% | 0 | 47.7028 | Residential_2025_Economic_GWh_Before Competition Groups_Wall Insulation
Residential | Res ¦ Clothes Drying Racks | 2025 | Technical | GWh | Before Competition Groups | 81.8829 | 0 | 0 | 13219.0494 | 0.0061943 | 38 | Residential_2025_Technical_GWh_Before Competition Groups_38 | Clothes Drying Racks | 0.6194% | 0 | 81.8829 | Residential_2025_Technical_GWh_Before Competition Groups_Clothes Drying Racks
Residential | Res ¦ Minimize Hot and Warm Clothes Wash | 2025 | Economic | GWh | Before Competition Groups | 43.6085 | 0 | 0 | 7141.6068 | 0.0061063 | 27 | Residential_2025_Economic_GWh_Before Competition Groups_27 | Minimize Hot and Warm Clothes Wash | 0.6106% | 0 | 43.6085 | Residential_2025_Economic_GWh_Before Competition Groups_Minimize Hot and Warm Clothes Wash
Residential | Res ¦ Furnace Whistle | 2025 | Economic | GWh | Before Competition Groups | 42.7073 | 0 | 0 | 7141.6068 | 0.0059801 | 28 | Residential_2025_Economic_GWh_Before Competition Groups_28 | Furnace Whistle | 0.598% | 0 | 42.7073 | Residential_2025_Economic_GWh_Before Competition Groups_Furnace Whistle
Residential | Res ¦ Freezer Recycling | 2025 | Technical | GWh | Before Competition Groups | 78.6818 | 0 | 0 | 13219.0494 | 0.0059522 | 39 | Residential_2025_Technical_GWh_Before Competition Groups_39 | Freezer Recycling | 0.5952% | 0 | 78.6818 | Residential_2025_Technical_GWh_Before Competition Groups_Freezer Recycling
Residential | Res ¦ Variable Refrigerant Flow Heat Pump | 2025 | Technical | GWh | Before Competition Groups | 78.585 | 0 | 0 | 13219.0494 | 0.0059448 | 40 | Residential_2025_Technical_GWh_Before Competition Groups_40 | Variable Refrigerant Flow Heat Pump | 0.5945% | 0 | 78.585 | Residential_2025_Technical_GWh_Before Competition Groups_Variable Refrigerant Flow Heat Pump
Residential | Res ¦ LED Parking Lot Fixture | 2025 | Technical | GWh | Before Competition Groups | 77.9994 | 0 | 0 | 13219.0494 | 0.0059005 | 41 | Residential_2025_Technical_GWh_Before Competition Groups_41 | LED Parking Lot Fixture | 0.5901% | 0 | 77.9994 | Residential_2025_Technical_GWh_Before Competition Groups_LED Parking Lot Fixture
Residential | Res ¦ Duct Insulation | 2025 | Technical | GWh | Before Competition Groups | 77.9142 | 0 | 0 | 13219.0494 | 0.0058941 | 42 | Residential_2025_Technical_GWh_Before Competition Groups_42 | Duct Insulation | 0.5894% | 0 | 77.9142 | Residential_2025_Technical_GWh_Before Competition Groups_Duct Insulation
Residential | Res ¦ Energy Star Room Air Conditioner | 2025 | Achievable | GWh | Before Competition Groups | 5.4943 | 0 | 0 | 980.8505 | 0.0056015 | 28 | Residential_2025_Achievable_GWh_Before Competition Groups_28 | Energy Star Room Air Conditioner | 0.5602% | 0 | 5.4943 | Residential_2025_Achievable_GWh_Before Competition Groups_Energy Star Room Air Conditioner
Residential | Res ¦ Energy Star Room Air Conditioner | 2025 | Economic | GWh | Before Competition Groups | 38.617 | 0 | 0 | 7141.6068 | 0.0054073 | 29 | Residential_2025_Economic_GWh_Before Competition Groups_29 | Energy Star Room Air Conditioner | 0.5407% | 0 | 38.617 | Residential_2025_Economic_GWh_Before Competition Groups_Energy Star Room Air Conditioner
Residential | Res ¦ Minimize Hot and Warm Clothes Wash | 2025 | Achievable | GWh | Before Competition Groups | 4.9898 | 0 | 0 | 980.8505 | 0.0050872 | 29 | Residential_2025_Achievable_GWh_Before Competition Groups_29 | Minimize Hot and Warm Clothes Wash | 0.5087% | 0 | 4.9898 | Residential_2025_Achievable_GWh_Before Competition Groups_Minimize Hot and Warm Clothes Wash
Residential | Res ¦ LED Downlight | 2025 | Technical | GWh | Before Competition Groups | 66.5479 | 0 | 0 | 13219.0494 | 0.0050342 | 43 | Residential_2025_Technical_GWh_Before Competition Groups_43 | LED Downlight | 0.5034% | 0 | 66.5479 | Residential_2025_Technical_GWh_Before Competition Groups_LED Downlight
Residential | Res ¦ INTEGRAL LED TROFFERS | 2025 | Technical | GWh | Before Competition Groups | 66.2123 | 0 | 0 | 13219.0494 | 0.0050089 | 44 | Residential_2025_Technical_GWh_Before Competition Groups_44 | INTEGRAL LED TROFFERS | 0.5009% | 0 | 66.2123 | Residential_2025_Technical_GWh_Before Competition Groups_INTEGRAL LED TROFFERS
Residential | Res ¦ LED Exterior Area Lights - LED Fixture (200W) | 2025 | Economic | GWh | Before Competition Groups | 35.4345 | 0 | 0 | 7141.6068 | 0.0049617 | 30 | Residential_2025_Economic_GWh_Before Competition Groups_30 | LED Exterior Area Lights - LED Fixture (200W) | 0.4962% | 0 | 35.4345 | Residential_2025_Economic_GWh_Before Competition Groups_LED Exterior Area Lights - LED Fixture (200W)
Residential | Res ¦ Floor Insulation | 2025 | Technical | GWh | Before Competition Groups | 62.8498 | 0 | 0 | 13219.0494 | 0.0047545 | 45 | Residential_2025_Technical_GWh_Before Competition Groups_45 | Floor Insulation | 0.4754% | 0 | 62.8498 | Residential_2025_Technical_GWh_Before Competition Groups_Floor Insulation
Residential | Res ¦ Lighting Motion Sensors, Timers, Dimmers | 2025 | Technical | GWh | Before Competition Groups | 58.0212 | 0 | 0 | 13219.0494 | 0.0043892 | 46 | Residential_2025_Technical_GWh_Before Competition Groups_46 | Lighting Motion Sensors, Timers, Dimmers | 0.4389% | 0 | 58.0212 | Residential_2025_Technical_GWh_Before Competition Groups_Lighting Motion Sensors, Timers, Dimmers
Residential | Res ¦ Dehumidifier Recycling | 2025 | Technical | GWh | Before Competition Groups | 54.0396 | 0 | 0 | 13219.0494 | 0.004088 | 47 | Residential_2025_Technical_GWh_Before Competition Groups_47 | Dehumidifier Recycling | 0.4088% | 0 | 54.0396 | Residential_2025_Technical_GWh_Before Competition Groups_Dehumidifier Recycling
Residential | Res ¦ Networked/ Connected - Indoor LED Luminaire | 2025 | Technical | GWh | Before Competition Groups | 53.3401 | 0 | 0 | 13219.0494 | 0.0040351 | 48 | Residential_2025_Technical_GWh_Before Competition Groups_48 | Networked/ Connected - Indoor LED Luminaire | 0.4035% | 0 | 53.3401 | Residential_2025_Technical_GWh_Before Competition Groups_Networked/ Connected - Indoor LED Luminaire
Residential | Res ¦ Duct Insulation MF | 2025 | Economic | GWh | Before Competition Groups | 27.5457 | 0 | 0 | 7141.6068 | 0.0038571 | 31 | Residential_2025_Economic_GWh_Before Competition Groups_31 | Duct Insulation MF | 0.3857% | 0 | 27.5457 | Residential_2025_Economic_GWh_Before Competition Groups_Duct Insulation MF
Residential | Res ¦ Advanced BAS/Controllers | 2025 | Technical | GWh | Before Competition Groups | 50.9646 | 0 | 0 | 13219.0494 | 0.0038554 | 49 | Residential_2025_Technical_GWh_Before Competition Groups_49 | Advanced BAS/Controllers | 0.3855% | 0 | 50.9646 | Residential_2025_Technical_GWh_Before Competition Groups_Advanced BAS/Controllers
Residential | Res ¦ Outside Air Economizer | 2025 | Economic | GWh | Before Competition Groups | 27.2602 | 0 | 0 | 7141.6068 | 0.0038171 | 32 | Residential_2025_Economic_GWh_Before Competition Groups_32 | Outside Air Economizer | 0.3817% | 0 | 27.2602 | Residential_2025_Economic_GWh_Before Competition Groups_Outside Air Economizer
Residential | Res ¦ Variable Frequency Drive (VFD) | 2025 | Achievable | GWh | Before Competition Groups | 3.6079 | 0 | 0 | 980.8505 | 0.0036784 | 30 | Residential_2025_Achievable_GWh_Before Competition Groups_30 | Variable Frequency Drive (VFD) | 0.3678% | 0 | 3.6079 | Residential_2025_Achievable_GWh_Before Competition Groups_Variable Frequency Drive (VFD)
Residential | Res ¦ High Efficiency Chiller (avg of water and air cooled) | 2025 | Achievable | GWh | Before Competition Groups | 3.4724 | 0 | 0 | 980.8505 | 0.0035402 | 31 | Residential_2025_Achievable_GWh_Before Competition Groups_31 | High Efficiency Chiller (avg of water and air cooled) | 0.354% | 0 | 3.4724 | Residential_2025_Achievable_GWh_Before Competition Groups_High Efficiency Chiller (avg of water and air cooled)
Residential | Res ¦ CO Sensors for parking garage exhaust fans | 2025 | Achievable | GWh | Before Competition Groups | 3.2687 | 0 | 0 | 980.8505 | 0.0033325 | 32 | Residential_2025_Achievable_GWh_Before Competition Groups_32 | CO Sensors for parking garage exhaust fans | 0.3333% | 0 | 3.2687 | Residential_2025_Achievable_GWh_Before Competition Groups_CO Sensors for parking garage exhaust fans
Residential | Res ¦ Minimize Hot and Warm Clothes Wash | 2025 | Technical | GWh | Before Competition Groups | 43.6085 | 0 | 0 | 13219.0494 | 0.0032989 | 50 | Residential_2025_Technical_GWh_Before Competition Groups_50 | Minimize Hot and Warm Clothes Wash | 0.3299% | 0 | 43.6085 | Residential_2025_Technical_GWh_Before Competition Groups_Minimize Hot and Warm Clothes Wash
Residential | Res ¦ Demand Control Ventilation | 2025 | Economic | GWh | Before Competition Groups | 23.4383 | 0 | 0 | 7141.6068 | 0.0032819 | 33 | Residential_2025_Economic_GWh_Before Competition Groups_33 | Demand Control Ventilation | 0.3282% | 0 | 23.4383 | Residential_2025_Economic_GWh_Before Competition Groups_Demand Control Ventilation
Residential | Res ¦ Furnace Whistle | 2025 | Technical | GWh | Before Competition Groups | 42.7073 | 0 | 0 | 13219.0494 | 0.0032307 | 51 | Residential_2025_Technical_GWh_Before Competition Groups_51 | Furnace Whistle | 0.3231% | 0 | 42.7073 | Residential_2025_Technical_GWh_Before Competition Groups_Furnace Whistle
Residential | Res ¦ Energy Star Room Air Conditioner | 2025 | Technical | GWh | Before Competition Groups | 39.1552 | 0 | 0 | 13219.0494 | 0.002962 | 52 | Residential_2025_Technical_GWh_Before Competition Groups_52 | Energy Star Room Air Conditioner | 0.2962% | 0 | 39.1552 | Residential_2025_Technical_GWh_Before Competition Groups_Energy Star Room Air Conditioner
Residential | Res ¦ Early Hot Water Heater Replacement | 2025 | Technical | GWh | Before Competition Groups | 38.7791 | 0 | 0 | 13219.0494 | 0.0029336 | 53 | Residential_2025_Technical_GWh_Before Competition Groups_53 | Early Hot Water Heater Replacement | 0.2934% | 0 | 38.7791 | Residential_2025_Technical_GWh_Before Competition Groups_Early Hot Water Heater Replacement
Residential | Res ¦ Water Heater Temperature Setback | 2025 | Achievable | GWh | Before Competition Groups | 2.6662 | 0 | 0 | 980.8505 | 0.0027183 | 33 | Residential_2025_Achievable_GWh_Before Competition Groups_33 | Water Heater Temperature Setback | 0.2718% | 0 | 2.6662 | Residential_2025_Achievable_GWh_Before Competition Groups_Water Heater Temperature Setback
Residential | Res ¦ LED Exterior Area Lights - LED Fixture (200W) | 2025 | Technical | GWh | Before Competition Groups | 35.4345 | 0 | 0 | 13219.0494 | 0.0026806 | 54 | Residential_2025_Technical_GWh_Before Competition Groups_54 | LED Exterior Area Lights - LED Fixture (200W) | 0.2681% | 0 | 35.4345 | Residential_2025_Technical_GWh_Before Competition Groups_LED Exterior Area Lights - LED Fixture (200W)
Residential | Res ¦ Duct Insulation MF | 2025 | Technical | GWh | Before Competition Groups | 35.1075 | 0 | 0 | 13219.0494 | 0.0026558 | 55 | Residential_2025_Technical_GWh_Before Competition Groups_55 | Duct Insulation MF | 0.2656% | 0 | 35.1075 | Residential_2025_Technical_GWh_Before Competition Groups_Duct Insulation MF
Residential | Res ¦ Variable Frequency Drive (VFD) | 2025 | Economic | GWh | Before Competition Groups | 18.4151 | 0 | 0 | 7141.6068 | 0.0025786 | 34 | Residential_2025_Economic_GWh_Before Competition Groups_34 | Variable Frequency Drive (VFD) | 0.2579% | 0 | 18.4151 | Residential_2025_Economic_GWh_Before Competition Groups_Variable Frequency Drive (VFD)
Residential | Res ¦ LED Tube Re-Lamp | 2025 | Achievable | GWh | Before Competition Groups | 2.515 | 0 | 0 | 980.8505 | 0.0025641 | 34 | Residential_2025_Achievable_GWh_Before Competition Groups_34 | LED Tube Re-Lamp | 0.2564% | 0 | 2.515 | Residential_2025_Achievable_GWh_Before Competition Groups_LED Tube Re-Lamp
Residential | Res ¦ Demand Control Ventilation | 2025 | Achievable | GWh | Before Competition Groups | 2.5057 | 0 | 0 | 980.8505 | 0.0025546 | 35 | Residential_2025_Achievable_GWh_Before Competition Groups_35 | Demand Control Ventilation | 0.2555% | 0 | 2.5057 | Residential_2025_Achievable_GWh_Before Competition Groups_Demand Control Ventilation
Residential | Res ¦ Duct Insulation | 2025 | Achievable | GWh | Before Competition Groups | 2.4674 | 0 | 0 | 980.8505 | 0.0025156 | 36 | Residential_2025_Achievable_GWh_Before Competition Groups_36 | Duct Insulation | 0.2516% | 0 | 2.4674 | Residential_2025_Achievable_GWh_Before Competition Groups_Duct Insulation
Residential | Res ¦ Central Air Conditioner Maintenance | 2025 | Technical | GWh | Before Competition Groups | 31.9253 | 0 | 0 | 13219.0494 | 0.0024151 | 56 | Residential_2025_Technical_GWh_Before Competition Groups_56 | Central Air Conditioner Maintenance | 0.2415% | 0 | 31.9253 | Residential_2025_Technical_GWh_Before Competition Groups_Central Air Conditioner Maintenance
Residential | Res ¦ CO Sensors for parking garage exhaust fans | 2025 | Economic | GWh | Before Competition Groups | 17.1991 | 0 | 0 | 7141.6068 | 0.0024083 | 35 | Residential_2025_Economic_GWh_Before Competition Groups_35 | CO Sensors for parking garage exhaust fans | 0.2408% | 0 | 17.1991 | Residential_2025_Economic_GWh_Before Competition Groups_CO Sensors for parking garage exhaust fans
Residential | Res ¦ Energy Star Dehumidifier | 2025 | Technical | GWh | Before Competition Groups | 31.7693 | 0 | 0 | 13219.0494 | 0.0024033 | 57 | Residential_2025_Technical_GWh_Before Competition Groups_57 | Energy Star Dehumidifier | 0.2403% | 0 | 31.7693 | Residential_2025_Technical_GWh_Before Competition Groups_Energy Star Dehumidifier
Residential | Res ¦ ENERGY STAR LED LAMPS (REFLECTOR LAMPs/MR16/PAR 16) | 2025 | Economic | GWh | Before Competition Groups | 16.5209 | 0 | 0 | 7141.6068 | 0.0023133 | 36 | Residential_2025_Economic_GWh_Before Competition Groups_36 | ENERGY STAR LED LAMPS (REFLECTOR LAMPs/MR16/PAR 16) | 0.2313% | 0 | 16.5209 | Residential_2025_Economic_GWh_Before Competition Groups_ENERGY STAR LED LAMPS (REFLECTOR LAMPs/MR16/PAR 16)
Residential | Res ¦ Solar Powered Attic Fan | 2025 | Technical | GWh | Before Competition Groups | 28.5615 | 0 | 0 | 13219.0494 | 0.0021606 | 58 | Residential_2025_Technical_GWh_Before Competition Groups_58 | Solar Powered Attic Fan | 0.2161% | 0 | 28.5615 | Residential_2025_Technical_GWh_Before Competition Groups_Solar Powered Attic Fan
Residential | Res ¦ Floor Insulation | 2025 | Achievable | GWh | Before Competition Groups | 2.1069 | 0 | 0 | 980.8505 | 0.002148 | 37 | Residential_2025_Achievable_GWh_Before Competition Groups_37 | Floor Insulation | 0.2148% | 0 | 2.1069 | Residential_2025_Achievable_GWh_Before Competition Groups_Floor Insulation
Residential | Res ¦ Energy Star Ceiling Fan/Lighting | 2025 | Technical | GWh | Before Competition Groups | 27.5275 | 0 | 0 | 13219.0494 | 0.0020824 | 59 | Residential_2025_Technical_GWh_Before Competition Groups_59 | Energy Star Ceiling Fan/Lighting | 0.2082% | 0 | 27.5275 | Residential_2025_Technical_GWh_Before Competition Groups_Energy Star Ceiling Fan/Lighting
Residential | Res ¦ Outside Air Economizer | 2025 | Technical | GWh | Before Competition Groups | 27.2602 | 0 | 0 | 13219.0494 | 0.0020622 | 60 | Residential_2025_Technical_GWh_Before Competition Groups_60 | Outside Air Economizer | 0.2062% | 0 | 27.2602 | Residential_2025_Technical_GWh_Before Competition Groups_Outside Air Economizer
Residential | Res ¦ Air Source Heat Pump | 2025 | Technical | GWh | Before Competition Groups | 26.1012 | 0 | 0 | 13219.0494 | 0.0019745 | 61 | Residential_2025_Technical_GWh_Before Competition Groups_61 | Air Source Heat Pump | 0.1975% | 0 | 26.1012 | Residential_2025_Technical_GWh_Before Competition Groups_Air Source Heat Pump
Residential | Res ¦ Drain Water Heat Recovery | 2025 | Technical | GWh | Before Competition Groups | 26.0308 | 0 | 0 | 13219.0494 | 0.0019692 | 62 | Residential_2025_Technical_GWh_Before Competition Groups_62 | Drain Water Heat Recovery | 0.1969% | 0 | 26.0308 | Residential_2025_Technical_GWh_Before Competition Groups_Drain Water Heat Recovery
Residential | Res ¦ Water Heater Temperature Setback | 2025 | Economic | GWh | Before Competition Groups | 13.608 | 0 | 0 | 7141.6068 | 0.0019055 | 37 | Residential_2025_Economic_GWh_Before Competition Groups_37 | Water Heater Temperature Setback | 0.1905% | 0 | 13.608 | Residential_2025_Economic_GWh_Before Competition Groups_Water Heater Temperature Setback
Residential | Res ¦ Energy Star Freezer | 2025 | Technical | GWh | Before Competition Groups | 23.9701 | 0 | 0 | 13219.0494 | 0.0018133 | 63 | Residential_2025_Technical_GWh_Before Competition Groups_63 | Energy Star Freezer | 0.1813% | 0 | 23.9701 | Residential_2025_Technical_GWh_Before Competition Groups_Energy Star Freezer
Residential | Res ¦ Demand Control Ventilation | 2025 | Technical | GWh | Before Competition Groups | 23.4383 | 0 | 0 | 13219.0494 | 0.0017731 | 64 | Residential_2025_Technical_GWh_Before Competition Groups_64 | Demand Control Ventilation | 0.1773% | 0 | 23.4383 | Residential_2025_Technical_GWh_Before Competition Groups_Demand Control Ventilation
Residential | Res ¦ Home Energy Reports | 2025 | Technical | GWh | Before Competition Groups | 20.3818 | 0 | 0 | 13219.0494 | 0.0015419 | 65 | Residential_2025_Technical_GWh_Before Competition Groups_65 | Home Energy Reports | 0.1542% | 0 | 20.3818 | Residential_2025_Technical_GWh_Before Competition Groups_Home Energy Reports
Residential | Res ¦ Wall Insulation | 2025 | Achievable | GWh | Before Competition Groups | 1.4414 | 0 | 0 | 980.8505 | 0.0014696 | 38 | Residential_2025_Achievable_GWh_Before Competition Groups_38 | Wall Insulation | 0.147% | 0 | 1.4414 | Residential_2025_Achievable_GWh_Before Competition Groups_Wall Insulation
Residential | Res ¦ ENERGY STAR LED Lamps (General Service Lamps) | 2025 | Achievable | GWh | Before Competition Groups | 1.3989 | 0 | 0 | 980.8505 | 0.0014262 | 39 | Residential_2025_Achievable_GWh_Before Competition Groups_39 | ENERGY STAR LED Lamps (General Service Lamps) | 0.1426% | 0 | 1.3989 | Residential_2025_Achievable_GWh_Before Competition Groups_ENERGY STAR LED Lamps (General Service Lamps)
Residential | Res ¦ Heat Pump Water Heater | 2025 | Technical | GWh | Before Competition Groups | 18.4422 | 0 | 0 | 13219.0494 | 0.0013951 | 66 | Residential_2025_Technical_GWh_Before Competition Groups_66 | Heat Pump Water Heater | 0.1395% | 0 | 18.4422 | Residential_2025_Technical_GWh_Before Competition Groups_Heat Pump Water Heater
Residential | Res ¦ Variable Frequency Drive (VFD) | 2025 | Technical | GWh | Before Competition Groups | 18.4151 | 0 | 0 | 13219.0494 | 0.0013931 | 67 | Residential_2025_Technical_GWh_Before Competition Groups_67 | Variable Frequency Drive (VFD) | 0.1393% | 0 | 18.4151 | Residential_2025_Technical_GWh_Before Competition Groups_Variable Frequency Drive (VFD)
Residential | Res ¦ Heat Recovery Ventilator | 2025 | Economic | GWh | Before Competition Groups | 9.5833 | 0 | 0 | 7141.6068 | 0.0013419 | 38 | Residential_2025_Economic_GWh_Before Competition Groups_38 | Heat Recovery Ventilator | 0.1342% | 0 | 9.5833 | Residential_2025_Economic_GWh_Before Competition Groups_Heat Recovery Ventilator
Residential | Res ¦ CO Sensors for parking garage exhaust fans | 2025 | Technical | GWh | Before Competition Groups | 17.1991 | 0 | 0 | 13219.0494 | 0.0013011 | 68 | Residential_2025_Technical_GWh_Before Competition Groups_68 | CO Sensors for parking garage exhaust fans | 0.1301% | 0 | 17.1991 | Residential_2025_Technical_GWh_Before Competition Groups_CO Sensors for parking garage exhaust fans
Residential | Res ¦ Tankless Water Heater | 2025 | Technical | GWh | Before Competition Groups | 16.672 | 0 | 0 | 13219.0494 | 0.0012612 | 69 | Residential_2025_Technical_GWh_Before Competition Groups_69 | Tankless Water Heater | 0.1261% | 0 | 16.672 | Residential_2025_Technical_GWh_Before Competition Groups_Tankless Water Heater
Residential | Res ¦ ENERGY STAR LED LAMPS (REFLECTOR LAMPs/MR16/PAR 16) | 2025 | Technical | GWh | Before Competition Groups | 16.5209 | 0 | 0 | 13219.0494 | 0.0012498 | 70 | Residential_2025_Technical_GWh_Before Competition Groups_70 | ENERGY STAR LED LAMPS (REFLECTOR LAMPs/MR16/PAR 16) | 0.125% | 0 | 16.5209 | Residential_2025_Technical_GWh_Before Competition Groups_ENERGY STAR LED LAMPS (REFLECTOR LAMPs/MR16/PAR 16)
Residential | Res ¦ Central Lighting Control System | 2025 | Technical | GWh | Before Competition Groups | 16.4486 | 0 | 0 | 13219.0494 | 0.0012443 | 71 | Residential_2025_Technical_GWh_Before Competition Groups_71 | Central Lighting Control System | 0.1244% | 0 | 16.4486 | Residential_2025_Technical_GWh_Before Competition Groups_Central Lighting Control System
Residential | Res ¦ VFD on Pumps | 2025 | Achievable | GWh | Before Competition Groups | 1.1095 | 0 | 0 | 980.8505 | 0.0011311 | 40 | Residential_2025_Achievable_GWh_Before Competition Groups_40 | VFD on Pumps | 0.1131% | 0 | 1.1095 | Residential_2025_Achievable_GWh_Before Competition Groups_VFD on Pumps
Residential | Res ¦ Water Heater Temperature Setback | 2025 | Technical | GWh | Before Competition Groups | 13.608 | 0 | 0 | 13219.0494 | 0.0010294 | 72 | Residential_2025_Technical_GWh_Before Competition Groups_72 | Water Heater Temperature Setback | 0.1029% | 0 | 13.608 | Residential_2025_Technical_GWh_Before Competition Groups_Water Heater Temperature Setback
Residential | Res ¦ LED Tube Re-Lamp | 2025 | Technical | GWh | Before Competition Groups | 13.4519 | 0 | 0 | 13219.0494 | 0.0010176 | 73 | Residential_2025_Technical_GWh_Before Competition Groups_73 | LED Tube Re-Lamp | 0.1018% | 0 | 13.4519 | Residential_2025_Technical_GWh_Before Competition Groups_LED Tube Re-Lamp
Residential | Res ¦ Condensing Make Up Air Unit | 2025 | Achievable | GWh | Before Competition Groups | 0.97323 | 0 | 0 | 980.8505 | 0.00099223 | 41 | Residential_2025_Achievable_GWh_Before Competition Groups_41 | Condensing Make Up Air Unit | 0.09922% | 0 | 0.97323 | Residential_2025_Achievable_GWh_Before Competition Groups_Condensing Make Up Air Unit
Residential | Res ¦ Duct Insulation MF | 2025 | Achievable | GWh | Before Competition Groups | 0.92339 | 0 | 0 | 980.8505 | 0.00094141 | 42 | Residential_2025_Achievable_GWh_Before Competition Groups_42 | Duct Insulation MF | 0.09414% | 0 | 0.92339 | Residential_2025_Achievable_GWh_Before Competition Groups_Duct Insulation MF
Residential | Res ¦ DHW Recirculation Systems | 2025 | Technical | GWh | Before Competition Groups | 12.2594 | 0 | 0 | 13219.0494 | 0.00092741 | 74 | Residential_2025_Technical_GWh_Before Competition Groups_74 | DHW Recirculation Systems | 0.09274% | 0 | 12.2594 | Residential_2025_Technical_GWh_Before Competition Groups_DHW Recirculation Systems
Residential | Res ¦ Air Source Heat Pump Maintenance | 2025 | Technical | GWh | Before Competition Groups | 11.0631 | 0 | 0 | 13219.0494 | 0.00083691 | 75 | Residential_2025_Technical_GWh_Before Competition Groups_75 | Air Source Heat Pump Maintenance | 0.08369% | 0 | 11.0631 | Residential_2025_Technical_GWh_Before Competition Groups_Air Source Heat Pump Maintenance
Residential | Res ¦ VFD on Pumps | 2025 | Economic | GWh | Before Competition Groups | 5.6628 | 0 | 0 | 7141.6068 | 0.00079294 | 39 | Residential_2025_Economic_GWh_Before Competition Groups_39 | VFD on Pumps | 0.07929% | 0 | 5.6628 | Residential_2025_Economic_GWh_Before Competition Groups_VFD on Pumps
Residential | Res ¦ Heat Recovery Ventilator | 2025 | Technical | GWh | Before Competition Groups | 9.9072 | 0 | 0 | 13219.0494 | 0.00074946 | 76 | Residential_2025_Technical_GWh_Before Competition Groups_76 | Heat Recovery Ventilator | 0.07495% | 0 | 9.9072 | Residential_2025_Technical_GWh_Before Competition Groups_Heat Recovery Ventilator
Residential | Res ¦ Solar Water Heating System | 2025 | Technical | GWh | Before Competition Groups | 9.0885 | 0 | 0 | 13219.0494 | 0.00068753 | 77 | Residential_2025_Technical_GWh_Before Competition Groups_77 | Solar Water Heating System | 0.06875% | 0 | 9.0885 | Residential_2025_Technical_GWh_Before Competition Groups_Solar Water Heating System
Residential | Res ¦ Condensing Make Up Air Unit | 2025 | Economic | GWh | Before Competition Groups | 4.6252 | 0 | 0 | 7141.6068 | 0.00064765 | 40 | Residential_2025_Economic_GWh_Before Competition Groups_40 | Condensing Make Up Air Unit | 0.06476% | 0 | 4.6252 | Residential_2025_Economic_GWh_Before Competition Groups_Condensing Make Up Air Unit
Residential | Res ¦ High Efficiency Storage Water Heater | 2025 | Technical | GWh | Before Competition Groups | 8.0563 | 0 | 0 | 13219.0494 | 0.00060944 | 78 | Residential_2025_Technical_GWh_Before Competition Groups_78 | High Efficiency Storage Water Heater | 0.06094% | 0 | 8.0563 | Residential_2025_Technical_GWh_Before Competition Groups_High Efficiency Storage Water Heater
Residential | Res ¦ Home Energy Reports | 2025 | Achievable | GWh | Before Competition Groups | 0.59689 | 0 | 0 | 980.8505 | 0.00060855 | 43 | Residential_2025_Achievable_GWh_Before Competition Groups_43 | Home Energy Reports | 0.06085% | 0 | 0.59689 | Residential_2025_Achievable_GWh_Before Competition Groups_Home Energy Reports
Residential | Res ¦ High Efficiency Chiller (avg of water and air cooled) | 2025 | Economic | GWh | Before Competition Groups | 4.2843 | 0 | 0 | 7141.6068 | 0.0005999 | 41 | Residential_2025_Economic_GWh_Before Competition Groups_41 | High Efficiency Chiller (avg of water and air cooled) | 0.05999% | 0 | 4.2843 | Residential_2025_Economic_GWh_Before Competition Groups_High Efficiency Chiller (avg of water and air cooled)
Residential | Res ¦ Home Energy Reports | 2025 | Economic | GWh | Before Competition Groups | 4.2512 | 0 | 0 | 7141.6068 | 0.00059527 | 42 | Residential_2025_Economic_GWh_Before Competition Groups_42 | Home Energy Reports | 0.05953% | 0 | 4.2512 | Residential_2025_Economic_GWh_Before Competition Groups_Home Energy Reports
Residential | Res ¦ Energy Star Dishwasher | 2025 | Technical | GWh | Before Competition Groups | 7.5407 | 0 | 0 | 13219.0494 | 0.00057044 | 79 | Residential_2025_Technical_GWh_Before Competition Groups_79 | Energy Star Dishwasher | 0.05704% | 0 | 7.5407 | Residential_2025_Technical_GWh_Before Competition Groups_Energy Star Dishwasher
Residential | Res ¦ ECM MOTORS FOR HVAC APPLICATION (FAN-POWERED VAV BOX) | 2025 | Achievable | GWh | Before Competition Groups | 0.5149 | 0 | 0 | 980.8505 | 0.00052495 | 44 | Residential_2025_Achievable_GWh_Before Competition Groups_44 | ECM MOTORS FOR HVAC APPLICATION (FAN-POWERED VAV BOX) | 0.05249% | 0 | 0.5149 | Residential_2025_Achievable_GWh_Before Competition Groups_ECM MOTORS FOR HVAC APPLICATION (FAN-POWERED VAV BOX)
Residential | Res ¦ VFD on Pumps | 2025 | Technical | GWh | Before Competition Groups | 5.6628 | 0 | 0 | 13219.0494 | 0.00042839 | 80 | Residential_2025_Technical_GWh_Before Competition Groups_80 | VFD on Pumps | 0.04284% | 0 | 5.6628 | Residential_2025_Technical_GWh_Before Competition Groups_VFD on Pumps
Residential | Res ¦ LED Tube Re-Lamp | 2025 | Economic | GWh | Before Competition Groups | 3.0059 | 0 | 0 | 7141.6068 | 0.0004209 | 43 | Residential_2025_Economic_GWh_Before Competition Groups_43 | LED Tube Re-Lamp | 0.04209% | 0 | 3.0059 | Residential_2025_Economic_GWh_Before Competition Groups_LED Tube Re-Lamp
Residential | Res ¦ ECM MOTORS FOR HVAC APPLICATION (FAN-POWERED VAV BOX) | 2025 | Economic | GWh | Before Competition Groups | 2.7836 | 0 | 0 | 7141.6068 | 0.00038977 | 44 | Residential_2025_Economic_GWh_Before Competition Groups_44 | ECM MOTORS FOR HVAC APPLICATION (FAN-POWERED VAV BOX) | 0.03898% | 0 | 2.7836 | Residential_2025_Economic_GWh_Before Competition Groups_ECM MOTORS FOR HVAC APPLICATION (FAN-POWERED VAV BOX)
Residential | Res ¦ ENERGY STAR LED Lamps (General Service Lamps) | 2025 | Economic | GWh | Before Competition Groups | 2.7669 | 0 | 0 | 7141.6068 | 0.00038743 | 45 | Residential_2025_Economic_GWh_Before Competition Groups_45 | ENERGY STAR LED Lamps (General Service Lamps) | 0.03874% | 0 | 2.7669 | Residential_2025_Economic_GWh_Before Competition Groups_ENERGY STAR LED Lamps (General Service Lamps)
Residential | Res ¦ Condensing Make Up Air Unit | 2025 | Technical | GWh | Before Competition Groups | 4.6252 | 0 | 0 | 13219.0494 | 0.00034989 | 81 | Residential_2025_Technical_GWh_Before Competition Groups_81 | Condensing Make Up Air Unit | 0.03499% | 0 | 4.6252 | Residential_2025_Technical_GWh_Before Competition Groups_Condensing Make Up Air Unit
Residential | Res ¦ Energy Star Windows | 2025 | Achievable | GWh | Before Competition Groups | 0.33792 | 0 | 0 | 980.8505 | 0.00034452 | 45 | Residential_2025_Achievable_GWh_Before Competition Groups_45 | Energy Star Windows | 0.03445% | 0 | 0.33792 | Residential_2025_Achievable_GWh_Before Competition Groups_Energy Star Windows
Residential | Res ¦ High Efficiency Chiller (avg of water and air cooled) | 2025 | Technical | GWh | Before Competition Groups | 4.2843 | 0 | 0 | 13219.0494 | 0.0003241 | 82 | Residential_2025_Technical_GWh_Before Competition Groups_82 | High Efficiency Chiller (avg of water and air cooled) | 0.03241% | 0 | 4.2843 | Residential_2025_Technical_GWh_Before Competition Groups_High Efficiency Chiller (avg of water and air cooled)
Residential | Res ¦ Beverage Vending Machine Controls | 2025 | Achievable | GWh | Before Competition Groups | 0.2471 | 0 | 0 | 980.8505 | 0.00025193 | 46 | Residential_2025_Achievable_GWh_Before Competition Groups_46 | Beverage Vending Machine Controls | 0.02519% | 0 | 0.2471 | Residential_2025_Achievable_GWh_Before Competition Groups_Beverage Vending Machine Controls
Residential | Res ¦ Energy Star Windows | 2025 | Economic | GWh | Before Competition Groups | 1.726 | 0 | 0 | 7141.6068 | 0.00024168 | 46 | Residential_2025_Economic_GWh_Before Competition Groups_46 | Energy Star Windows | 0.02417% | 0 | 1.726 | Residential_2025_Economic_GWh_Before Competition Groups_Energy Star Windows
Residential | Res ¦ Beverage Vending Machine Controls | 2025 | Economic | GWh | Before Competition Groups | 1.6483 | 0 | 0 | 7141.6068 | 0.0002308 | 47 | Residential_2025_Economic_GWh_Before Competition Groups_47 | Beverage Vending Machine Controls | 0.02308% | 0 | 1.6483 | Residential_2025_Economic_GWh_Before Competition Groups_Beverage Vending Machine Controls
Residential | Res ¦ ECM MOTORS FOR HVAC APPLICATION (FAN-POWERED VAV BOX) | 2025 | Technical | GWh | Before Competition Groups | 2.7836 | 0 | 0 | 13219.0494 | 0.00021058 | 83 | Residential_2025_Technical_GWh_Before Competition Groups_83 | ECM MOTORS FOR HVAC APPLICATION (FAN-POWERED VAV BOX) | 0.02106% | 0 | 2.7836 | Residential_2025_Technical_GWh_Before Competition Groups_ECM MOTORS FOR HVAC APPLICATION (FAN-POWERED VAV BOX)
Residential | Res ¦ ENERGY STAR LED Lamps (General Service Lamps) | 2025 | Technical | GWh | Before Competition Groups | 2.7669 | 0 | 0 | 13219.0494 | 0.00020931 | 84 | Residential_2025_Technical_GWh_Before Competition Groups_84 | ENERGY STAR LED Lamps (General Service Lamps) | 0.02093% | 0 | 2.7669 | Residential_2025_Technical_GWh_Before Competition Groups_ENERGY STAR LED Lamps (General Service Lamps)
Residential | Res ¦ Heat Recovery Ventilator | 2025 | Achievable | GWh | Before Competition Groups | 0.1833 | 0 | 0 | 980.8505 | 0.00018687 | 47 | Residential_2025_Achievable_GWh_Before Competition Groups_47 | Heat Recovery Ventilator | 0.01869% | 0 | 0.1833 | Residential_2025_Achievable_GWh_Before Competition Groups_Heat Recovery Ventilator
Residential | Res ¦ HVAC Optimization | 2025 | Technical | GWh | Before Competition Groups | 1.7871 | 0 | 0 | 13219.0494 | 0.00013519 | 85 | Residential_2025_Technical_GWh_Before Competition Groups_85 | HVAC Optimization | 0.01352% | 0 | 1.7871 | Residential_2025_Technical_GWh_Before Competition Groups_HVAC Optimization
Residential | Res ¦ Beverage Vending Machine Controls | 2025 | Technical | GWh | Before Competition Groups | 1.6483 | 0 | 0 | 13219.0494 | 0.00012469 | 86 | Residential_2025_Technical_GWh_Before Competition Groups_86 | Beverage Vending Machine Controls | 0.01247% | 0 | 1.6483 | Residential_2025_Technical_GWh_Before Competition Groups_Beverage Vending Machine Controls
Residential | Res ¦ Basement or Crawlspace Insulation | 2025 | Economic | GWh | Before Competition Groups | 0.71202 | 0 | 0 | 7141.6068 | 9.9701e-05 | 48 | Residential_2025_Economic_GWh_Before Competition Groups_48 | Basement or Crawlspace Insulation | 0.00997% | 0 | 0.71202 | Residential_2025_Economic_GWh_Before Competition Groups_Basement or Crawlspace Insulation
Residential | Res ¦ Wall Insulation MF | 2025 | Technical | GWh | Before Competition Groups | 0.68895 | 0 | 0 | 13219.0494 | 5.2118e-05 | 87 | Residential_2025_Technical_GWh_Before Competition Groups_87 | Wall Insulation MF | 0.005212% | 0 | 0.68895 | Residential_2025_Technical_GWh_Before Competition Groups_Wall Insulation MF
Residential | Res ¦ LED Recessed Downlights | 2025 | Technical | GWh | Before Competition Groups | 0.35407 | 0 | 0 | 13219.0494 | 2.6785e-05 | 88 | Residential_2025_Technical_GWh_Before Competition Groups_88 | LED Recessed Downlights | 0.002678% | 0 | 0.35407 | Residential_2025_Technical_GWh_Before Competition Groups_LED Recessed Downlights
Residential | Res ¦ Chilled Water Optimization | 2025 | Achievable | GWh | Before Competition Groups | 0.025145 | 0 | 0 | 980.8505 | 2.5636e-05 | 48 | Residential_2025_Achievable_GWh_Before Competition Groups_48 | Chilled Water Optimization | 0.002564% | 0 | 0.025145 | Residential_2025_Achievable_GWh_Before Competition Groups_Chilled Water Optimization
Residential | Res ¦ Basement or Crawlspace Insulation | 2025 | Achievable | GWh | Before Competition Groups | 0.023861 | 0 | 0 | 980.8505 | 2.4327e-05 | 49 | Residential_2025_Achievable_GWh_Before Competition Groups_49 | Basement or Crawlspace Insulation | 0.002433% | 0 | 0.023861 | Residential_2025_Achievable_GWh_Before Competition Groups_Basement or Crawlspace Insulation
Residential | Res ¦ LED High Bay Fixture | 2025 | Technical | GWh | Before Competition Groups | 0.30515 | 0 | 0 | 13219.0494 | 2.3084e-05 | 89 | Residential_2025_Technical_GWh_Before Competition Groups_89 | LED High Bay Fixture | 0.002308% | 0 | 0.30515 | Residential_2025_Technical_GWh_Before Competition Groups_LED High Bay Fixture
Residential | Res ¦ Chilled Water Optimization | 2025 | Economic | GWh | Before Competition Groups | 0.11268 | 0 | 0 | 7141.6068 | 1.5778e-05 | 49 | Residential_2025_Economic_GWh_Before Competition Groups_49 | Chilled Water Optimization | 0.001578% | 0 | 0.11268 | Residential_2025_Economic_GWh_Before Competition Groups_Chilled Water Optimization
Residential | Res ¦ Chilled Water Optimization | 2025 | Technical | GWh | Before Competition Groups | 0.11268 | 0 | 0 | 13219.0494 | 8.5238e-06 | 90 | Residential_2025_Technical_GWh_Before Competition Groups_90 | Chilled Water Optimization | 0.0008524% | 0 | 0.11268 | Residential_2025_Technical_GWh_Before Competition Groups_Chilled Water Optimization
Residential | Res ¦ Wall Insulation MF | 2025 | Economic | GWh | Before Competition Groups | 0.056551 | 0 | 0 | 7141.6068 | 7.9186e-06 | 50 | Residential_2025_Economic_GWh_Before Competition Groups_50 | Wall Insulation MF | 0.0007919% | 0 | 0.056551 | Residential_2025_Economic_GWh_Before Competition Groups_Wall Insulation MF
Residential | Res ¦ Wall Insulation MF | 2025 | Achievable | GWh | Before Competition Groups | 0.0018967 | 0 | 0 | 980.8505 | 1.9337e-06 | 50 | Residential_2025_Achievable_GWh_Before Competition Groups_50 | Wall Insulation MF | 0.0001934% | 0 | 0.0018967 | Residential_2025_Achievable_GWh_Before Competition Groups_Wall Insulation MF
Residential | Res ¦ Solar Water Preheat (Pools/DHW) | 2025 | Technical | GWh | Before Competition Groups | 0.02398 | 0 | 0 | 13219.0494 | 1.8141e-06 | 91 | Residential_2025_Technical_GWh_Before Competition Groups_91 | Solar Water Preheat (Pools/DHW) | 0.0001814% | 0 | 0.02398 | Residential_2025_Technical_GWh_Before Competition Groups_Solar Water Preheat (Pools/DHW)
Residential | Res ¦ Photocell Controls (Outdoor) | 2025 | Technical | GWh | Before Competition Groups | 0.00037785 | 0 | 0 | 13219.0494 | 2.8584e-08 | 92 | Residential_2025_Technical_GWh_Before Competition Groups_92 | Photocell Controls (Outdoor) | 2.858e-06% | 0 | 0.00037785 | Residential_2025_Technical_GWh_Before Competition Groups_Photocell Controls (Outdoor)
Residential | Res ¦ Air Source Heat Pump | 2025 | Achievable | GWh | Before Competition Groups | 0 | 0 | 0 | 980.8505 | 0 | 51 | Residential_2025_Achievable_GWh_Before Competition Groups_51 | Air Source Heat Pump | 0% | 0 | 0 | Residential_2025_Achievable_GWh_Before Competition Groups_Air Source Heat Pump
Residential | Res ¦ Air Source Heat Pump | 2025 | Economic | GWh | Before Competition Groups | 0 | 0 | 0 | 7141.6068 | 0 | 51 | Residential_2025_Economic_GWh_Before Competition Groups_51 | Air Source Heat Pump | 0% | 0 | 0 | Residential_2025_Economic_GWh_Before Competition Groups_Air Source Heat Pump
Residential | Res ¦ Ceiling Insulation | 2025 | Achievable | GWh | Before Competition Groups | 0 | 0 | 0 | 980.8505 | 0 | 52 | Residential_2025_Achievable_GWh_Before Competition Groups_52 | Ceiling Insulation | 0% | 0 | 0 | Residential_2025_Achievable_GWh_Before Competition Groups_Ceiling Insulation
Residential | Res ¦ Ceiling Insulation | 2025 | Economic | GWh | Before Competition Groups | 0 | 0 | 0 | 7141.6068 | 0 | 52 | Residential_2025_Economic_GWh_Before Competition Groups_52 | Ceiling Insulation | 0% | 0 | 0 | Residential_2025_Economic_GWh_Before Competition Groups_Ceiling Insulation
Residential | Res ¦ DHW Recirculation Systems | 2025 | Achievable | GWh | Before Competition Groups | 0 | 0 | 0 | 980.8505 | 0 | 53 | Residential_2025_Achievable_GWh_Before Competition Groups_53 | DHW Recirculation Systems | 0% | 0 | 0 | Residential_2025_Achievable_GWh_Before Competition Groups_DHW Recirculation Systems
Residential | Res ¦ DHW Recirculation Systems | 2025 | Economic | GWh | Before Competition Groups | 0 | 0 | 0 | 7141.6068 | 0 | 53 | Residential_2025_Economic_GWh_Before Competition Groups_53 | DHW Recirculation Systems | 0% | 0 | 0 | Residential_2025_Economic_GWh_Before Competition Groups_DHW Recirculation Systems
Residential | Res ¦ Drain Water Heat Recovery | 2025 | Achievable | GWh | Before Competition Groups | 0 | 0 | 0 | 980.8505 | 0 | 54 | Residential_2025_Achievable_GWh_Before Competition Groups_54 | Drain Water Heat Recovery | 0% | 0 | 0 | Residential_2025_Achievable_GWh_Before Competition Groups_Drain Water Heat Recovery
Residential | Res ¦ Drain Water Heat Recovery | 2025 | Economic | GWh | Before Competition Groups | 0 | 0 | 0 | 7141.6068 | 0 | 54 | Residential_2025_Economic_GWh_Before Competition Groups_54 | Drain Water Heat Recovery | 0% | 0 | 0 | Residential_2025_Economic_GWh_Before Competition Groups_Drain Water Heat Recovery
Residential | Res ¦ Early Hot Water Heater Replacement | 2025 | Achievable | GWh | Before Competition Groups | 0 | 0 | 0 | 980.8505 | 0 | 55 | Residential_2025_Achievable_GWh_Before Competition Groups_55 | Early Hot Water Heater Replacement | 0% | 0 | 0 | Residential_2025_Achievable_GWh_Before Competition Groups_Early Hot Water Heater Replacement
Residential | Res ¦ Early Hot Water Heater Replacement | 2025 | Economic | GWh | Before Competition Groups | 0 | 0 | 0 | 7141.6068 | 0 | 55 | Residential_2025_Economic_GWh_Before Competition Groups_55 | Early Hot Water Heater Replacement | 0% | 0 | 0 | Residential_2025_Economic_GWh_Before Competition Groups_Early Hot Water Heater Replacement
Residential | Res ¦ Energy Star Clothes Dryer | 2025 | Achievable | GWh | Before Competition Groups | 0 | 0 | 0 | 980.8505 | 0 | 56 | Residential_2025_Achievable_GWh_Before Competition Groups_56 | Energy Star Clothes Dryer | 0% | 0 | 0 | Residential_2025_Achievable_GWh_Before Competition Groups_Energy Star Clothes Dryer
Residential | Res ¦ Energy Star Clothes Dryer | 2025 | Economic | GWh | Before Competition Groups | 0 | 0 | 0 | 7141.6068 | 0 | 56 | Residential_2025_Economic_GWh_Before Competition Groups_56 | Energy Star Clothes Dryer | 0% | 0 | 0 | Residential_2025_Economic_GWh_Before Competition Groups_Energy Star Clothes Dryer
Residential | Res ¦ Energy Star Dehumidifier | 2025 | Achievable | GWh | Before Competition Groups | 0 | 0 | 0 | 980.8505 | 0 | 57 | Residential_2025_Achievable_GWh_Before Competition Groups_57 | Energy Star Dehumidifier | 0% | 0 | 0 | Residential_2025_Achievable_GWh_Before Competition Groups_Energy Star Dehumidifier
Residential | Res ¦ Energy Star Dehumidifier | 2025 | Economic | GWh | Before Competition Groups | 0 | 0 | 0 | 7141.6068 | 0 | 57 | Residential_2025_Economic_GWh_Before Competition Groups_57 | Energy Star Dehumidifier | 0% | 0 | 0 | Residential_2025_Economic_GWh_Before Competition Groups_Energy Star Dehumidifier
Residential | Res ¦ Energy Star Freezer | 2025 | Achievable | GWh | Before Competition Groups | 0 | 0 | 0 | 980.8505 | 0 | 58 | Residential_2025_Achievable_GWh_Before Competition Groups_58 | Energy Star Freezer | 0% | 0 | 0 | Residential_2025_Achievable_GWh_Before Competition Groups_Energy Star Freezer
Residential | Res ¦ Energy Star Freezer | 2025 | Economic | GWh | Before Competition Groups | 0 | 0 | 0 | 7141.6068 | 0 | 58 | Residential_2025_Economic_GWh_Before Competition Groups_58 | Energy Star Freezer | 0% | 0 | 0 | Residential_2025_Economic_GWh_Before Competition Groups_Energy Star Freezer
Residential | Res ¦ Furnace with ECM | 2025 | Achievable | GWh | Before Competition Groups | 0 | 0 | 0 | 980.8505 | 0 | 59 | Residential_2025_Achievable_GWh_Before Competition Groups_59 | Furnace with ECM | 0% | 0 | 0 | Residential_2025_Achievable_GWh_Before Competition Groups_Furnace with ECM
Residential | Res ¦ Furnace with ECM | 2025 | Economic | GWh | Before Competition Groups | 0 | 0 | 0 | 7141.6068 | 0 | 59 | Residential_2025_Economic_GWh_Before Competition Groups_59 | Furnace with ECM | 0% | 0 | 0 | Residential_2025_Economic_GWh_Before Competition Groups_Furnace with ECM
Residential | Res ¦ Heat Pump Water Heater | 2025 | Achievable | GWh | Before Competition Groups | 0 | 0 | 0 | 980.8505 | 0 | 60 | Residential_2025_Achievable_GWh_Before Competition Groups_60 | Heat Pump Water Heater | 0% | 0 | 0 | Residential_2025_Achievable_GWh_Before Competition Groups_Heat Pump Water Heater
Residential | Res ¦ Heat Pump Water Heater | 2025 | Economic | GWh | Before Competition Groups | 0 | 0 | 0 | 7141.6068 | 0 | 60 | Residential_2025_Economic_GWh_Before Competition Groups_60 | Heat Pump Water Heater | 0% | 0 | 0 | Residential_2025_Economic_GWh_Before Competition Groups_Heat Pump Water Heater
Residential | Res ¦ LED Downlight | 2025 | Achievable | GWh | Before Competition Groups | 0 | 0 | 0 | 980.8505 | 0 | 61 | Residential_2025_Achievable_GWh_Before Competition Groups_61 | LED Downlight | 0% | 0 | 0 | Residential_2025_Achievable_GWh_Before Competition Groups_LED Downlight
Residential | Res ¦ LED Downlight | 2025 | Economic | GWh | Before Competition Groups | 0 | 0 | 0 | 7141.6068 | 0 | 61 | Residential_2025_Economic_GWh_Before Competition Groups_61 | LED Downlight | 0% | 0 | 0 | Residential_2025_Economic_GWh_Before Competition Groups_LED Downlight
Residential | Res ¦ LED High Bay Fixture | 2025 | Achievable | GWh | Before Competition Groups | 0 | 0 | 0 | 980.8505 | 0 | 62 | Residential_2025_Achievable_GWh_Before Competition Groups_62 | LED High Bay Fixture | 0% | 0 | 0 | Residential_2025_Achievable_GWh_Before Competition Groups_LED High Bay Fixture
Residential | Res ¦ LED High Bay Fixture | 2025 | Economic | GWh | Before Competition Groups | 0 | 0 | 0 | 7141.6068 | 0 | 62 | Residential_2025_Economic_GWh_Before Competition Groups_62 | LED High Bay Fixture | 0% | 0 | 0 | Residential_2025_Economic_GWh_Before Competition Groups_LED High Bay Fixture
Residential | Res ¦ Lighting Motion Sensors, Timers, Dimmers | 2025 | Achievable | GWh | Before Competition Groups | 0 | 0 | 0 | 980.8505 | 0 | 63 | Residential_2025_Achievable_GWh_Before Competition Groups_63 | Lighting Motion Sensors, Timers, Dimmers | 0% | 0 | 0 | Residential_2025_Achievable_GWh_Before Competition Groups_Lighting Motion Sensors, Timers, Dimmers
Residential | Res ¦ Lighting Motion Sensors, Timers, Dimmers | 2025 | Economic | GWh | Before Competition Groups | 0 | 0 | 0 | 7141.6068 | 0 | 63 | Residential_2025_Economic_GWh_Before Competition Groups_63 | Lighting Motion Sensors, Timers, Dimmers | 0% | 0 | 0 | Residential_2025_Economic_GWh_Before Competition Groups_Lighting Motion Sensors, Timers, Dimmers
Residential | Res ¦ Networked/ Connected - Indoor LED Luminaire | 2025 | Achievable | GWh | Before Competition Groups | 0 | 0 | 0 | 980.8505 | 0 | 64 | Residential_2025_Achievable_GWh_Before Competition Groups_64 | Networked/ Connected - Indoor LED Luminaire | 0% | 0 | 0 | Residential_2025_Achievable_GWh_Before Competition Groups_Networked/ Connected - Indoor LED Luminaire
Residential | Res ¦ Networked/ Connected - Indoor LED Luminaire | 2025 | Economic | GWh | Before Competition Groups | 0 | 0 | 0 | 7141.6068 | 0 | 64 | Residential_2025_Economic_GWh_Before Competition Groups_64 | Networked/ Connected - Indoor LED Luminaire | 0% | 0 | 0 | Residential_2025_Economic_GWh_Before Competition Groups_Networked/ Connected - Indoor LED Luminaire
Residential | Res ¦ Radiant Barrier | 2025 | Achievable | GWh | Before Competition Groups | 0 | 0 | 0 | 980.8505 | 0 | 65 | Residential_2025_Achievable_GWh_Before Competition Groups_65 | Radiant Barrier | 0% | 0 | 0 | Residential_2025_Achievable_GWh_Before Competition Groups_Radiant Barrier
Residential | Res ¦ Radiant Barrier | 2025 | Economic | GWh | Before Competition Groups | 0 | 0 | 0 | 7141.6068 | 0 | 65 | Residential_2025_Economic_GWh_Before Competition Groups_65 | Radiant Barrier | 0% | 0 | 0 | Residential_2025_Economic_GWh_Before Competition Groups_Radiant Barrier
Residential | Res ¦ Smart Burners | 2025 | Achievable | GWh | Before Competition Groups | 0 | 0 | 0 | 980.8505 | 0 | 66 | Residential_2025_Achievable_GWh_Before Competition Groups_66 | Smart Burners | 0% | 0 | 0 | Residential_2025_Achievable_GWh_Before Competition Groups_Smart Burners
Residential | Res ¦ Smart Burners | 2025 | Economic | GWh | Before Competition Groups | 0 | 0 | 0 | 7141.6068 | 0 | 66 | Residential_2025_Economic_GWh_Before Competition Groups_66 | Smart Burners | 0% | 0 | 0 | Residential_2025_Economic_GWh_Before Competition Groups_Smart Burners
Residential | Res ¦ Smart Power Bar | 2025 | Achievable | GWh | Before Competition Groups | 0 | 0 | 0 | 980.8505 | 0 | 67 | Residential_2025_Achievable_GWh_Before Competition Groups_67 | Smart Power Bar | 0% | 0 | 0 | Residential_2025_Achievable_GWh_Before Competition Groups_Smart Power Bar
Residential | Res ¦ Smart Power Bar | 2025 | Economic | GWh | Before Competition Groups | 0 | 0 | 0 | 7141.6068 | 0 | 67 | Residential_2025_Economic_GWh_Before Competition Groups_67 | Smart Power Bar | 0% | 0 | 0 | Residential_2025_Economic_GWh_Before Competition Groups_Smart Power Bar
Residential | Res ¦ Tankless Water Heater | 2025 | Achievable | GWh | Before Competition Groups | 0 | 0 | 0 | 980.8505 | 0 | 68 | Residential_2025_Achievable_GWh_Before Competition Groups_68 | Tankless Water Heater | 0% | 0 | 0 | Residential_2025_Achievable_GWh_Before Competition Groups_Tankless Water Heater
Residential | Res ¦ Tankless Water Heater | 2025 | Economic | GWh | Before Competition Groups | 0 | 0 | 0 | 7141.6068 | 0 | 68 | Residential_2025_Economic_GWh_Before Competition Groups_68 | Tankless Water Heater | 0% | 0 | 0 | Residential_2025_Economic_GWh_Before Competition Groups_Tankless Water Heater
Residential | Res ¦ Variable Refrigerant Flow Heat Pump | 2025 | Achievable | GWh | Before Competition Groups | 0 | 0 | 0 | 980.8505 | 0 | 69 | Residential_2025_Achievable_GWh_Before Competition Groups_69 | Variable Refrigerant Flow Heat Pump | 0% | 0 | 0 | Residential_2025_Achievable_GWh_Before Competition Groups_Variable Refrigerant Flow Heat Pump
Residential | Res ¦ Variable Refrigerant Flow Heat Pump | 2025 | Economic | GWh | Before Competition Groups | 0 | 0 | 0 | 7141.6068 | 0 | 69 | Residential_2025_Economic_GWh_Before Competition Groups_69 | Variable Refrigerant Flow Heat Pump | 0% | 0 | 0 | Residential_2025_Economic_GWh_Before Competition Groups_Variable Refrigerant Flow Heat Pump
Residential | Res ¦ Energy Star A Line, PAR, MR Lamps | 2026 | Economic | GWh | Before Competition Groups | 993.1475 | 0 | 0 | 7882.0104 | 0.126 | 1 | Residential_2026_Economic_GWh_Before Competition Groups_1 | Energy Star A Line, PAR, MR Lamps | 12.6% | 0 | 993.1475 | Residential_2026_Economic_GWh_Before Competition Groups_Energy Star A Line, PAR, MR Lamps
Residential | Res ¦ Smart Power Bar | 2026 | Technical | GWh | Before Competition Groups | 1644.4061 | 0 | 0 | 14373.5885 | 0.1144 | 1 | Residential_2026_Technical_GWh_Before Competition Groups_1 | Smart Power Bar | 11.44% | 0 | 1644.4061 | Residential_2026_Technical_GWh_Before Competition Groups_Smart Power Bar
Residential | Res ¦ Energy Star LED Bulbs General Purpose LEDs | 2026 | Economic | GWh | Before Competition Groups | 860.6407 | 0 | 0 | 7882.0104 | 0.10919 | 2 | Residential_2026_Economic_GWh_Before Competition Groups_2 | Energy Star LED Bulbs General Purpose LEDs | 10.92% | 0 | 860.6407 | Residential_2026_Economic_GWh_Before Competition Groups_Energy Star LED Bulbs General Purpose LEDs
Residential | Res ¦ Energy Star Clothes Washer | 2026 | Achievable | GWh | Before Competition Groups | 147.9608 | 0 | 0 | 1382.1554 | 0.10705 | 1 | Residential_2026_Achievable_GWh_Before Competition Groups_1 | Energy Star Clothes Washer | 10.71% | 0 | 147.9608 | Residential_2026_Achievable_GWh_Before Competition Groups_Energy Star Clothes Washer
Residential | Res ¦ Energy Star LED Bulbs General Purpose LEDs | 2026 | Achievable | GWh | Before Competition Groups | 133.33 | 0 | 0 | 1382.1554 | 0.096465 | 2 | Residential_2026_Achievable_GWh_Before Competition Groups_2 | Energy Star LED Bulbs General Purpose LEDs | 9.647% | 0 | 133.33 | Residential_2026_Achievable_GWh_Before Competition Groups_Energy Star LED Bulbs General Purpose LEDs
Residential | Res ¦ Energy Star LED Specialty Bulbs | 2026 | Economic | GWh | Before Competition Groups | 747.4793 | 0 | 0 | 7882.0104 | 0.094834 | 3 | Residential_2026_Economic_GWh_Before Competition Groups_3 | Energy Star LED Specialty Bulbs | 9.483% | 0 | 747.4793 | Residential_2026_Economic_GWh_Before Competition Groups_Energy Star LED Specialty Bulbs
Residential | Res ¦ Variable Speed Pool Pump Motor | 2026 | Achievable | GWh | Before Competition Groups | 123.64 | 0 | 0 | 1382.1554 | 0.089454 | 3 | Residential_2026_Achievable_GWh_Before Competition Groups_3 | Variable Speed Pool Pump Motor | 8.945% | 0 | 123.64 | Residential_2026_Achievable_GWh_Before Competition Groups_Variable Speed Pool Pump Motor
Residential | Res ¦ Adaptive Thermostat | 2026 | Economic | GWh | Before Competition Groups | 677.3428 | 0 | 0 | 7882.0104 | 0.085935 | 4 | Residential_2026_Economic_GWh_Before Competition Groups_4 | Adaptive Thermostat | 8.594% | 0 | 677.3428 | Residential_2026_Economic_GWh_Before Competition Groups_Adaptive Thermostat
Residential | Res ¦ Energy Star LED Specialty Bulbs | 2026 | Achievable | GWh | Before Competition Groups | 116.3915 | 0 | 0 | 1382.1554 | 0.08421 | 4 | Residential_2026_Achievable_GWh_Before Competition Groups_4 | Energy Star LED Specialty Bulbs | 8.421% | 0 | 116.3915 | Residential_2026_Achievable_GWh_Before Competition Groups_Energy Star LED Specialty Bulbs
Residential | Res ¦ Air Sealing | 2026 | Economic | GWh | Before Competition Groups | 582.7431 | 0 | 0 | 7882.0104 | 0.073933 | 5 | Residential_2026_Economic_GWh_Before Competition Groups_5 | Air Sealing | 7.393% | 0 | 582.7431 | Residential_2026_Economic_GWh_Before Competition Groups_Air Sealing
Residential | Res ¦ Car Block Heater Timer | 2026 | Achievable | GWh | Before Competition Groups | 98.3635 | 0 | 0 | 1382.1554 | 0.071167 | 5 | Residential_2026_Achievable_GWh_Before Competition Groups_5 | Car Block Heater Timer | 7.117% | 0 | 98.3635 | Residential_2026_Achievable_GWh_Before Competition Groups_Car Block Heater Timer
Residential | Res ¦ Building Recommissioning, Operations and Maintenance (O&M) Improvements | 2026 | Achievable | GWh | Before Competition Groups | 97.1045 | 0 | 0 | 1382.1554 | 0.070256 | 6 | Residential_2026_Achievable_GWh_Before Competition Groups_6 | Building Recommissioning, Operations and Maintenance (O&M) Improvements | 7.026% | 0 | 97.1045 | Residential_2026_Achievable_GWh_Before Competition Groups_Building Recommissioning, Operations and Maintenance (O&M) Improvements
Residential | Res ¦ Energy Star A Line, PAR, MR Lamps | 2026 | Technical | GWh | Before Competition Groups | 993.1475 | 0 | 0 | 14373.5885 | 0.069095 | 2 | Residential_2026_Technical_GWh_Before Competition Groups_2 | Energy Star A Line, PAR, MR Lamps | 6.91% | 0 | 993.1475 | Residential_2026_Technical_GWh_Before Competition Groups_Energy Star A Line, PAR, MR Lamps
Residential | Res ¦ Energy Star LED Bulbs General Purpose LEDs | 2026 | Technical | GWh | Before Competition Groups | 860.6407 | 0 | 0 | 14373.5885 | 0.059877 | 3 | Residential_2026_Technical_GWh_Before Competition Groups_3 | Energy Star LED Bulbs General Purpose LEDs | 5.988% | 0 | 860.6407 | Residential_2026_Technical_GWh_Before Competition Groups_Energy Star LED Bulbs General Purpose LEDs
Residential | Res ¦ Variable Speed Pool Pump Motor | 2026 | Economic | GWh | Before Competition Groups | 437.2504 | 0 | 0 | 7882.0104 | 0.055474 | 6 | Residential_2026_Economic_GWh_Before Competition Groups_6 | Variable Speed Pool Pump Motor | 5.547% | 0 | 437.2504 | Residential_2026_Economic_GWh_Before Competition Groups_Variable Speed Pool Pump Motor
Residential | Res ¦ Energy Star LED Specialty Bulbs | 2026 | Technical | GWh | Before Competition Groups | 747.4793 | 0 | 0 | 14373.5885 | 0.052004 | 4 | Residential_2026_Technical_GWh_Before Competition Groups_4 | Energy Star LED Specialty Bulbs | 5.2% | 0 | 747.4793 | Residential_2026_Technical_GWh_Before Competition Groups_Energy Star LED Specialty Bulbs
Residential | Res ¦ Ductless Mini-Split Heat Pump | 2026 | Achievable | GWh | Before Competition Groups | 65.5005 | 0 | 0 | 1382.1554 | 0.04739 | 7 | Residential_2026_Achievable_GWh_Before Competition Groups_7 | Ductless Mini-Split Heat Pump | 4.739% | 0 | 65.5005 | Residential_2026_Achievable_GWh_Before Competition Groups_Ductless Mini-Split Heat Pump
Residential | Res ¦ Adaptive Thermostat | 2026 | Technical | GWh | Before Competition Groups | 677.3428 | 0 | 0 | 14373.5885 | 0.047124 | 5 | Residential_2026_Technical_GWh_Before Competition Groups_5 | Adaptive Thermostat | 4.712% | 0 | 677.3428 | Residential_2026_Technical_GWh_Before Competition Groups_Adaptive Thermostat
Residential | Res ¦ Energy Star A Line, PAR, MR Lamps | 2026 | Achievable | GWh | Before Competition Groups | 63.5723 | 0 | 0 | 1382.1554 | 0.045995 | 8 | Residential_2026_Achievable_GWh_Before Competition Groups_8 | Energy Star A Line, PAR, MR Lamps | 4.6% | 0 | 63.5723 | Residential_2026_Achievable_GWh_Before Competition Groups_Energy Star A Line, PAR, MR Lamps
Residential | Res ¦ Car Block Heater Timer | 2026 | Economic | GWh | Before Competition Groups | 346.847 | 0 | 0 | 7882.0104 | 0.044005 | 7 | Residential_2026_Economic_GWh_Before Competition Groups_7 | Car Block Heater Timer | 4.4% | 0 | 346.847 | Residential_2026_Economic_GWh_Before Competition Groups_Car Block Heater Timer
Residential | Res ¦ Building Recommissioning, Operations and Maintenance (O&M) Improvements | 2026 | Economic | GWh | Before Competition Groups | 343.3785 | 0 | 0 | 7882.0104 | 0.043565 | 8 | Residential_2026_Economic_GWh_Before Competition Groups_8 | Building Recommissioning, Operations and Maintenance (O&M) Improvements | 4.356% | 0 | 343.3785 | Residential_2026_Economic_GWh_Before Competition Groups_Building Recommissioning, Operations and Maintenance (O&M) Improvements
Residential | Res ¦ Networked/ Connected - Indoor LED Lamp | 2026 | Technical | GWh | Before Competition Groups | 596.459 | 0 | 0 | 14373.5885 | 0.041497 | 6 | Residential_2026_Technical_GWh_Before Competition Groups_6 | Networked/ Connected - Indoor LED Lamp | 4.15% | 0 | 596.459 | Residential_2026_Technical_GWh_Before Competition Groups_Networked/ Connected - Indoor LED Lamp
Residential | Res ¦ Air Sealing | 2026 | Technical | GWh | Before Competition Groups | 582.7431 | 0 | 0 | 14373.5885 | 0.040543 | 7 | Residential_2026_Technical_GWh_Before Competition Groups_7 | Air Sealing | 4.054% | 0 | 582.7431 | Residential_2026_Technical_GWh_Before Competition Groups_Air Sealing
Residential | Res ¦ Adaptive Thermostat | 2026 | Achievable | GWh | Before Competition Groups | 54.2269 | 0 | 0 | 1382.1554 | 0.039234 | 9 | Residential_2026_Achievable_GWh_Before Competition Groups_9 | Adaptive Thermostat | 3.923% | 0 | 54.2269 | Residential_2026_Achievable_GWh_Before Competition Groups_Adaptive Thermostat
Residential | Res ¦ Basement Wall Insulation | 2026 | Economic | GWh | Before Competition Groups | 305.2229 | 0 | 0 | 7882.0104 | 0.038724 | 9 | Residential_2026_Economic_GWh_Before Competition Groups_9 | Basement Wall Insulation | 3.872% | 0 | 305.2229 | Residential_2026_Economic_GWh_Before Competition Groups_Basement Wall Insulation
Residential | Res ¦ Comprehensive Draft Proofing | 2026 | Achievable | GWh | Before Competition Groups | 48.7663 | 0 | 0 | 1382.1554 | 0.035283 | 10 | Residential_2026_Achievable_GWh_Before Competition Groups_10 | Comprehensive Draft Proofing | 3.528% | 0 | 48.7663 | Residential_2026_Achievable_GWh_Before Competition Groups_Comprehensive Draft Proofing
Residential | Res ¦ Energy Star Clothes Washer | 2026 | Economic | GWh | Before Competition Groups | 271.4991 | 0 | 0 | 7882.0104 | 0.034445 | 10 | Residential_2026_Economic_GWh_Before Competition Groups_10 | Energy Star Clothes Washer | 3.445% | 0 | 271.4991 | Residential_2026_Economic_GWh_Before Competition Groups_Energy Star Clothes Washer
Residential | Res ¦ LED Parking Lot Fixture | 2026 | Achievable | GWh | Before Competition Groups | 45.0293 | 0 | 0 | 1382.1554 | 0.032579 | 11 | Residential_2026_Achievable_GWh_Before Competition Groups_11 | LED Parking Lot Fixture | 3.258% | 0 | 45.0293 | Residential_2026_Achievable_GWh_Before Competition Groups_LED Parking Lot Fixture
Residential | Res ¦ Variable Speed Pool Pump Motor | 2026 | Technical | GWh | Before Competition Groups | 437.2504 | 0 | 0 | 14373.5885 | 0.03042 | 8 | Residential_2026_Technical_GWh_Before Competition Groups_8 | Variable Speed Pool Pump Motor | 3.042% | 0 | 437.2504 | Residential_2026_Technical_GWh_Before Competition Groups_Variable Speed Pool Pump Motor
Residential | Res ¦ Attic Insulation | 2026 | Economic | GWh | Before Competition Groups | 235.5952 | 0 | 0 | 7882.0104 | 0.02989 | 11 | Residential_2026_Economic_GWh_Before Competition Groups_11 | Attic Insulation | 2.989% | 0 | 235.5952 | Residential_2026_Economic_GWh_Before Competition Groups_Attic Insulation
Residential | Res ¦ Ductless Mini-Split Heat Pump | 2026 | Economic | GWh | Before Competition Groups | 231.9003 | 0 | 0 | 7882.0104 | 0.029421 | 12 | Residential_2026_Economic_GWh_Before Competition Groups_12 | Ductless Mini-Split Heat Pump | 2.942% | 0 | 231.9003 | Residential_2026_Economic_GWh_Before Competition Groups_Ductless Mini-Split Heat Pump
Residential | Res ¦ Energy Star Central Air Conditioner | 2026 | Technical | GWh | Before Competition Groups | 412.681 | 0 | 0 | 14373.5885 | 0.028711 | 9 | Residential_2026_Technical_GWh_Before Competition Groups_9 | Energy Star Central Air Conditioner | 2.871% | 0 | 412.681 | Residential_2026_Technical_GWh_Before Competition Groups_Energy Star Central Air Conditioner
Residential | Res ¦ Energy Star Torchiere | 2026 | Achievable | GWh | Before Competition Groups | 35.091 | 0 | 0 | 1382.1554 | 0.025389 | 12 | Residential_2026_Achievable_GWh_Before Competition Groups_12 | Energy Star Torchiere | 2.539% | 0 | 35.091 | Residential_2026_Achievable_GWh_Before Competition Groups_Energy Star Torchiere
Residential | Res ¦ Heavy Duty Outdoor/Holiday Plug-in Timers | 2026 | Achievable | GWh | Before Competition Groups | 34.5803 | 0 | 0 | 1382.1554 | 0.025019 | 13 | Residential_2026_Achievable_GWh_Before Competition Groups_13 | Heavy Duty Outdoor/Holiday Plug-in Timers | 2.502% | 0 | 34.5803 | Residential_2026_Achievable_GWh_Before Competition Groups_Heavy Duty Outdoor/Holiday Plug-in Timers
Residential | Res ¦ Occupancy Sensors MF | 2026 | Achievable | GWh | Before Competition Groups | 33.7875 | 0 | 0 | 1382.1554 | 0.024446 | 14 | Residential_2026_Achievable_GWh_Before Competition Groups_14 | Occupancy Sensors MF | 2.445% | 0 | 33.7875 | Residential_2026_Achievable_GWh_Before Competition Groups_Occupancy Sensors MF
Residential | Res ¦ Passive Attic Ventilation | 2026 | Technical | GWh | Before Competition Groups | 349.3792 | 0 | 0 | 14373.5885 | 0.024307 | 10 | Residential_2026_Technical_GWh_Before Competition Groups_10 | Passive Attic Ventilation | 2.431% | 0 | 349.3792 | Residential_2026_Technical_GWh_Before Competition Groups_Passive Attic Ventilation
Residential | Res ¦ Car Block Heater Timer | 2026 | Technical | GWh | Before Competition Groups | 346.847 | 0 | 0 | 14373.5885 | 0.024131 | 11 | Residential_2026_Technical_GWh_Before Competition Groups_11 | Car Block Heater Timer | 2.413% | 0 | 346.847 | Residential_2026_Technical_GWh_Before Competition Groups_Car Block Heater Timer
Residential | Res ¦ Building Recommissioning, Operations and Maintenance (O&M) Improvements | 2026 | Technical | GWh | Before Competition Groups | 343.3785 | 0 | 0 | 14373.5885 | 0.02389 | 12 | Residential_2026_Technical_GWh_Before Competition Groups_12 | Building Recommissioning, Operations and Maintenance (O&M) Improvements | 2.389% | 0 | 343.3785 | Residential_2026_Technical_GWh_Before Competition Groups_Building Recommissioning, Operations and Maintenance (O&M) Improvements
Residential | Res ¦ Energy Star Windows | 2026 | Technical | GWh | Before Competition Groups | 316.311 | 0 | 0 | 14373.5885 | 0.022006 | 13 | Residential_2026_Technical_GWh_Before Competition Groups_13 | Energy Star Windows | 2.201% | 0 | 316.311 | Residential_2026_Technical_GWh_Before Competition Groups_Energy Star Windows
Residential | Res ¦ Comprehensive Draft Proofing | 2026 | Economic | GWh | Before Competition Groups | 172.4454 | 0 | 0 | 7882.0104 | 0.021878 | 13 | Residential_2026_Economic_GWh_Before Competition Groups_13 | Comprehensive Draft Proofing | 2.188% | 0 | 172.4454 | Residential_2026_Economic_GWh_Before Competition Groups_Comprehensive Draft Proofing
Residential | Res ¦ Energy Star Refrigerator | 2026 | Technical | GWh | Before Competition Groups | 311.3024 | 0 | 0 | 14373.5885 | 0.021658 | 14 | Residential_2026_Technical_GWh_Before Competition Groups_14 | Energy Star Refrigerator | 2.166% | 0 | 311.3024 | Residential_2026_Technical_GWh_Before Competition Groups_Energy Star Refrigerator
Residential | Res ¦ Basement Wall Insulation | 2026 | Technical | GWh | Before Competition Groups | 305.2229 | 0 | 0 | 14373.5885 | 0.021235 | 15 | Residential_2026_Technical_GWh_Before Competition Groups_15 | Basement Wall Insulation | 2.123% | 0 | 305.2229 | Residential_2026_Technical_GWh_Before Competition Groups_Basement Wall Insulation
Residential | Res ¦ Heavy Duty Outdoor/Holiday Plug-in Timers | 2026 | Economic | GWh | Before Competition Groups | 160.9794 | 0 | 0 | 7882.0104 | 0.020424 | 14 | Residential_2026_Economic_GWh_Before Competition Groups_14 | Heavy Duty Outdoor/Holiday Plug-in Timers | 2.042% | 0 | 160.9794 | Residential_2026_Economic_GWh_Before Competition Groups_Heavy Duty Outdoor/Holiday Plug-in Timers
Residential | Res ¦ Air Sealing | 2026 | Achievable | GWh | Before Competition Groups | 27.7609 | 0 | 0 | 1382.1554 | 0.020085 | 15 | Residential_2026_Achievable_GWh_Before Competition Groups_15 | Air Sealing | 2.009% | 0 | 27.7609 | Residential_2026_Achievable_GWh_Before Competition Groups_Air Sealing
Residential | Res ¦ Energy Star Torchiere | 2026 | Economic | GWh | Before Competition Groups | 152.1008 | 0 | 0 | 7882.0104 | 0.019297 | 15 | Residential_2026_Economic_GWh_Before Competition Groups_15 | Energy Star Torchiere | 1.93% | 0 | 152.1008 | Residential_2026_Economic_GWh_Before Competition Groups_Energy Star Torchiere
Residential | Res ¦ Energy Star Clothes Washer | 2026 | Technical | GWh | Before Competition Groups | 271.4991 | 0 | 0 | 14373.5885 | 0.018889 | 16 | Residential_2026_Technical_GWh_Before Competition Groups_16 | Energy Star Clothes Washer | 1.889% | 0 | 271.4991 | Residential_2026_Technical_GWh_Before Competition Groups_Energy Star Clothes Washer
Residential | Res ¦ Refrigerator Recycling | 2026 | Achievable | GWh | Before Competition Groups | 24.9578 | 0 | 0 | 1382.1554 | 0.018057 | 16 | Residential_2026_Achievable_GWh_Before Competition Groups_16 | Refrigerator Recycling | 1.806% | 0 | 24.9578 | Residential_2026_Achievable_GWh_Before Competition Groups_Refrigerator Recycling
Residential | Res ¦ Smart Burners | 2026 | Technical | GWh | Before Competition Groups | 256.7686 | 0 | 0 | 14373.5885 | 0.017864 | 17 | Residential_2026_Technical_GWh_Before Competition Groups_17 | Smart Burners | 1.786% | 0 | 256.7686 | Residential_2026_Technical_GWh_Before Competition Groups_Smart Burners
Residential | Res ¦ Basement or Crawlspace Insulation | 2026 | Technical | GWh | Before Competition Groups | 253.984 | 0 | 0 | 14373.5885 | 0.01767 | 18 | Residential_2026_Technical_GWh_Before Competition Groups_18 | Basement or Crawlspace Insulation | 1.767% | 0 | 253.984 | Residential_2026_Technical_GWh_Before Competition Groups_Basement or Crawlspace Insulation
Residential | Res ¦ Energy Star Light Fixture | 2026 | Achievable | GWh | Before Competition Groups | 23.2381 | 0 | 0 | 1382.1554 | 0.016813 | 17 | Residential_2026_Achievable_GWh_Before Competition Groups_17 | Energy Star Light Fixture | 1.681% | 0 | 23.2381 | Residential_2026_Achievable_GWh_Before Competition Groups_Energy Star Light Fixture
Residential | Res ¦ Energy Star Light Fixture | 2026 | Technical | GWh | Before Competition Groups | 239.5385 | 0 | 0 | 14373.5885 | 0.016665 | 19 | Residential_2026_Technical_GWh_Before Competition Groups_19 | Energy Star Light Fixture | 1.667% | 0 | 239.5385 | Residential_2026_Technical_GWh_Before Competition Groups_Energy Star Light Fixture
Residential | Res ¦ Clothes Drying Racks | 2026 | Achievable | GWh | Before Competition Groups | 22.778 | 0 | 0 | 1382.1554 | 0.01648 | 18 | Residential_2026_Achievable_GWh_Before Competition Groups_18 | Clothes Drying Racks | 1.648% | 0 | 22.778 | Residential_2026_Achievable_GWh_Before Competition Groups_Clothes Drying Racks
Residential | Res ¦ Energy Star Air Source Heat Pump | 2026 | Economic | GWh | Before Competition Groups | 129.7586 | 0 | 0 | 7882.0104 | 0.016463 | 16 | Residential_2026_Economic_GWh_Before Competition Groups_16 | Energy Star Air Source Heat Pump | 1.646% | 0 | 129.7586 | Residential_2026_Economic_GWh_Before Competition Groups_Energy Star Air Source Heat Pump
Residential | Res ¦ Attic Insulation | 2026 | Technical | GWh | Before Competition Groups | 235.5952 | 0 | 0 | 14373.5885 | 0.016391 | 20 | Residential_2026_Technical_GWh_Before Competition Groups_20 | Attic Insulation | 1.639% | 0 | 235.5952 | Residential_2026_Technical_GWh_Before Competition Groups_Attic Insulation
Residential | Res ¦ Ductless Mini-Split Heat Pump | 2026 | Technical | GWh | Before Competition Groups | 231.9003 | 0 | 0 | 14373.5885 | 0.016134 | 21 | Residential_2026_Technical_GWh_Before Competition Groups_21 | Ductless Mini-Split Heat Pump | 1.613% | 0 | 231.9003 | Residential_2026_Technical_GWh_Before Competition Groups_Ductless Mini-Split Heat Pump
Residential | Res ¦ Energy Star Ground Source Heat Pump | 2026 | Technical | GWh | Before Competition Groups | 229.4811 | 0 | 0 | 14373.5885 | 0.015965 | 22 | Residential_2026_Technical_GWh_Before Competition Groups_22 | Energy Star Ground Source Heat Pump | 1.597% | 0 | 229.4811 | Residential_2026_Technical_GWh_Before Competition Groups_Energy Star Ground Source Heat Pump
Residential | Res ¦ Freezer Recycling | 2026 | Achievable | GWh | Before Competition Groups | 21.8377 | 0 | 0 | 1382.1554 | 0.0158 | 19 | Residential_2026_Achievable_GWh_Before Competition Groups_19 | Freezer Recycling | 1.58% | 0 | 21.8377 | Residential_2026_Achievable_GWh_Before Competition Groups_Freezer Recycling
Residential | Res ¦ Heat Pump Clothes Dryer | 2026 | Technical | GWh | Before Competition Groups | 223.4131 | 0 | 0 | 14373.5885 | 0.015543 | 23 | Residential_2026_Technical_GWh_Before Competition Groups_23 | Heat Pump Clothes Dryer | 1.554% | 0 | 223.4131 | Residential_2026_Technical_GWh_Before Competition Groups_Heat Pump Clothes Dryer
Residential | Res ¦ Occupancy Sensors MF | 2026 | Economic | GWh | Before Competition Groups | 118.5543 | 0 | 0 | 7882.0104 | 0.015041 | 17 | Residential_2026_Economic_GWh_Before Competition Groups_17 | Occupancy Sensors MF | 1.504% | 0 | 118.5543 | Residential_2026_Economic_GWh_Before Competition Groups_Occupancy Sensors MF
Residential | Res ¦ LED Exterior Area Lights - LED Fixture (200W) | 2026 | Achievable | GWh | Before Competition Groups | 19.8743 | 0 | 0 | 1382.1554 | 0.014379 | 20 | Residential_2026_Achievable_GWh_Before Competition Groups_20 | LED Exterior Area Lights - LED Fixture (200W) | 1.438% | 0 | 19.8743 | Residential_2026_Achievable_GWh_Before Competition Groups_LED Exterior Area Lights - LED Fixture (200W)
Residential | Res ¦ Wall Insulation | 2026 | Technical | GWh | Before Competition Groups | 184.6333 | 0 | 0 | 14373.5885 | 0.012845 | 24 | Residential_2026_Technical_GWh_Before Competition Groups_24 | Wall Insulation | 1.285% | 0 | 184.6333 | Residential_2026_Technical_GWh_Before Competition Groups_Wall Insulation
Residential | Res ¦ Heavy Duty Outdoor/Holiday Plug-in Timers | 2026 | Technical | GWh | Before Competition Groups | 178.5593 | 0 | 0 | 14373.5885 | 0.012423 | 25 | Residential_2026_Technical_GWh_Before Competition Groups_25 | Heavy Duty Outdoor/Holiday Plug-in Timers | 1.242% | 0 | 178.5593 | Residential_2026_Technical_GWh_Before Competition Groups_Heavy Duty Outdoor/Holiday Plug-in Timers
Residential | Res ¦ Comprehensive Draft Proofing | 2026 | Technical | GWh | Before Competition Groups | 172.4454 | 0 | 0 | 14373.5885 | 0.011997 | 26 | Residential_2026_Technical_GWh_Before Competition Groups_26 | Comprehensive Draft Proofing | 1.2% | 0 | 172.4454 | Residential_2026_Technical_GWh_Before Competition Groups_Comprehensive Draft Proofing
Residential | Res ¦ Energy Star Light Fixture | 2026 | Economic | GWh | Before Competition Groups | 94.3087 | 0 | 0 | 7882.0104 | 0.011965 | 18 | Residential_2026_Economic_GWh_Before Competition Groups_18 | Energy Star Light Fixture | 1.197% | 0 | 94.3087 | Residential_2026_Economic_GWh_Before Competition Groups_Energy Star Light Fixture
Residential | Res ¦ Refrigerator Recycling | 2026 | Economic | GWh | Before Competition Groups | 88.2639 | 0 | 0 | 7882.0104 | 0.011198 | 19 | Residential_2026_Economic_GWh_Before Competition Groups_19 | Refrigerator Recycling | 1.12% | 0 | 88.2639 | Residential_2026_Economic_GWh_Before Competition Groups_Refrigerator Recycling
Residential | Res ¦ Induction Cooking Stove Top | 2026 | Technical | GWh | Before Competition Groups | 158.1694 | 0 | 0 | 14373.5885 | 0.011004 | 27 | Residential_2026_Technical_GWh_Before Competition Groups_27 | Induction Cooking Stove Top | 1.1% | 0 | 158.1694 | Residential_2026_Technical_GWh_Before Competition Groups_Induction Cooking Stove Top
Residential | Res ¦ LED Parking Lot Fixture | 2026 | Economic | GWh | Before Competition Groups | 83.6397 | 0 | 0 | 7882.0104 | 0.010611 | 20 | Residential_2026_Economic_GWh_Before Competition Groups_20 | LED Parking Lot Fixture | 1.061% | 0 | 83.6397 | Residential_2026_Economic_GWh_Before Competition Groups_LED Parking Lot Fixture
Residential | Res ¦ Energy Star Torchiere | 2026 | Technical | GWh | Before Competition Groups | 152.1008 | 0 | 0 | 14373.5885 | 0.010582 | 28 | Residential_2026_Technical_GWh_Before Competition Groups_28 | Energy Star Torchiere | 1.058% | 0 | 152.1008 | Residential_2026_Technical_GWh_Before Competition Groups_Energy Star Torchiere
Residential | Res ¦ Basement Wall Insulation | 2026 | Achievable | GWh | Before Competition Groups | 14.5411 | 0 | 0 | 1382.1554 | 0.010521 | 21 | Residential_2026_Achievable_GWh_Before Competition Groups_21 | Basement Wall Insulation | 1.052% | 0 | 14.5411 | Residential_2026_Achievable_GWh_Before Competition Groups_Basement Wall Insulation
Residential | Res ¦ Advanced BAS/Controllers | 2026 | Achievable | GWh | Before Competition Groups | 14.1828 | 0 | 0 | 1382.1554 | 0.010261 | 22 | Residential_2026_Achievable_GWh_Before Competition Groups_22 | Advanced BAS/Controllers | 1.026% | 0 | 14.1828 | Residential_2026_Achievable_GWh_Before Competition Groups_Advanced BAS/Controllers
Residential | Res ¦ Clothes Drying Racks | 2026 | Economic | GWh | Before Competition Groups | 80.5892 | 0 | 0 | 7882.0104 | 0.010224 | 21 | Residential_2026_Economic_GWh_Before Competition Groups_21 | Clothes Drying Racks | 1.022% | 0 | 80.5892 | Residential_2026_Economic_GWh_Before Competition Groups_Clothes Drying Racks
Residential | Res ¦ Freezer Recycling | 2026 | Economic | GWh | Before Competition Groups | 77.4386 | 0 | 0 | 7882.0104 | 0.0098247 | 22 | Residential_2026_Economic_GWh_Before Competition Groups_22 | Freezer Recycling | 0.9825% | 0 | 77.4386 | Residential_2026_Economic_GWh_Before Competition Groups_Freezer Recycling
Residential | Res ¦ Duct Insulation | 2026 | Economic | GWh | Before Competition Groups | 73.0385 | 0 | 0 | 7882.0104 | 0.0092665 | 23 | Residential_2026_Economic_GWh_Before Competition Groups_23 | Duct Insulation | 0.9266% | 0 | 73.0385 | Residential_2026_Economic_GWh_Before Competition Groups_Duct Insulation
Residential | Res ¦ Ductless Mini-Split Air Conditioner | 2026 | Technical | GWh | Before Competition Groups | 129.8209 | 0 | 0 | 14373.5885 | 0.0090319 | 29 | Residential_2026_Technical_GWh_Before Competition Groups_29 | Ductless Mini-Split Air Conditioner | 0.9032% | 0 | 129.8209 | Residential_2026_Technical_GWh_Before Competition Groups_Ductless Mini-Split Air Conditioner
Residential | Res ¦ Energy Star Air Source Heat Pump | 2026 | Technical | GWh | Before Competition Groups | 129.7586 | 0 | 0 | 14373.5885 | 0.0090276 | 30 | Residential_2026_Technical_GWh_Before Competition Groups_30 | Energy Star Air Source Heat Pump | 0.9028% | 0 | 129.7586 | Residential_2026_Technical_GWh_Before Competition Groups_Energy Star Air Source Heat Pump
Residential | Res ¦ Furnace with ECM | 2026 | Technical | GWh | Before Competition Groups | 127.8158 | 0 | 0 | 14373.5885 | 0.0088924 | 31 | Residential_2026_Technical_GWh_Before Competition Groups_31 | Furnace with ECM | 0.8892% | 0 | 127.8158 | Residential_2026_Technical_GWh_Before Competition Groups_Furnace with ECM
Residential | Res ¦ Energy Star Clothes Dryer | 2026 | Technical | GWh | Before Competition Groups | 127.6066 | 0 | 0 | 14373.5885 | 0.0088779 | 32 | Residential_2026_Technical_GWh_Before Competition Groups_32 | Energy Star Clothes Dryer | 0.8878% | 0 | 127.6066 | Residential_2026_Technical_GWh_Before Competition Groups_Energy Star Clothes Dryer
Residential | Res ¦ Furnace Whistle | 2026 | Achievable | GWh | Before Competition Groups | 11.8865 | 0 | 0 | 1382.1554 | 0.0086 | 23 | Residential_2026_Achievable_GWh_Before Competition Groups_23 | Furnace Whistle | 0.86% | 0 | 11.8865 | Residential_2026_Achievable_GWh_Before Competition Groups_Furnace Whistle
Residential | Res ¦ Occupancy Sensors MF | 2026 | Technical | GWh | Before Competition Groups | 118.5543 | 0 | 0 | 14373.5885 | 0.0082481 | 33 | Residential_2026_Technical_GWh_Before Competition Groups_33 | Occupancy Sensors MF | 0.8248% | 0 | 118.5543 | Residential_2026_Technical_GWh_Before Competition Groups_Occupancy Sensors MF
Residential | Res ¦ Radiant Barrier | 2026 | Technical | GWh | Before Competition Groups | 117.7061 | 0 | 0 | 14373.5885 | 0.0081891 | 34 | Residential_2026_Technical_GWh_Before Competition Groups_34 | Radiant Barrier | 0.8189% | 0 | 117.7061 | Residential_2026_Technical_GWh_Before Competition Groups_Radiant Barrier
Residential | Res ¦ Energy Star Air Source Heat Pump | 2026 | Achievable | GWh | Before Competition Groups | 11.2803 | 0 | 0 | 1382.1554 | 0.0081614 | 24 | Residential_2026_Achievable_GWh_Before Competition Groups_24 | Energy Star Air Source Heat Pump | 0.8161% | 0 | 11.2803 | Residential_2026_Achievable_GWh_Before Competition Groups_Energy Star Air Source Heat Pump
Residential | Res ¦ Attic Insulation | 2026 | Achievable | GWh | Before Competition Groups | 11.2223 | 0 | 0 | 1382.1554 | 0.0081194 | 25 | Residential_2026_Achievable_GWh_Before Competition Groups_25 | Attic Insulation | 0.8119% | 0 | 11.2223 | Residential_2026_Achievable_GWh_Before Competition Groups_Attic Insulation
Residential | Res ¦ Floor Insulation | 2026 | Economic | GWh | Before Competition Groups | 61.8568 | 0 | 0 | 7882.0104 | 0.0078478 | 24 | Residential_2026_Economic_GWh_Before Competition Groups_24 | Floor Insulation | 0.7848% | 0 | 61.8568 | Residential_2026_Economic_GWh_Before Competition Groups_Floor Insulation
Residential | Res ¦ Smart Burners | 2026 | Economic | GWh | Before Competition Groups | 60.4368 | 0 | 0 | 7882.0104 | 0.0076677 | 25 | Residential_2026_Economic_GWh_Before Competition Groups_25 | Smart Burners | 0.7668% | 0 | 60.4368 | Residential_2026_Economic_GWh_Before Competition Groups_Smart Burners
Residential | Res ¦ ENERGY STAR LED LAMPS (REFLECTOR LAMPs/MR16/PAR 16) | 2026 | Achievable | GWh | Before Competition Groups | 10.0981 | 0 | 0 | 1382.1554 | 0.007306 | 26 | Residential_2026_Achievable_GWh_Before Competition Groups_26 | ENERGY STAR LED LAMPS (REFLECTOR LAMPs/MR16/PAR 16) | 0.7306% | 0 | 10.0981 | Residential_2026_Achievable_GWh_Before Competition Groups_ENERGY STAR LED LAMPS (REFLECTOR LAMPs/MR16/PAR 16)
Residential | Res ¦ Outside Air Economizer | 2026 | Achievable | GWh | Before Competition Groups | 10.0967 | 0 | 0 | 1382.1554 | 0.007305 | 27 | Residential_2026_Achievable_GWh_Before Competition Groups_27 | Outside Air Economizer | 0.7305% | 0 | 10.0967 | Residential_2026_Achievable_GWh_Before Competition Groups_Outside Air Economizer
Residential | Res ¦ Ceiling Insulation | 2026 | Technical | GWh | Before Competition Groups | 91.9678 | 0 | 0 | 14373.5885 | 0.0063984 | 35 | Residential_2026_Technical_GWh_Before Competition Groups_35 | Ceiling Insulation | 0.6398% | 0 | 91.9678 | Residential_2026_Technical_GWh_Before Competition Groups_Ceiling Insulation
Residential | Res ¦ Window Film | 2026 | Technical | GWh | Before Competition Groups | 91.6917 | 0 | 0 | 14373.5885 | 0.0063792 | 36 | Residential_2026_Technical_GWh_Before Competition Groups_36 | Window Film | 0.6379% | 0 | 91.6917 | Residential_2026_Technical_GWh_Before Competition Groups_Window Film
Residential | Res ¦ Advanced BAS/Controllers | 2026 | Economic | GWh | Before Competition Groups | 50.1593 | 0 | 0 | 7882.0104 | 0.0063638 | 26 | Residential_2026_Economic_GWh_Before Competition Groups_26 | Advanced BAS/Controllers | 0.6364% | 0 | 50.1593 | Residential_2026_Economic_GWh_Before Competition Groups_Advanced BAS/Controllers
Residential | Res ¦ Energy Star Room Air Conditioner | 2026 | Economic | GWh | Before Competition Groups | 49.5178 | 0 | 0 | 7882.0104 | 0.0062824 | 27 | Residential_2026_Economic_GWh_Before Competition Groups_27 | Energy Star Room Air Conditioner | 0.6282% | 0 | 49.5178 | Residential_2026_Economic_GWh_Before Competition Groups_Energy Star Room Air Conditioner
Residential | Res ¦ Refrigerator Recycling | 2026 | Technical | GWh | Before Competition Groups | 88.2639 | 0 | 0 | 14373.5885 | 0.0061407 | 37 | Residential_2026_Technical_GWh_Before Competition Groups_37 | Refrigerator Recycling | 0.6141% | 0 | 88.2639 | Residential_2026_Technical_GWh_Before Competition Groups_Refrigerator Recycling
Residential | Res ¦ Energy Star Room Air Conditioner | 2026 | Achievable | GWh | Before Competition Groups | 8.2509 | 0 | 0 | 1382.1554 | 0.0059696 | 28 | Residential_2026_Achievable_GWh_Before Competition Groups_28 | Energy Star Room Air Conditioner | 0.597% | 0 | 8.2509 | Residential_2026_Achievable_GWh_Before Competition Groups_Energy Star Room Air Conditioner
Residential | Res ¦ Wall Insulation | 2026 | Economic | GWh | Before Competition Groups | 46.9491 | 0 | 0 | 7882.0104 | 0.0059565 | 28 | Residential_2026_Economic_GWh_Before Competition Groups_28 | Wall Insulation | 0.5956% | 0 | 46.9491 | Residential_2026_Economic_GWh_Before Competition Groups_Wall Insulation
Residential | Res ¦ LED Parking Lot Fixture | 2026 | Technical | GWh | Before Competition Groups | 83.6397 | 0 | 0 | 14373.5885 | 0.005819 | 38 | Residential_2026_Technical_GWh_Before Competition Groups_38 | LED Parking Lot Fixture | 0.5819% | 0 | 83.6397 | Residential_2026_Technical_GWh_Before Competition Groups_LED Parking Lot Fixture
Residential | Res ¦ Variable Refrigerant Flow Heat Pump | 2026 | Technical | GWh | Before Competition Groups | 82.5277 | 0 | 0 | 14373.5885 | 0.0057416 | 39 | Residential_2026_Technical_GWh_Before Competition Groups_39 | Variable Refrigerant Flow Heat Pump | 0.5742% | 0 | 82.5277 | Residential_2026_Technical_GWh_Before Competition Groups_Variable Refrigerant Flow Heat Pump
Residential | Res ¦ Clothes Drying Racks | 2026 | Technical | GWh | Before Competition Groups | 80.5892 | 0 | 0 | 14373.5885 | 0.0056068 | 40 | Residential_2026_Technical_GWh_Before Competition Groups_40 | Clothes Drying Racks | 0.5607% | 0 | 80.5892 | Residential_2026_Technical_GWh_Before Competition Groups_Clothes Drying Racks
Residential | Res ¦ Minimize Hot and Warm Clothes Wash | 2026 | Economic | GWh | Before Competition Groups | 42.9194 | 0 | 0 | 7882.0104 | 0.0054452 | 29 | Residential_2026_Economic_GWh_Before Competition Groups_29 | Minimize Hot and Warm Clothes Wash | 0.5445% | 0 | 42.9194 | Residential_2026_Economic_GWh_Before Competition Groups_Minimize Hot and Warm Clothes Wash
Residential | Res ¦ Freezer Recycling | 2026 | Technical | GWh | Before Competition Groups | 77.4386 | 0 | 0 | 14373.5885 | 0.0053876 | 41 | Residential_2026_Technical_GWh_Before Competition Groups_41 | Freezer Recycling | 0.5388% | 0 | 77.4386 | Residential_2026_Technical_GWh_Before Competition Groups_Freezer Recycling
Residential | Res ¦ Duct Insulation | 2026 | Technical | GWh | Before Competition Groups | 76.6832 | 0 | 0 | 14373.5885 | 0.005335 | 42 | Residential_2026_Technical_GWh_Before Competition Groups_42 | Duct Insulation | 0.5335% | 0 | 76.6832 | Residential_2026_Technical_GWh_Before Competition Groups_Duct Insulation
Residential | Res ¦ Furnace Whistle | 2026 | Economic | GWh | Before Competition Groups | 42.0325 | 0 | 0 | 7882.0104 | 0.0053327 | 30 | Residential_2026_Economic_GWh_Before Competition Groups_30 | Furnace Whistle | 0.5333% | 0 | 42.0325 | Residential_2026_Economic_GWh_Before Competition Groups_Furnace Whistle
Residential | Res ¦ Lighting Motion Sensors, Timers, Dimmers | 2026 | Technical | GWh | Before Competition Groups | 74.1265 | 0 | 0 | 14373.5885 | 0.0051571 | 43 | Residential_2026_Technical_GWh_Before Competition Groups_43 | Lighting Motion Sensors, Timers, Dimmers | 0.5157% | 0 | 74.1265 | Residential_2026_Technical_GWh_Before Competition Groups_Lighting Motion Sensors, Timers, Dimmers
Residential | Res ¦ LED Downlight | 2026 | Technical | GWh | Before Competition Groups | 72.4553 | 0 | 0 | 14373.5885 | 0.0050409 | 44 | Residential_2026_Technical_GWh_Before Competition Groups_44 | LED Downlight | 0.5041% | 0 | 72.4553 | Residential_2026_Technical_GWh_Before Competition Groups_LED Downlight
Residential | Res ¦ LED Exterior Area Lights - LED Fixture (200W) | 2026 | Economic | GWh | Before Competition Groups | 38.0722 | 0 | 0 | 7882.0104 | 0.0048303 | 31 | Residential_2026_Economic_GWh_Before Competition Groups_31 | LED Exterior Area Lights - LED Fixture (200W) | 0.483% | 0 | 38.0722 | Residential_2026_Economic_GWh_Before Competition Groups_LED Exterior Area Lights - LED Fixture (200W)
Residential | Res ¦ Minimize Hot and Warm Clothes Wash | 2026 | Achievable | GWh | Before Competition Groups | 6.653 | 0 | 0 | 1382.1554 | 0.0048135 | 29 | Residential_2026_Achievable_GWh_Before Competition Groups_29 | Minimize Hot and Warm Clothes Wash | 0.4814% | 0 | 6.653 | Residential_2026_Achievable_GWh_Before Competition Groups_Minimize Hot and Warm Clothes Wash
Residential | Res ¦ INTEGRAL LED TROFFERS | 2026 | Technical | GWh | Before Competition Groups | 64.9395 | 0 | 0 | 14373.5885 | 0.004518 | 45 | Residential_2026_Technical_GWh_Before Competition Groups_45 | INTEGRAL LED TROFFERS | 0.4518% | 0 | 64.9395 | Residential_2026_Technical_GWh_Before Competition Groups_INTEGRAL LED TROFFERS
Residential | Res ¦ Networked/ Connected - Indoor LED Luminaire | 2026 | Technical | GWh | Before Competition Groups | 64.8012 | 0 | 0 | 14373.5885 | 0.0045084 | 46 | Residential_2026_Technical_GWh_Before Competition Groups_46 | Networked/ Connected - Indoor LED Luminaire | 0.4508% | 0 | 64.8012 | Residential_2026_Technical_GWh_Before Competition Groups_Networked/ Connected - Indoor LED Luminaire
Residential | Res ¦ Floor Insulation | 2026 | Technical | GWh | Before Competition Groups | 61.8568 | 0 | 0 | 14373.5885 | 0.0043035 | 47 | Residential_2026_Technical_GWh_Before Competition Groups_47 | Floor Insulation | 0.4304% | 0 | 61.8568 | Residential_2026_Technical_GWh_Before Competition Groups_Floor Insulation
Residential | Res ¦ Basement or Crawlspace Insulation | 2026 | Economic | GWh | Before Competition Groups | 30.0223 | 0 | 0 | 7882.0104 | 0.003809 | 32 | Residential_2026_Economic_GWh_Before Competition Groups_32 | Basement or Crawlspace Insulation | 0.3809% | 0 | 30.0223 | Residential_2026_Economic_GWh_Before Competition Groups_Basement or Crawlspace Insulation
Residential | Res ¦ Variable Frequency Drive (VFD) | 2026 | Achievable | GWh | Before Competition Groups | 5.1251 | 0 | 0 | 1382.1554 | 0.003708 | 30 | Residential_2026_Achievable_GWh_Before Competition Groups_30 | Variable Frequency Drive (VFD) | 0.3708% | 0 | 5.1251 | Residential_2026_Achievable_GWh_Before Competition Groups_Variable Frequency Drive (VFD)
Residential | Res ¦ Dehumidifier Recycling | 2026 | Technical | GWh | Before Competition Groups | 53.1858 | 0 | 0 | 14373.5885 | 0.0037002 | 48 | Residential_2026_Technical_GWh_Before Competition Groups_48 | Dehumidifier Recycling | 0.37% | 0 | 53.1858 | Residential_2026_Technical_GWh_Before Competition Groups_Dehumidifier Recycling
Residential | Res ¦ Outside Air Economizer | 2026 | Economic | GWh | Before Competition Groups | 27.7191 | 0 | 0 | 7882.0104 | 0.0035168 | 33 | Residential_2026_Economic_GWh_Before Competition Groups_33 | Outside Air Economizer | 0.3517% | 0 | 27.7191 | Residential_2026_Economic_GWh_Before Competition Groups_Outside Air Economizer
Residential | Res ¦ Energy Star Room Air Conditioner | 2026 | Technical | GWh | Before Competition Groups | 50.2046 | 0 | 0 | 14373.5885 | 0.0034928 | 49 | Residential_2026_Technical_GWh_Before Competition Groups_49 | Energy Star Room Air Conditioner | 0.3493% | 0 | 50.2046 | Residential_2026_Technical_GWh_Before Competition Groups_Energy Star Room Air Conditioner
Residential | Res ¦ Advanced BAS/Controllers | 2026 | Technical | GWh | Before Competition Groups | 50.1593 | 0 | 0 | 14373.5885 | 0.0034897 | 50 | Residential_2026_Technical_GWh_Before Competition Groups_50 | Advanced BAS/Controllers | 0.349% | 0 | 50.1593 | Residential_2026_Technical_GWh_Before Competition Groups_Advanced BAS/Controllers
Residential | Res ¦ Duct Insulation MF | 2026 | Economic | GWh | Before Competition Groups | 27.1104 | 0 | 0 | 7882.0104 | 0.0034395 | 34 | Residential_2026_Economic_GWh_Before Competition Groups_34 | Duct Insulation MF | 0.344% | 0 | 27.1104 | Residential_2026_Economic_GWh_Before Competition Groups_Duct Insulation MF
Residential | Res ¦ CO Sensors for parking garage exhaust fans | 2026 | Achievable | GWh | Before Competition Groups | 4.7004 | 0 | 0 | 1382.1554 | 0.0034007 | 31 | Residential_2026_Achievable_GWh_Before Competition Groups_31 | CO Sensors for parking garage exhaust fans | 0.3401% | 0 | 4.7004 | Residential_2026_Achievable_GWh_Before Competition Groups_CO Sensors for parking garage exhaust fans
Residential | Res ¦ High Efficiency Chiller (avg of water and air cooled) | 2026 | Achievable | GWh | Before Competition Groups | 4.661 | 0 | 0 | 1382.1554 | 0.0033723 | 32 | Residential_2026_Achievable_GWh_Before Competition Groups_32 | High Efficiency Chiller (avg of water and air cooled) | 0.3372% | 0 | 4.661 | Residential_2026_Achievable_GWh_Before Competition Groups_High Efficiency Chiller (avg of water and air cooled)
Residential | Res ¦ Minimize Hot and Warm Clothes Wash | 2026 | Technical | GWh | Before Competition Groups | 42.9194 | 0 | 0 | 14373.5885 | 0.002986 | 51 | Residential_2026_Technical_GWh_Before Competition Groups_51 | Minimize Hot and Warm Clothes Wash | 0.2986% | 0 | 42.9194 | Residential_2026_Technical_GWh_Before Competition Groups_Minimize Hot and Warm Clothes Wash
Residential | Res ¦ Demand Control Ventilation | 2026 | Economic | GWh | Before Competition Groups | 23.068 | 0 | 0 | 7882.0104 | 0.0029267 | 35 | Residential_2026_Economic_GWh_Before Competition Groups_35 | Demand Control Ventilation | 0.2927% | 0 | 23.068 | Residential_2026_Economic_GWh_Before Competition Groups_Demand Control Ventilation
Residential | Res ¦ Furnace Whistle | 2026 | Technical | GWh | Before Competition Groups | 42.0325 | 0 | 0 | 14373.5885 | 0.0029243 | 52 | Residential_2026_Technical_GWh_Before Competition Groups_52 | Furnace Whistle | 0.2924% | 0 | 42.0325 | Residential_2026_Technical_GWh_Before Competition Groups_Furnace Whistle
Residential | Res ¦ Water Heater Temperature Setback | 2026 | Achievable | GWh | Before Competition Groups | 3.7874 | 0 | 0 | 1382.1554 | 0.0027402 | 33 | Residential_2026_Achievable_GWh_Before Competition Groups_33 | Water Heater Temperature Setback | 0.274% | 0 | 3.7874 | Residential_2026_Achievable_GWh_Before Competition Groups_Water Heater Temperature Setback
Residential | Res ¦ Early Hot Water Heater Replacement | 2026 | Technical | GWh | Before Competition Groups | 38.1664 | 0 | 0 | 14373.5885 | 0.0026553 | 53 | Residential_2026_Technical_GWh_Before Competition Groups_53 | Early Hot Water Heater Replacement | 0.2655% | 0 | 38.1664 | Residential_2026_Technical_GWh_Before Competition Groups_Early Hot Water Heater Replacement
Residential | Res ¦ LED Tube Re-Lamp | 2026 | Achievable | GWh | Before Competition Groups | 3.6621 | 0 | 0 | 1382.1554 | 0.0026496 | 34 | Residential_2026_Achievable_GWh_Before Competition Groups_34 | LED Tube Re-Lamp | 0.265% | 0 | 3.6621 | Residential_2026_Achievable_GWh_Before Competition Groups_LED Tube Re-Lamp
Residential | Res ¦ LED Exterior Area Lights - LED Fixture (200W) | 2026 | Technical | GWh | Before Competition Groups | 38.0722 | 0 | 0 | 14373.5885 | 0.0026488 | 54 | Residential_2026_Technical_GWh_Before Competition Groups_54 | LED Exterior Area Lights - LED Fixture (200W) | 0.2649% | 0 | 38.0722 | Residential_2026_Technical_GWh_Before Competition Groups_LED Exterior Area Lights - LED Fixture (200W)
Residential | Res ¦ Solar Powered Attic Fan | 2026 | Technical | GWh | Before Competition Groups | 37.5872 | 0 | 0 | 14373.5885 | 0.002615 | 55 | Residential_2026_Technical_GWh_Before Competition Groups_55 | Solar Powered Attic Fan | 0.2615% | 0 | 37.5872 | Residential_2026_Technical_GWh_Before Competition Groups_Solar Powered Attic Fan
Residential | Res ¦ Demand Control Ventilation | 2026 | Achievable | GWh | Before Competition Groups | 3.4761 | 0 | 0 | 1382.1554 | 0.002515 | 35 | Residential_2026_Achievable_GWh_Before Competition Groups_35 | Demand Control Ventilation | 0.2515% | 0 | 3.4761 | Residential_2026_Achievable_GWh_Before Competition Groups_Demand Control Ventilation
Residential | Res ¦ Duct Insulation | 2026 | Achievable | GWh | Before Competition Groups | 3.4557 | 0 | 0 | 1382.1554 | 0.0025002 | 36 | Residential_2026_Achievable_GWh_Before Competition Groups_36 | Duct Insulation | 0.25% | 0 | 3.4557 | Residential_2026_Achievable_GWh_Before Competition Groups_Duct Insulation
Residential | Res ¦ Energy Star Ceiling Fan/Lighting | 2026 | Technical | GWh | Before Competition Groups | 35.28 | 0 | 0 | 14373.5885 | 0.0024545 | 56 | Residential_2026_Technical_GWh_Before Competition Groups_56 | Energy Star Ceiling Fan/Lighting | 0.2454% | 0 | 35.28 | Residential_2026_Technical_GWh_Before Competition Groups_Energy Star Ceiling Fan/Lighting
Residential | Res ¦ Duct Insulation MF | 2026 | Technical | GWh | Before Competition Groups | 34.5528 | 0 | 0 | 14373.5885 | 0.0024039 | 57 | Residential_2026_Technical_GWh_Before Competition Groups_57 | Duct Insulation MF | 0.2404% | 0 | 34.5528 | Residential_2026_Technical_GWh_Before Competition Groups_Duct Insulation MF
Residential | Res ¦ Air Source Heat Pump | 2026 | Technical | GWh | Before Competition Groups | 34.0107 | 0 | 0 | 14373.5885 | 0.0023662 | 58 | Residential_2026_Technical_GWh_Before Competition Groups_58 | Air Source Heat Pump | 0.2366% | 0 | 34.0107 | Residential_2026_Technical_GWh_Before Competition Groups_Air Source Heat Pump
Residential | Res ¦ Variable Frequency Drive (VFD) | 2026 | Economic | GWh | Before Competition Groups | 18.1241 | 0 | 0 | 7882.0104 | 0.0022994 | 36 | Residential_2026_Economic_GWh_Before Competition Groups_36 | Variable Frequency Drive (VFD) | 0.2299% | 0 | 18.1241 | Residential_2026_Economic_GWh_Before Competition Groups_Variable Frequency Drive (VFD)
Residential | Res ¦ CO Sensors for parking garage exhaust fans | 2026 | Economic | GWh | Before Competition Groups | 17.4886 | 0 | 0 | 7882.0104 | 0.0022188 | 37 | Residential_2026_Economic_GWh_Before Competition Groups_37 | CO Sensors for parking garage exhaust fans | 0.2219% | 0 | 17.4886 | Residential_2026_Economic_GWh_Before Competition Groups_CO Sensors for parking garage exhaust fans
Residential | Res ¦ Central Air Conditioner Maintenance | 2026 | Technical | GWh | Before Competition Groups | 31.4209 | 0 | 0 | 14373.5885 | 0.002186 | 59 | Residential_2026_Technical_GWh_Before Competition Groups_59 | Central Air Conditioner Maintenance | 0.2186% | 0 | 31.4209 | Residential_2026_Technical_GWh_Before Competition Groups_Central Air Conditioner Maintenance
Residential | Res ¦ ENERGY STAR LED LAMPS (REFLECTOR LAMPs/MR16/PAR 16) | 2026 | Economic | GWh | Before Competition Groups | 17.1839 | 0 | 0 | 7882.0104 | 0.0021801 | 38 | Residential_2026_Economic_GWh_Before Competition Groups_38 | ENERGY STAR LED LAMPS (REFLECTOR LAMPs/MR16/PAR 16) | 0.218% | 0 | 17.1839 | Residential_2026_Economic_GWh_Before Competition Groups_ENERGY STAR LED LAMPS (REFLECTOR LAMPs/MR16/PAR 16)
Residential | Res ¦ Energy Star Dehumidifier | 2026 | Technical | GWh | Before Competition Groups | 31.2673 | 0 | 0 | 14373.5885 | 0.0021753 | 60 | Residential_2026_Technical_GWh_Before Competition Groups_60 | Energy Star Dehumidifier | 0.2175% | 0 | 31.2673 | Residential_2026_Technical_GWh_Before Competition Groups_Energy Star Dehumidifier
Residential | Res ¦ Energy Star Freezer | 2026 | Technical | GWh | Before Competition Groups | 30.8302 | 0 | 0 | 14373.5885 | 0.0021449 | 61 | Residential_2026_Technical_GWh_Before Competition Groups_61 | Energy Star Freezer | 0.2145% | 0 | 30.8302 | Residential_2026_Technical_GWh_Before Competition Groups_Energy Star Freezer
Residential | Res ¦ Floor Insulation | 2026 | Achievable | GWh | Before Competition Groups | 2.9456 | 0 | 0 | 1382.1554 | 0.0021311 | 37 | Residential_2026_Achievable_GWh_Before Competition Groups_37 | Floor Insulation | 0.2131% | 0 | 2.9456 | Residential_2026_Achievable_GWh_Before Competition Groups_Floor Insulation
Residential | Res ¦ Outside Air Economizer | 2026 | Technical | GWh | Before Competition Groups | 27.7191 | 0 | 0 | 14373.5885 | 0.0019285 | 62 | Residential_2026_Technical_GWh_Before Competition Groups_62 | Outside Air Economizer | 0.1928% | 0 | 27.7191 | Residential_2026_Technical_GWh_Before Competition Groups_Outside Air Economizer
Residential | Res ¦ Smart Burners | 2026 | Achievable | GWh | Before Competition Groups | 2.6621 | 0 | 0 | 1382.1554 | 0.0019261 | 38 | Residential_2026_Achievable_GWh_Before Competition Groups_38 | Smart Burners | 0.1926% | 0 | 2.6621 | Residential_2026_Achievable_GWh_Before Competition Groups_Smart Burners
Residential | Res ¦ Home Energy Reports | 2026 | Technical | GWh | Before Competition Groups | 26.8091 | 0 | 0 | 14373.5885 | 0.0018652 | 63 | Residential_2026_Technical_GWh_Before Competition Groups_63 | Home Energy Reports | 0.1865% | 0 | 26.8091 | Residential_2026_Technical_GWh_Before Competition Groups_Home Energy Reports
Residential | Res ¦ Drain Water Heat Recovery | 2026 | Technical | GWh | Before Competition Groups | 25.6196 | 0 | 0 | 14373.5885 | 0.0017824 | 64 | Residential_2026_Technical_GWh_Before Competition Groups_64 | Drain Water Heat Recovery | 0.1782% | 0 | 25.6196 | Residential_2026_Technical_GWh_Before Competition Groups_Drain Water Heat Recovery
Residential | Res ¦ Water Heater Temperature Setback | 2026 | Economic | GWh | Before Competition Groups | 13.393 | 0 | 0 | 7882.0104 | 0.0016992 | 39 | Residential_2026_Economic_GWh_Before Competition Groups_39 | Water Heater Temperature Setback | 0.1699% | 0 | 13.393 | Residential_2026_Economic_GWh_Before Competition Groups_Water Heater Temperature Setback
Residential | Res ¦ Heat Pump Water Heater | 2026 | Technical | GWh | Before Competition Groups | 23.8449 | 0 | 0 | 14373.5885 | 0.0016589 | 65 | Residential_2026_Technical_GWh_Before Competition Groups_65 | Heat Pump Water Heater | 0.1659% | 0 | 23.8449 | Residential_2026_Technical_GWh_Before Competition Groups_Heat Pump Water Heater
Residential | Res ¦ Heat Recovery Ventilator | 2026 | Economic | GWh | Before Competition Groups | 12.6708 | 0 | 0 | 7882.0104 | 0.0016076 | 40 | Residential_2026_Economic_GWh_Before Competition Groups_40 | Heat Recovery Ventilator | 0.1608% | 0 | 12.6708 | Residential_2026_Economic_GWh_Before Competition Groups_Heat Recovery Ventilator
Residential | Res ¦ Demand Control Ventilation | 2026 | Technical | GWh | Before Competition Groups | 23.068 | 0 | 0 | 14373.5885 | 0.0016049 | 66 | Residential_2026_Technical_GWh_Before Competition Groups_66 | Demand Control Ventilation | 0.1605% | 0 | 23.068 | Residential_2026_Technical_GWh_Before Competition Groups_Demand Control Ventilation
Residential | Res ¦ Tankless Water Heater | 2026 | Technical | GWh | Before Competition Groups | 21.5579 | 0 | 0 | 14373.5885 | 0.0014998 | 67 | Residential_2026_Technical_GWh_Before Competition Groups_67 | Tankless Water Heater | 0.15% | 0 | 21.5579 | Residential_2026_Technical_GWh_Before Competition Groups_Tankless Water Heater
Residential | Res ¦ Wall Insulation | 2026 | Achievable | GWh | Before Competition Groups | 2.0625 | 0 | 0 | 1382.1554 | 0.0014922 | 39 | Residential_2026_Achievable_GWh_Before Competition Groups_39 | Wall Insulation | 0.1492% | 0 | 2.0625 | Residential_2026_Achievable_GWh_Before Competition Groups_Wall Insulation
Residential | Res ¦ Central Lighting Control System | 2026 | Technical | GWh | Before Competition Groups | 20.8417 | 0 | 0 | 14373.5885 | 0.00145 | 68 | Residential_2026_Technical_GWh_Before Competition Groups_68 | Central Lighting Control System | 0.145% | 0 | 20.8417 | Residential_2026_Technical_GWh_Before Competition Groups_Central Lighting Control System
Residential | Res ¦ Variable Frequency Drive (VFD) | 2026 | Technical | GWh | Before Competition Groups | 18.1241 | 0 | 0 | 14373.5885 | 0.0012609 | 69 | Residential_2026_Technical_GWh_Before Competition Groups_69 | Variable Frequency Drive (VFD) | 0.1261% | 0 | 18.1241 | Residential_2026_Technical_GWh_Before Competition Groups_Variable Frequency Drive (VFD)
Residential | Res ¦ ENERGY STAR LED Lamps (General Service Lamps) | 2026 | Achievable | GWh | Before Competition Groups | 1.6842 | 0 | 0 | 1382.1554 | 0.0012185 | 40 | Residential_2026_Achievable_GWh_Before Competition Groups_40 | ENERGY STAR LED Lamps (General Service Lamps) | 0.1219% | 0 | 1.6842 | Residential_2026_Achievable_GWh_Before Competition Groups_ENERGY STAR LED Lamps (General Service Lamps)
Residential | Res ¦ CO Sensors for parking garage exhaust fans | 2026 | Technical | GWh | Before Competition Groups | 17.4886 | 0 | 0 | 14373.5885 | 0.0012167 | 70 | Residential_2026_Technical_GWh_Before Competition Groups_70 | CO Sensors for parking garage exhaust fans | 0.1217% | 0 | 17.4886 | Residential_2026_Technical_GWh_Before Competition Groups_CO Sensors for parking garage exhaust fans
Residential | Res ¦ ENERGY STAR LED LAMPS (REFLECTOR LAMPs/MR16/PAR 16) | 2026 | Technical | GWh | Before Competition Groups | 17.1839 | 0 | 0 | 14373.5885 | 0.0011955 | 71 | Residential_2026_Technical_GWh_Before Competition Groups_71 | ENERGY STAR LED LAMPS (REFLECTOR LAMPs/MR16/PAR 16) | 0.1196% | 0 | 17.1839 | Residential_2026_Technical_GWh_Before Competition Groups_ENERGY STAR LED LAMPS (REFLECTOR LAMPs/MR16/PAR 16)
Residential | Res ¦ LED Tube Re-Lamp | 2026 | Technical | GWh | Before Competition Groups | 17.0243 | 0 | 0 | 14373.5885 | 0.0011844 | 72 | Residential_2026_Technical_GWh_Before Competition Groups_72 | LED Tube Re-Lamp | 0.1184% | 0 | 17.0243 | Residential_2026_Technical_GWh_Before Competition Groups_LED Tube Re-Lamp
Residential | Res ¦ VFD on Pumps | 2026 | Achievable | GWh | Before Competition Groups | 1.576 | 0 | 0 | 1382.1554 | 0.0011402 | 41 | Residential_2026_Achievable_GWh_Before Competition Groups_41 | VFD on Pumps | 0.114% | 0 | 1.576 | Residential_2026_Achievable_GWh_Before Competition Groups_VFD on Pumps
Residential | Res ¦ Condensing Make Up Air Unit | 2026 | Achievable | GWh | Before Competition Groups | 1.5333 | 0 | 0 | 1382.1554 | 0.0011093 | 42 | Residential_2026_Achievable_GWh_Before Competition Groups_42 | Condensing Make Up Air Unit | 0.1109% | 0 | 1.5333 | Residential_2026_Achievable_GWh_Before Competition Groups_Condensing Make Up Air Unit
Residential | Res ¦ Duct Insulation MF | 2026 | Achievable | GWh | Before Competition Groups | 1.291 | 0 | 0 | 1382.1554 | 0.00093402 | 43 | Residential_2026_Achievable_GWh_Before Competition Groups_43 | Duct Insulation MF | 0.0934% | 0 | 1.291 | Residential_2026_Achievable_GWh_Before Competition Groups_Duct Insulation MF
Residential | Res ¦ Water Heater Temperature Setback | 2026 | Technical | GWh | Before Competition Groups | 13.393 | 0 | 0 | 14373.5885 | 0.00093178 | 73 | Residential_2026_Technical_GWh_Before Competition Groups_73 | Water Heater Temperature Setback | 0.09318% | 0 | 13.393 | Residential_2026_Technical_GWh_Before Competition Groups_Water Heater Temperature Setback
Residential | Res ¦ Home Energy Reports | 2026 | Economic | GWh | Before Competition Groups | 7.3029 | 0 | 0 | 7882.0104 | 0.00092653 | 41 | Residential_2026_Economic_GWh_Before Competition Groups_41 | Home Energy Reports | 0.09265% | 0 | 7.3029 | Residential_2026_Economic_GWh_Before Competition Groups_Home Energy Reports
Residential | Res ¦ Heat Recovery Ventilator | 2026 | Technical | GWh | Before Competition Groups | 13.0975 | 0 | 0 | 14373.5885 | 0.00091122 | 74 | Residential_2026_Technical_GWh_Before Competition Groups_74 | Heat Recovery Ventilator | 0.09112% | 0 | 13.0975 | Residential_2026_Technical_GWh_Before Competition Groups_Heat Recovery Ventilator
Residential | Res ¦ DHW Recirculation Systems | 2026 | Technical | GWh | Before Competition Groups | 12.0657 | 0 | 0 | 14373.5885 | 0.00083944 | 75 | Residential_2026_Technical_GWh_Before Competition Groups_75 | DHW Recirculation Systems | 0.08394% | 0 | 12.0657 | Residential_2026_Technical_GWh_Before Competition Groups_DHW Recirculation Systems
Residential | Res ¦ Solar Water Heating System | 2026 | Technical | GWh | Before Competition Groups | 11.7516 | 0 | 0 | 14373.5885 | 0.00081758 | 76 | Residential_2026_Technical_GWh_Before Competition Groups_76 | Solar Water Heating System | 0.08176% | 0 | 11.7516 | Residential_2026_Technical_GWh_Before Competition Groups_Solar Water Heating System
Residential | Res ¦ Home Energy Reports | 2026 | Achievable | GWh | Before Competition Groups | 1.1182 | 0 | 0 | 1382.1554 | 0.00080905 | 44 | Residential_2026_Achievable_GWh_Before Competition Groups_44 | Home Energy Reports | 0.0809% | 0 | 1.1182 | Residential_2026_Achievable_GWh_Before Competition Groups_Home Energy Reports
Residential | Res ¦ Condensing Make Up Air Unit | 2026 | Economic | GWh | Before Competition Groups | 6.0427 | 0 | 0 | 7882.0104 | 0.00076665 | 42 | Residential_2026_Economic_GWh_Before Competition Groups_42 | Condensing Make Up Air Unit | 0.07666% | 0 | 6.0427 | Residential_2026_Economic_GWh_Before Competition Groups_Condensing Make Up Air Unit
Residential | Res ¦ Air Source Heat Pump Maintenance | 2026 | Technical | GWh | Before Competition Groups | 10.8884 | 0 | 0 | 14373.5885 | 0.00075752 | 77 | Residential_2026_Technical_GWh_Before Competition Groups_77 | Air Source Heat Pump Maintenance | 0.07575% | 0 | 10.8884 | Residential_2026_Technical_GWh_Before Competition Groups_Air Source Heat Pump Maintenance
Residential | Res ¦ High Efficiency Storage Water Heater | 2026 | Technical | GWh | Before Competition Groups | 10.4114 | 0 | 0 | 14373.5885 | 0.00072434 | 78 | Residential_2026_Technical_GWh_Before Competition Groups_78 | High Efficiency Storage Water Heater | 0.07243% | 0 | 10.4114 | Residential_2026_Technical_GWh_Before Competition Groups_High Efficiency Storage Water Heater
Residential | Res ¦ High Efficiency Chiller (avg of water and air cooled) | 2026 | Economic | GWh | Before Competition Groups | 5.6236 | 0 | 0 | 7882.0104 | 0.00071348 | 43 | Residential_2026_Economic_GWh_Before Competition Groups_43 | High Efficiency Chiller (avg of water and air cooled) | 0.07135% | 0 | 5.6236 | Residential_2026_Economic_GWh_Before Competition Groups_High Efficiency Chiller (avg of water and air cooled)
Residential | Res ¦ VFD on Pumps | 2026 | Economic | GWh | Before Competition Groups | 5.5734 | 0 | 0 | 7882.0104 | 0.0007071 | 44 | Residential_2026_Economic_GWh_Before Competition Groups_44 | VFD on Pumps | 0.07071% | 0 | 5.5734 | Residential_2026_Economic_GWh_Before Competition Groups_VFD on Pumps
Residential | Res ¦ Energy Star Dishwasher | 2026 | Technical | GWh | Before Competition Groups | 9.7578 | 0 | 0 | 14373.5885 | 0.00067887 | 79 | Residential_2026_Technical_GWh_Before Competition Groups_79 | Energy Star Dishwasher | 0.06789% | 0 | 9.7578 | Residential_2026_Technical_GWh_Before Competition Groups_Energy Star Dishwasher
Residential | Res ¦ LED Tube Re-Lamp | 2026 | Economic | GWh | Before Competition Groups | 4.2853 | 0 | 0 | 7882.0104 | 0.00054368 | 45 | Residential_2026_Economic_GWh_Before Competition Groups_45 | LED Tube Re-Lamp | 0.05437% | 0 | 4.2853 | Residential_2026_Economic_GWh_Before Competition Groups_LED Tube Re-Lamp
Residential | Res ¦ ECM MOTORS FOR HVAC APPLICATION (FAN-POWERED VAV BOX) | 2026 | Achievable | GWh | Before Competition Groups | 0.74047 | 0 | 0 | 1382.1554 | 0.00053574 | 45 | Residential_2026_Achievable_GWh_Before Competition Groups_45 | ECM MOTORS FOR HVAC APPLICATION (FAN-POWERED VAV BOX) | 0.05357% | 0 | 0.74047 | Residential_2026_Achievable_GWh_Before Competition Groups_ECM MOTORS FOR HVAC APPLICATION (FAN-POWERED VAV BOX)
Residential | Res ¦ Condensing Make Up Air Unit | 2026 | Technical | GWh | Before Competition Groups | 6.0427 | 0 | 0 | 14373.5885 | 0.0004204 | 80 | Residential_2026_Technical_GWh_Before Competition Groups_80 | Condensing Make Up Air Unit | 0.04204% | 0 | 6.0427 | Residential_2026_Technical_GWh_Before Competition Groups_Condensing Make Up Air Unit
Residential | Res ¦ High Efficiency Chiller (avg of water and air cooled) | 2026 | Technical | GWh | Before Competition Groups | 5.6236 | 0 | 0 | 14373.5885 | 0.00039125 | 81 | Residential_2026_Technical_GWh_Before Competition Groups_81 | High Efficiency Chiller (avg of water and air cooled) | 0.03912% | 0 | 5.6236 | Residential_2026_Technical_GWh_Before Competition Groups_High Efficiency Chiller (avg of water and air cooled)
Residential | Res ¦ VFD on Pumps | 2026 | Technical | GWh | Before Competition Groups | 5.5734 | 0 | 0 | 14373.5885 | 0.00038775 | 82 | Residential_2026_Technical_GWh_Before Competition Groups_82 | VFD on Pumps | 0.03878% | 0 | 5.5734 | Residential_2026_Technical_GWh_Before Competition Groups_VFD on Pumps
Residential | Res ¦ ENERGY STAR LED Lamps (General Service Lamps) | 2026 | Economic | GWh | Before Competition Groups | 2.9051 | 0 | 0 | 7882.0104 | 0.00036857 | 46 | Residential_2026_Economic_GWh_Before Competition Groups_46 | ENERGY STAR LED Lamps (General Service Lamps) | 0.03686% | 0 | 2.9051 | Residential_2026_Economic_GWh_Before Competition Groups_ENERGY STAR LED Lamps (General Service Lamps)
Residential | Res ¦ ECM MOTORS FOR HVAC APPLICATION (FAN-POWERED VAV BOX) | 2026 | Economic | GWh | Before Competition Groups | 2.8304 | 0 | 0 | 7882.0104 | 0.00035909 | 47 | Residential_2026_Economic_GWh_Before Competition Groups_47 | ECM MOTORS FOR HVAC APPLICATION (FAN-POWERED VAV BOX) | 0.03591% | 0 | 2.8304 | Residential_2026_Economic_GWh_Before Competition Groups_ECM MOTORS FOR HVAC APPLICATION (FAN-POWERED VAV BOX)
Residential | Res ¦ Energy Star Windows | 2026 | Achievable | GWh | Before Competition Groups | 0.48 | 0 | 0 | 1382.1554 | 0.00034729 | 46 | Residential_2026_Achievable_GWh_Before Competition Groups_46 | Energy Star Windows | 0.03473% | 0 | 0.48 | Residential_2026_Achievable_GWh_Before Competition Groups_Energy Star Windows
Residential | Res ¦ Heat Recovery Ventilator | 2026 | Achievable | GWh | Before Competition Groups | 0.38763 | 0 | 0 | 1382.1554 | 0.00028045 | 47 | Residential_2026_Achievable_GWh_Before Competition Groups_47 | Heat Recovery Ventilator | 0.02805% | 0 | 0.38763 | Residential_2026_Achievable_GWh_Before Competition Groups_Heat Recovery Ventilator
Residential | Res ¦ Beverage Vending Machine Controls | 2026 | Achievable | GWh | Before Competition Groups | 0.3757 | 0 | 0 | 1382.1554 | 0.00027182 | 48 | Residential_2026_Achievable_GWh_Before Competition Groups_48 | Beverage Vending Machine Controls | 0.02718% | 0 | 0.3757 | Residential_2026_Achievable_GWh_Before Competition Groups_Beverage Vending Machine Controls
Residential | Res ¦ Basement or Crawlspace Insulation | 2026 | Achievable | GWh | Before Competition Groups | 0.32353 | 0 | 0 | 1382.1554 | 0.00023408 | 49 | Residential_2026_Achievable_GWh_Before Competition Groups_49 | Basement or Crawlspace Insulation | 0.02341% | 0 | 0.32353 | Residential_2026_Achievable_GWh_Before Competition Groups_Basement or Crawlspace Insulation
Residential | Res ¦ Beverage Vending Machine Controls | 2026 | Economic | GWh | Before Competition Groups | 1.7755 | 0 | 0 | 7882.0104 | 0.00022526 | 48 | Residential_2026_Economic_GWh_Before Competition Groups_48 | Beverage Vending Machine Controls | 0.02253% | 0 | 1.7755 | Residential_2026_Economic_GWh_Before Competition Groups_Beverage Vending Machine Controls
Residential | Res ¦ Energy Star Windows | 2026 | Economic | GWh | Before Competition Groups | 1.6987 | 0 | 0 | 7882.0104 | 0.00021552 | 49 | Residential_2026_Economic_GWh_Before Competition Groups_49 | Energy Star Windows | 0.02155% | 0 | 1.6987 | Residential_2026_Economic_GWh_Before Competition Groups_Energy Star Windows
Residential | Res ¦ ENERGY STAR LED Lamps (General Service Lamps) | 2026 | Technical | GWh | Before Competition Groups | 2.9051 | 0 | 0 | 14373.5885 | 0.00020211 | 83 | Residential_2026_Technical_GWh_Before Competition Groups_83 | ENERGY STAR LED Lamps (General Service Lamps) | 0.02021% | 0 | 2.9051 | Residential_2026_Technical_GWh_Before Competition Groups_ENERGY STAR LED Lamps (General Service Lamps)
Residential | Res ¦ ECM MOTORS FOR HVAC APPLICATION (FAN-POWERED VAV BOX) | 2026 | Technical | GWh | Before Competition Groups | 2.8304 | 0 | 0 | 14373.5885 | 0.00019692 | 84 | Residential_2026_Technical_GWh_Before Competition Groups_84 | ECM MOTORS FOR HVAC APPLICATION (FAN-POWERED VAV BOX) | 0.01969% | 0 | 2.8304 | Residential_2026_Technical_GWh_Before Competition Groups_ECM MOTORS FOR HVAC APPLICATION (FAN-POWERED VAV BOX)
Residential | Res ¦ HVAC Optimization | 2026 | Technical | GWh | Before Competition Groups | 2.0755 | 0 | 0 | 14373.5885 | 0.0001444 | 85 | Residential_2026_Technical_GWh_Before Competition Groups_85 | HVAC Optimization | 0.01444% | 0 | 2.0755 | Residential_2026_Technical_GWh_Before Competition Groups_HVAC Optimization
Residential | Res ¦ Beverage Vending Machine Controls | 2026 | Technical | GWh | Before Competition Groups | 1.7755 | 0 | 0 | 14373.5885 | 0.00012353 | 86 | Residential_2026_Technical_GWh_Before Competition Groups_86 | Beverage Vending Machine Controls | 0.01235% | 0 | 1.7755 | Residential_2026_Technical_GWh_Before Competition Groups_Beverage Vending Machine Controls
Residential | Res ¦ Tankless Water Heater | 2026 | Economic | GWh | Before Competition Groups | 0.88149 | 0 | 0 | 7882.0104 | 0.00011184 | 50 | Residential_2026_Economic_GWh_Before Competition Groups_50 | Tankless Water Heater | 0.01118% | 0 | 0.88149 | Residential_2026_Economic_GWh_Before Competition Groups_Tankless Water Heater
Residential | Res ¦ Wall Insulation MF | 2026 | Technical | GWh | Before Competition Groups | 0.67807 | 0 | 0 | 14373.5885 | 4.7174e-05 | 87 | Residential_2026_Technical_GWh_Before Competition Groups_87 | Wall Insulation MF | 0.004717% | 0 | 0.67807 | Residential_2026_Technical_GWh_Before Competition Groups_Wall Insulation MF
Residential | Res ¦ Tankless Water Heater | 2026 | Achievable | GWh | Before Competition Groups | 0.062501 | 0 | 0 | 1382.1554 | 4.522e-05 | 50 | Residential_2026_Achievable_GWh_Before Competition Groups_50 | Tankless Water Heater | 0.004522% | 0 | 0.062501 | Residential_2026_Achievable_GWh_Before Competition Groups_Tankless Water Heater
Residential | Res ¦ Chilled Water Optimization | 2026 | Achievable | GWh | Before Competition Groups | 0.039418 | 0 | 0 | 1382.1554 | 2.8519e-05 | 51 | Residential_2026_Achievable_GWh_Before Competition Groups_51 | Chilled Water Optimization | 0.002852% | 0 | 0.039418 | Residential_2026_Achievable_GWh_Before Competition Groups_Chilled Water Optimization
Residential | Res ¦ LED Recessed Downlights | 2026 | Technical | GWh | Before Competition Groups | 0.34687 | 0 | 0 | 14373.5885 | 2.4133e-05 | 88 | Residential_2026_Technical_GWh_Before Competition Groups_88 | LED Recessed Downlights | 0.002413% | 0 | 0.34687 | Residential_2026_Technical_GWh_Before Competition Groups_LED Recessed Downlights
Residential | Res ¦ LED High Bay Fixture | 2026 | Technical | GWh | Before Competition Groups | 0.29929 | 0 | 0 | 14373.5885 | 2.0822e-05 | 89 | Residential_2026_Technical_GWh_Before Competition Groups_89 | LED High Bay Fixture | 0.002082% | 0 | 0.29929 | Residential_2026_Technical_GWh_Before Competition Groups_LED High Bay Fixture
Residential | Res ¦ Chilled Water Optimization | 2026 | Economic | GWh | Before Competition Groups | 0.14728 | 0 | 0 | 7882.0104 | 1.8686e-05 | 51 | Residential_2026_Economic_GWh_Before Competition Groups_51 | Chilled Water Optimization | 0.001869% | 0 | 0.14728 | Residential_2026_Economic_GWh_Before Competition Groups_Chilled Water Optimization
Residential | Res ¦ Chilled Water Optimization | 2026 | Technical | GWh | Before Competition Groups | 0.14728 | 0 | 0 | 14373.5885 | 1.0247e-05 | 90 | Residential_2026_Technical_GWh_Before Competition Groups_90 | Chilled Water Optimization | 0.001025% | 0 | 0.14728 | Residential_2026_Technical_GWh_Before Competition Groups_Chilled Water Optimization
Residential | Res ¦ Wall Insulation MF | 2026 | Economic | GWh | Before Competition Groups | 0.055658 | 0 | 0 | 7882.0104 | 7.0614e-06 | 52 | Residential_2026_Economic_GWh_Before Competition Groups_52 | Wall Insulation MF | 0.0007061% | 0 | 0.055658 | Residential_2026_Economic_GWh_Before Competition Groups_Wall Insulation MF
Residential | Res ¦ Solar Water Preheat (Pools/DHW) | 2026 | Technical | GWh | Before Competition Groups | 0.031744 | 0 | 0 | 14373.5885 | 2.2085e-06 | 91 | Residential_2026_Technical_GWh_Before Competition Groups_91 | Solar Water Preheat (Pools/DHW) | 0.0002209% | 0 | 0.031744 | Residential_2026_Technical_GWh_Before Competition Groups_Solar Water Preheat (Pools/DHW)
Residential | Res ¦ Wall Insulation MF | 2026 | Achievable | GWh | Before Competition Groups | 0.0026518 | 0 | 0 | 1382.1554 | 1.9186e-06 | 52 | Residential_2026_Achievable_GWh_Before Competition Groups_52 | Wall Insulation MF | 0.0001919% | 0 | 0.0026518 | Residential_2026_Achievable_GWh_Before Competition Groups_Wall Insulation MF
Residential | Res ¦ Photocell Controls (Outdoor) | 2026 | Technical | GWh | Before Competition Groups | 0.0003706 | 0 | 0 | 14373.5885 | 2.5783e-08 | 92 | Residential_2026_Technical_GWh_Before Competition Groups_92 | Photocell Controls (Outdoor) | 2.578e-06% | 0 | 0.0003706 | Residential_2026_Technical_GWh_Before Competition Groups_Photocell Controls (Outdoor)
Residential | Res ¦ Air Source Heat Pump | 2026 | Achievable | GWh | Before Competition Groups | 0 | 0 | 0 | 1382.1554 | 0 | 53 | Residential_2026_Achievable_GWh_Before Competition Groups_53 | Air Source Heat Pump | 0% | 0 | 0 | Residential_2026_Achievable_GWh_Before Competition Groups_Air Source Heat Pump
Residential | Res ¦ Air Source Heat Pump | 2026 | Economic | GWh | Before Competition Groups | 0 | 0 | 0 | 7882.0104 | 0 | 53 | Residential_2026_Economic_GWh_Before Competition Groups_53 | Air Source Heat Pump | 0% | 0 | 0 | Residential_2026_Economic_GWh_Before Competition Groups_Air Source Heat Pump
Residential | Res ¦ Ceiling Insulation | 2026 | Achievable | GWh | Before Competition Groups | 0 | 0 | 0 | 1382.1554 | 0 | 54 | Residential_2026_Achievable_GWh_Before Competition Groups_54 | Ceiling Insulation | 0% | 0 | 0 | Residential_2026_Achievable_GWh_Before Competition Groups_Ceiling Insulation
Residential | Res ¦ Ceiling Insulation | 2026 | Economic | GWh | Before Competition Groups | 0 | 0 | 0 | 7882.0104 | 0 | 54 | Residential_2026_Economic_GWh_Before Competition Groups_54 | Ceiling Insulation | 0% | 0 | 0 | Residential_2026_Economic_GWh_Before Competition Groups_Ceiling Insulation
Residential | Res ¦ DHW Recirculation Systems | 2026 | Achievable | GWh | Before Competition Groups | 0 | 0 | 0 | 1382.1554 | 0 | 55 | Residential_2026_Achievable_GWh_Before Competition Groups_55 | DHW Recirculation Systems | 0% | 0 | 0 | Residential_2026_Achievable_GWh_Before Competition Groups_DHW Recirculation Systems
Residential | Res ¦ DHW Recirculation Systems | 2026 | Economic | GWh | Before Competition Groups | 0 | 0 | 0 | 7882.0104 | 0 | 55 | Residential_2026_Economic_GWh_Before Competition Groups_55 | DHW Recirculation Systems | 0% | 0 | 0 | Residential_2026_Economic_GWh_Before Competition Groups_DHW Recirculation Systems
Residential | Res ¦ Drain Water Heat Recovery | 2026 | Achievable | GWh | Before Competition Groups | 0 | 0 | 0 | 1382.1554 | 0 | 56 | Residential_2026_Achievable_GWh_Before Competition Groups_56 | Drain Water Heat Recovery | 0% | 0 | 0 | Residential_2026_Achievable_GWh_Before Competition Groups_Drain Water Heat Recovery
Residential | Res ¦ Drain Water Heat Recovery | 2026 | Economic | GWh | Before Competition Groups | 0 | 0 | 0 | 7882.0104 | 0 | 56 | Residential_2026_Economic_GWh_Before Competition Groups_56 | Drain Water Heat Recovery | 0% | 0 | 0 | Residential_2026_Economic_GWh_Before Competition Groups_Drain Water Heat Recovery
Residential | Res ¦ Early Hot Water Heater Replacement | 2026 | Achievable | GWh | Before Competition Groups | 0 | 0 | 0 | 1382.1554 | 0 | 57 | Residential_2026_Achievable_GWh_Before Competition Groups_57 | Early Hot Water Heater Replacement | 0% | 0 | 0 | Residential_2026_Achievable_GWh_Before Competition Groups_Early Hot Water Heater Replacement
Residential | Res ¦ Early Hot Water Heater Replacement | 2026 | Economic | GWh | Before Competition Groups | 0 | 0 | 0 | 7882.0104 | 0 | 57 | Residential_2026_Economic_GWh_Before Competition Groups_57 | Early Hot Water Heater Replacement | 0% | 0 | 0 | Residential_2026_Economic_GWh_Before Competition Groups_Early Hot Water Heater Replacement
Residential | Res ¦ Energy Star Clothes Dryer | 2026 | Achievable | GWh | Before Competition Groups | 0 | 0 | 0 | 1382.1554 | 0 | 58 | Residential_2026_Achievable_GWh_Before Competition Groups_58 | Energy Star Clothes Dryer | 0% | 0 | 0 | Residential_2026_Achievable_GWh_Before Competition Groups_Energy Star Clothes Dryer
Residential | Res ¦ Energy Star Clothes Dryer | 2026 | Economic | GWh | Before Competition Groups | 0 | 0 | 0 | 7882.0104 | 0 | 58 | Residential_2026_Economic_GWh_Before Competition Groups_58 | Energy Star Clothes Dryer | 0% | 0 | 0 | Residential_2026_Economic_GWh_Before Competition Groups_Energy Star Clothes Dryer
Residential | Res ¦ Energy Star Dehumidifier | 2026 | Achievable | GWh | Before Competition Groups | 0 | 0 | 0 | 1382.1554 | 0 | 59 | Residential_2026_Achievable_GWh_Before Competition Groups_59 | Energy Star Dehumidifier | 0% | 0 | 0 | Residential_2026_Achievable_GWh_Before Competition Groups_Energy Star Dehumidifier
Residential | Res ¦ Energy Star Dehumidifier | 2026 | Economic | GWh | Before Competition Groups | 0 | 0 | 0 | 7882.0104 | 0 | 59 | Residential_2026_Economic_GWh_Before Competition Groups_59 | Energy Star Dehumidifier | 0% | 0 | 0 | Residential_2026_Economic_GWh_Before Competition Groups_Energy Star Dehumidifier
Residential | Res ¦ Energy Star Freezer | 2026 | Achievable | GWh | Before Competition Groups | 0 | 0 | 0 | 1382.1554 | 0 | 60 | Residential_2026_Achievable_GWh_Before Competition Groups_60 | Energy Star Freezer | 0% | 0 | 0 | Residential_2026_Achievable_GWh_Before Competition Groups_Energy Star Freezer
Residential | Res ¦ Energy Star Freezer | 2026 | Economic | GWh | Before Competition Groups | 0 | 0 | 0 | 7882.0104 | 0 | 60 | Residential_2026_Economic_GWh_Before Competition Groups_60 | Energy Star Freezer | 0% | 0 | 0 | Residential_2026_Economic_GWh_Before Competition Groups_Energy Star Freezer
Residential | Res ¦ Furnace with ECM | 2026 | Achievable | GWh | Before Competition Groups | 0 | 0 | 0 | 1382.1554 | 0 | 61 | Residential_2026_Achievable_GWh_Before Competition Groups_61 | Furnace with ECM | 0% | 0 | 0 | Residential_2026_Achievable_GWh_Before Competition Groups_Furnace with ECM
Residential | Res ¦ Furnace with ECM | 2026 | Economic | GWh | Before Competition Groups | 0 | 0 | 0 | 7882.0104 | 0 | 61 | Residential_2026_Economic_GWh_Before Competition Groups_61 | Furnace with ECM | 0% | 0 | 0 | Residential_2026_Economic_GWh_Before Competition Groups_Furnace with ECM
Residential | Res ¦ Heat Pump Water Heater | 2026 | Achievable | GWh | Before Competition Groups | 0 | 0 | 0 | 1382.1554 | 0 | 62 | Residential_2026_Achievable_GWh_Before Competition Groups_62 | Heat Pump Water Heater | 0% | 0 | 0 | Residential_2026_Achievable_GWh_Before Competition Groups_Heat Pump Water Heater
Residential | Res ¦ Heat Pump Water Heater | 2026 | Economic | GWh | Before Competition Groups | 0 | 0 | 0 | 7882.0104 | 0 | 62 | Residential_2026_Economic_GWh_Before Competition Groups_62 | Heat Pump Water Heater | 0% | 0 | 0 | Residential_2026_Economic_GWh_Before Competition Groups_Heat Pump Water Heater
Residential | Res ¦ LED Downlight | 2026 | Achievable | GWh | Before Competition Groups | 0 | 0 | 0 | 1382.1554 | 0 | 63 | Residential_2026_Achievable_GWh_Before Competition Groups_63 | LED Downlight | 0% | 0 | 0 | Residential_2026_Achievable_GWh_Before Competition Groups_LED Downlight
Residential | Res ¦ LED Downlight | 2026 | Economic | GWh | Before Competition Groups | 0 | 0 | 0 | 7882.0104 | 0 | 63 | Residential_2026_Economic_GWh_Before Competition Groups_63 | LED Downlight | 0% | 0 | 0 | Residential_2026_Economic_GWh_Before Competition Groups_LED Downlight
Residential | Res ¦ LED High Bay Fixture | 2026 | Achievable | GWh | Before Competition Groups | 0 | 0 | 0 | 1382.1554 | 0 | 64 | Residential_2026_Achievable_GWh_Before Competition Groups_64 | LED High Bay Fixture | 0% | 0 | 0 | Residential_2026_Achievable_GWh_Before Competition Groups_LED High Bay Fixture
Residential | Res ¦ LED High Bay Fixture | 2026 | Economic | GWh | Before Competition Groups | 0 | 0 | 0 | 7882.0104 | 0 | 64 | Residential_2026_Economic_GWh_Before Competition Groups_64 | LED High Bay Fixture | 0% | 0 | 0 | Residential_2026_Economic_GWh_Before Competition Groups_LED High Bay Fixture
Residential | Res ¦ Lighting Motion Sensors, Timers, Dimmers | 2026 | Achievable | GWh | Before Competition Groups | 0 | 0 | 0 | 1382.1554 | 0 | 65 | Residential_2026_Achievable_GWh_Before Competition Groups_65 | Lighting Motion Sensors, Timers, Dimmers | 0% | 0 | 0 | Residential_2026_Achievable_GWh_Before Competition Groups_Lighting Motion Sensors, Timers, Dimmers
Residential | Res ¦ Lighting Motion Sensors, Timers, Dimmers | 2026 | Economic | GWh | Before Competition Groups | 0 | 0 | 0 | 7882.0104 | 0 | 65 | Residential_2026_Economic_GWh_Before Competition Groups_65 | Lighting Motion Sensors, Timers, Dimmers | 0% | 0 | 0 | Residential_2026_Economic_GWh_Before Competition Groups_Lighting Motion Sensors, Timers, Dimmers
Residential | Res ¦ Networked/ Connected - Indoor LED Luminaire | 2026 | Achievable | GWh | Before Competition Groups | 0 | 0 | 0 | 1382.1554 | 0 | 66 | Residential_2026_Achievable_GWh_Before Competition Groups_66 | Networked/ Connected - Indoor LED Luminaire | 0% | 0 | 0 | Residential_2026_Achievable_GWh_Before Competition Groups_Networked/ Connected - Indoor LED Luminaire
Residential | Res ¦ Networked/ Connected - Indoor LED Luminaire | 2026 | Economic | GWh | Before Competition Groups | 0 | 0 | 0 | 7882.0104 | 0 | 66 | Residential_2026_Economic_GWh_Before Competition Groups_66 | Networked/ Connected - Indoor LED Luminaire | 0% | 0 | 0 | Residential_2026_Economic_GWh_Before Competition Groups_Networked/ Connected - Indoor LED Luminaire
Residential | Res ¦ Radiant Barrier | 2026 | Achievable | GWh | Before Competition Groups | 0 | 0 | 0 | 1382.1554 | 0 | 67 | Residential_2026_Achievable_GWh_Before Competition Groups_67 | Radiant Barrier | 0% | 0 | 0 | Residential_2026_Achievable_GWh_Before Competition Groups_Radiant Barrier
Residential | Res ¦ Radiant Barrier | 2026 | Economic | GWh | Before Competition Groups | 0 | 0 | 0 | 7882.0104 | 0 | 67 | Residential_2026_Economic_GWh_Before Competition Groups_67 | Radiant Barrier | 0% | 0 | 0 | Residential_2026_Economic_GWh_Before Competition Groups_Radiant Barrier
Residential | Res ¦ Smart Power Bar | 2026 | Achievable | GWh | Before Competition Groups | 0 | 0 | 0 | 1382.1554 | 0 | 68 | Residential_2026_Achievable_GWh_Before Competition Groups_68 | Smart Power Bar | 0% | 0 | 0 | Residential_2026_Achievable_GWh_Before Competition Groups_Smart Power Bar
Residential | Res ¦ Smart Power Bar | 2026 | Economic | GWh | Before Competition Groups | 0 | 0 | 0 | 7882.0104 | 0 | 68 | Residential_2026_Economic_GWh_Before Competition Groups_68 | Smart Power Bar | 0% | 0 | 0 | Residential_2026_Economic_GWh_Before Competition Groups_Smart Power Bar
Residential | Res ¦ Variable Refrigerant Flow Heat Pump | 2026 | Achievable | GWh | Before Competition Groups | 0 | 0 | 0 | 1382.1554 | 0 | 69 | Residential_2026_Achievable_GWh_Before Competition Groups_69 | Variable Refrigerant Flow Heat Pump | 0% | 0 | 0 | Residential_2026_Achievable_GWh_Before Competition Groups_Variable Refrigerant Flow Heat Pump
Residential | Res ¦ Variable Refrigerant Flow Heat Pump | 2026 | Economic | GWh | Before Competition Groups | 0 | 0 | 0 | 7882.0104 | 0 | 69 | Residential_2026_Economic_GWh_Before Competition Groups_69 | Variable Refrigerant Flow Heat Pump | 0% | 0 | 0 | Residential_2026_Economic_GWh_Before Competition Groups_Variable Refrigerant Flow Heat Pump
Residential | Res ¦ Energy Star A Line, PAR, MR Lamps | 2027 | Economic | GWh | Before Competition Groups | 1130.9689 | 0 | 0 | 8509.6222 | 0.1329 | 1 | Residential_2027_Economic_GWh_Before Competition Groups_1 | Energy Star A Line, PAR, MR Lamps | 13.29% | 0 | 1130.9689 | Residential_2027_Economic_GWh_Before Competition Groups_Energy Star A Line, PAR, MR Lamps
Residential | Res ¦ Energy Star LED Bulbs General Purpose LEDs | 2027 | Economic | GWh | Before Competition Groups | 987.6892 | 0 | 0 | 8509.6222 | 0.11607 | 2 | Residential_2027_Economic_GWh_Before Competition Groups_2 | Energy Star LED Bulbs General Purpose LEDs | 11.61% | 0 | 987.6892 | Residential_2027_Economic_GWh_Before Competition Groups_Energy Star LED Bulbs General Purpose LEDs
Residential | Res ¦ Energy Star Clothes Washer | 2027 | Achievable | GWh | Before Competition Groups | 192.68 | 0 | 0 | 1823.2806 | 0.10568 | 1 | Residential_2027_Achievable_GWh_Before Competition Groups_1 | Energy Star Clothes Washer | 10.57% | 0 | 192.68 | Residential_2027_Achievable_GWh_Before Competition Groups_Energy Star Clothes Washer
Residential | Res ¦ Smart Power Bar | 2027 | Technical | GWh | Before Competition Groups | 1618.4244 | 0 | 0 | 15372.6181 | 0.10528 | 1 | Residential_2027_Technical_GWh_Before Competition Groups_1 | Smart Power Bar | 10.53% | 0 | 1618.4244 | Residential_2027_Technical_GWh_Before Competition Groups_Smart Power Bar
Residential | Res ¦ Energy Star LED Specialty Bulbs | 2027 | Economic | GWh | Before Competition Groups | 860.6832 | 0 | 0 | 8509.6222 | 0.10114 | 3 | Residential_2027_Economic_GWh_Before Competition Groups_3 | Energy Star LED Specialty Bulbs | 10.11% | 0 | 860.6832 | Residential_2027_Economic_GWh_Before Competition Groups_Energy Star LED Specialty Bulbs
Residential | Res ¦ Energy Star LED Bulbs General Purpose LEDs | 2027 | Achievable | GWh | Before Competition Groups | 167.8684 | 0 | 0 | 1823.2806 | 0.092069 | 2 | Residential_2027_Achievable_GWh_Before Competition Groups_2 | Energy Star LED Bulbs General Purpose LEDs | 9.207% | 0 | 167.8684 | Residential_2027_Achievable_GWh_Before Competition Groups_Energy Star LED Bulbs General Purpose LEDs
Residential | Res ¦ Variable Speed Pool Pump Motor | 2027 | Achievable | GWh | Before Competition Groups | 162.5559 | 0 | 0 | 1823.2806 | 0.089156 | 3 | Residential_2027_Achievable_GWh_Before Competition Groups_3 | Variable Speed Pool Pump Motor | 8.916% | 0 | 162.5559 | Residential_2027_Achievable_GWh_Before Competition Groups_Variable Speed Pool Pump Motor
Residential | Res ¦ Energy Star LED Specialty Bulbs | 2027 | Achievable | GWh | Before Competition Groups | 147.1663 | 0 | 0 | 1823.2806 | 0.080715 | 4 | Residential_2027_Achievable_GWh_Before Competition Groups_4 | Energy Star LED Specialty Bulbs | 8.072% | 0 | 147.1663 | Residential_2027_Achievable_GWh_Before Competition Groups_Energy Star LED Specialty Bulbs
Residential | Res ¦ Adaptive Thermostat | 2027 | Economic | GWh | Before Competition Groups | 681.2247 | 0 | 0 | 8509.6222 | 0.080053 | 4 | Residential_2027_Economic_GWh_Before Competition Groups_4 | Adaptive Thermostat | 8.005% | 0 | 681.2247 | Residential_2027_Economic_GWh_Before Competition Groups_Adaptive Thermostat
Residential | Res ¦ Energy Star A Line, PAR, MR Lamps | 2027 | Technical | GWh | Before Competition Groups | 1130.9689 | 0 | 0 | 15372.6181 | 0.07357 | 2 | Residential_2027_Technical_GWh_Before Competition Groups_2 | Energy Star A Line, PAR, MR Lamps | 7.357% | 0 | 1130.9689 | Residential_2027_Technical_GWh_Before Competition Groups_Energy Star A Line, PAR, MR Lamps
Residential | Res ¦ Car Block Heater Timer | 2027 | Achievable | GWh | Before Competition Groups | 130.3626 | 0 | 0 | 1823.2806 | 0.071499 | 5 | Residential_2027_Achievable_GWh_Before Competition Groups_5 | Car Block Heater Timer | 7.15% | 0 | 130.3626 | Residential_2027_Achievable_GWh_Before Competition Groups_Car Block Heater Timer
Residential | Res ¦ Building Recommissioning, Operations and Maintenance (O&M) Improvements | 2027 | Achievable | GWh | Before Competition Groups | 127.6683 | 0 | 0 | 1823.2806 | 0.070021 | 6 | Residential_2027_Achievable_GWh_Before Competition Groups_6 | Building Recommissioning, Operations and Maintenance (O&M) Improvements | 7.002% | 0 | 127.6683 | Residential_2027_Achievable_GWh_Before Competition Groups_Building Recommissioning, Operations and Maintenance (O&M) Improvements
Residential | Res ¦ Air Sealing | 2027 | Economic | GWh | Before Competition Groups | 573.5358 | 0 | 0 | 8509.6222 | 0.067398 | 5 | Residential_2027_Economic_GWh_Before Competition Groups_5 | Air Sealing | 6.74% | 0 | 573.5358 | Residential_2027_Economic_GWh_Before Competition Groups_Air Sealing
Residential | Res ¦ Energy Star LED Bulbs General Purpose LEDs | 2027 | Technical | GWh | Before Competition Groups | 987.6892 | 0 | 0 | 15372.6181 | 0.06425 | 3 | Residential_2027_Technical_GWh_Before Competition Groups_3 | Energy Star LED Bulbs General Purpose LEDs | 6.425% | 0 | 987.6892 | Residential_2027_Technical_GWh_Before Competition Groups_Energy Star LED Bulbs General Purpose LEDs
Residential | Res ¦ Energy Star LED Specialty Bulbs | 2027 | Technical | GWh | Before Competition Groups | 860.6832 | 0 | 0 | 15372.6181 | 0.055988 | 4 | Residential_2027_Technical_GWh_Before Competition Groups_4 | Energy Star LED Specialty Bulbs | 5.599% | 0 | 860.6832 | Residential_2027_Technical_GWh_Before Competition Groups_Energy Star LED Specialty Bulbs
Residential | Res ¦ Variable Speed Pool Pump Motor | 2027 | Economic | GWh | Before Competition Groups | 430.3419 | 0 | 0 | 8509.6222 | 0.050571 | 6 | Residential_2027_Economic_GWh_Before Competition Groups_6 | Variable Speed Pool Pump Motor | 5.057% | 0 | 430.3419 | Residential_2027_Economic_GWh_Before Competition Groups_Variable Speed Pool Pump Motor
Residential | Res ¦ Ductless Mini-Split Heat Pump | 2027 | Achievable | GWh | Before Competition Groups | 91.4991 | 0 | 0 | 1823.2806 | 0.050184 | 7 | Residential_2027_Achievable_GWh_Before Competition Groups_7 | Ductless Mini-Split Heat Pump | 5.018% | 0 | 91.4991 | Residential_2027_Achievable_GWh_Before Competition Groups_Ductless Mini-Split Heat Pump
Residential | Res ¦ Adaptive Thermostat | 2027 | Technical | GWh | Before Competition Groups | 681.2247 | 0 | 0 | 15372.6181 | 0.044314 | 5 | Residential_2027_Technical_GWh_Before Competition Groups_5 | Adaptive Thermostat | 4.431% | 0 | 681.2247 | Residential_2027_Technical_GWh_Before Competition Groups_Adaptive Thermostat
Residential | Res ¦ Networked/ Connected - Indoor LED Lamp | 2027 | Technical | GWh | Before Competition Groups | 680.2993 | 0 | 0 | 15372.6181 | 0.044254 | 6 | Residential_2027_Technical_GWh_Before Competition Groups_6 | Networked/ Connected - Indoor LED Lamp | 4.425% | 0 | 680.2993 | Residential_2027_Technical_GWh_Before Competition Groups_Networked/ Connected - Indoor LED Lamp
Residential | Res ¦ Energy Star A Line, PAR, MR Lamps | 2027 | Achievable | GWh | Before Competition Groups | 80.1205 | 0 | 0 | 1823.2806 | 0.043943 | 8 | Residential_2027_Achievable_GWh_Before Competition Groups_8 | Energy Star A Line, PAR, MR Lamps | 4.394% | 0 | 80.1205 | Residential_2027_Achievable_GWh_Before Competition Groups_Energy Star A Line, PAR, MR Lamps
Residential | Res ¦ Car Block Heater Timer | 2027 | Economic | GWh | Before Competition Groups | 350.4236 | 0 | 0 | 8509.6222 | 0.04118 | 7 | Residential_2027_Economic_GWh_Before Competition Groups_7 | Car Block Heater Timer | 4.118% | 0 | 350.4236 | Residential_2027_Economic_GWh_Before Competition Groups_Car Block Heater Timer
Residential | Res ¦ Building Recommissioning, Operations and Maintenance (O&M) Improvements | 2027 | Economic | GWh | Before Competition Groups | 337.9531 | 0 | 0 | 8509.6222 | 0.039714 | 8 | Residential_2027_Economic_GWh_Before Competition Groups_8 | Building Recommissioning, Operations and Maintenance (O&M) Improvements | 3.971% | 0 | 337.9531 | Residential_2027_Economic_GWh_Before Competition Groups_Building Recommissioning, Operations and Maintenance (O&M) Improvements
Residential | Res ¦ Adaptive Thermostat | 2027 | Achievable | GWh | Before Competition Groups | 70.4909 | 0 | 0 | 1823.2806 | 0.038662 | 9 | Residential_2027_Achievable_GWh_Before Competition Groups_9 | Adaptive Thermostat | 3.866% | 0 | 70.4909 | Residential_2027_Achievable_GWh_Before Competition Groups_Adaptive Thermostat
Residential | Res ¦ Energy Star Clothes Washer | 2027 | Economic | GWh | Before Competition Groups | 327.3489 | 0 | 0 | 8509.6222 | 0.038468 | 9 | Residential_2027_Economic_GWh_Before Competition Groups_9 | Energy Star Clothes Washer | 3.847% | 0 | 327.3489 | Residential_2027_Economic_GWh_Before Competition Groups_Energy Star Clothes Washer
Residential | Res ¦ Air Sealing | 2027 | Technical | GWh | Before Competition Groups | 573.5358 | 0 | 0 | 15372.6181 | 0.037309 | 7 | Residential_2027_Technical_GWh_Before Competition Groups_7 | Air Sealing | 3.731% | 0 | 573.5358 | Residential_2027_Technical_GWh_Before Competition Groups_Air Sealing
Residential | Res ¦ Basement Wall Insulation | 2027 | Economic | GWh | Before Competition Groups | 300.4004 | 0 | 0 | 8509.6222 | 0.035301 | 10 | Residential_2027_Economic_GWh_Before Competition Groups_10 | Basement Wall Insulation | 3.53% | 0 | 300.4004 | Residential_2027_Economic_GWh_Before Competition Groups_Basement Wall Insulation
Residential | Res ¦ Comprehensive Draft Proofing | 2027 | Achievable | GWh | Before Competition Groups | 64.1156 | 0 | 0 | 1823.2806 | 0.035165 | 10 | Residential_2027_Achievable_GWh_Before Competition Groups_10 | Comprehensive Draft Proofing | 3.516% | 0 | 64.1156 | Residential_2027_Achievable_GWh_Before Competition Groups_Comprehensive Draft Proofing
Residential | Res ¦ Ductless Mini-Split Heat Pump | 2027 | Economic | GWh | Before Competition Groups | 283.7426 | 0 | 0 | 8509.6222 | 0.033344 | 11 | Residential_2027_Economic_GWh_Before Competition Groups_11 | Ductless Mini-Split Heat Pump | 3.334% | 0 | 283.7426 | Residential_2027_Economic_GWh_Before Competition Groups_Ductless Mini-Split Heat Pump
Residential | Res ¦ LED Parking Lot Fixture | 2027 | Achievable | GWh | Before Competition Groups | 54.3426 | 0 | 0 | 1823.2806 | 0.029805 | 11 | Residential_2027_Achievable_GWh_Before Competition Groups_11 | LED Parking Lot Fixture | 2.98% | 0 | 54.3426 | Residential_2027_Achievable_GWh_Before Competition Groups_LED Parking Lot Fixture
Residential | Res ¦ Variable Speed Pool Pump Motor | 2027 | Technical | GWh | Before Competition Groups | 430.3419 | 0 | 0 | 15372.6181 | 0.027994 | 8 | Residential_2027_Technical_GWh_Before Competition Groups_8 | Variable Speed Pool Pump Motor | 2.799% | 0 | 430.3419 | Residential_2027_Technical_GWh_Before Competition Groups_Variable Speed Pool Pump Motor
Residential | Res ¦ Energy Star Torchiere | 2027 | Achievable | GWh | Before Competition Groups | 50.9224 | 0 | 0 | 1823.2806 | 0.027929 | 12 | Residential_2027_Achievable_GWh_Before Competition Groups_12 | Energy Star Torchiere | 2.793% | 0 | 50.9224 | Residential_2027_Achievable_GWh_Before Competition Groups_Energy Star Torchiere
Residential | Res ¦ Attic Insulation | 2027 | Economic | GWh | Before Competition Groups | 231.8728 | 0 | 0 | 8509.6222 | 0.027248 | 12 | Residential_2027_Economic_GWh_Before Competition Groups_12 | Attic Insulation | 2.725% | 0 | 231.8728 | Residential_2027_Economic_GWh_Before Competition Groups_Attic Insulation
Residential | Res ¦ Energy Star Central Air Conditioner | 2027 | Technical | GWh | Before Competition Groups | 418.1984 | 0 | 0 | 15372.6181 | 0.027204 | 9 | Residential_2027_Technical_GWh_Before Competition Groups_9 | Energy Star Central Air Conditioner | 2.72% | 0 | 418.1984 | Residential_2027_Technical_GWh_Before Competition Groups_Energy Star Central Air Conditioner
Residential | Res ¦ Heavy Duty Outdoor/Holiday Plug-in Timers | 2027 | Achievable | GWh | Before Competition Groups | 48.5284 | 0 | 0 | 1823.2806 | 0.026616 | 13 | Residential_2027_Achievable_GWh_Before Competition Groups_13 | Heavy Duty Outdoor/Holiday Plug-in Timers | 2.662% | 0 | 48.5284 | Residential_2027_Achievable_GWh_Before Competition Groups_Heavy Duty Outdoor/Holiday Plug-in Timers
Residential | Res ¦ Energy Star Refrigerator | 2027 | Technical | GWh | Before Competition Groups | 378.399 | 0 | 0 | 15372.6181 | 0.024615 | 10 | Residential_2027_Technical_GWh_Before Competition Groups_10 | Energy Star Refrigerator | 2.462% | 0 | 378.399 | Residential_2027_Technical_GWh_Before Competition Groups_Energy Star Refrigerator
Residential | Res ¦ Occupancy Sensors MF | 2027 | Achievable | GWh | Before Competition Groups | 44.3316 | 0 | 0 | 1823.2806 | 0.024314 | 14 | Residential_2027_Achievable_GWh_Before Competition Groups_14 | Occupancy Sensors MF | 2.431% | 0 | 44.3316 | Residential_2027_Achievable_GWh_Before Competition Groups_Occupancy Sensors MF
Residential | Res ¦ Car Block Heater Timer | 2027 | Technical | GWh | Before Competition Groups | 350.4236 | 0 | 0 | 15372.6181 | 0.022795 | 11 | Residential_2027_Technical_GWh_Before Competition Groups_11 | Car Block Heater Timer | 2.28% | 0 | 350.4236 | Residential_2027_Technical_GWh_Before Competition Groups_Car Block Heater Timer
Residential | Res ¦ Passive Attic Ventilation | 2027 | Technical | GWh | Before Competition Groups | 343.859 | 0 | 0 | 15372.6181 | 0.022368 | 12 | Residential_2027_Technical_GWh_Before Competition Groups_12 | Passive Attic Ventilation | 2.237% | 0 | 343.859 | Residential_2027_Technical_GWh_Before Competition Groups_Passive Attic Ventilation
Residential | Res ¦ Building Recommissioning, Operations and Maintenance (O&M) Improvements | 2027 | Technical | GWh | Before Competition Groups | 337.9531 | 0 | 0 | 15372.6181 | 0.021984 | 13 | Residential_2027_Technical_GWh_Before Competition Groups_13 | Building Recommissioning, Operations and Maintenance (O&M) Improvements | 2.198% | 0 | 337.9531 | Residential_2027_Technical_GWh_Before Competition Groups_Building Recommissioning, Operations and Maintenance (O&M) Improvements
Residential | Res ¦ Energy Star Clothes Washer | 2027 | Technical | GWh | Before Competition Groups | 327.3489 | 0 | 0 | 15372.6181 | 0.021294 | 14 | Residential_2027_Technical_GWh_Before Competition Groups_14 | Energy Star Clothes Washer | 2.129% | 0 | 327.3489 | Residential_2027_Technical_GWh_Before Competition Groups_Energy Star Clothes Washer
Residential | Res ¦ Energy Star Torchiere | 2027 | Economic | GWh | Before Competition Groups | 180.5631 | 0 | 0 | 8509.6222 | 0.021219 | 13 | Residential_2027_Economic_GWh_Before Competition Groups_13 | Energy Star Torchiere | 2.122% | 0 | 180.5631 | Residential_2027_Economic_GWh_Before Competition Groups_Energy Star Torchiere
Residential | Res ¦ Smart Burners | 2027 | Technical | GWh | Before Competition Groups | 314.5099 | 0 | 0 | 15372.6181 | 0.020459 | 15 | Residential_2027_Technical_GWh_Before Competition Groups_15 | Smart Burners | 2.046% | 0 | 314.5099 | Residential_2027_Technical_GWh_Before Competition Groups_Smart Burners
Residential | Res ¦ Energy Star Windows | 2027 | Technical | GWh | Before Competition Groups | 311.3133 | 0 | 0 | 15372.6181 | 0.020251 | 16 | Residential_2027_Technical_GWh_Before Competition Groups_16 | Energy Star Windows | 2.025% | 0 | 311.3133 | Residential_2027_Technical_GWh_Before Competition Groups_Energy Star Windows
Residential | Res ¦ Energy Star Light Fixture | 2027 | Achievable | GWh | Before Competition Groups | 36.4615 | 0 | 0 | 1823.2806 | 0.019998 | 15 | Residential_2027_Achievable_GWh_Before Competition Groups_15 | Energy Star Light Fixture | 2% | 0 | 36.4615 | Residential_2027_Achievable_GWh_Before Competition Groups_Energy Star Light Fixture
Residential | Res ¦ Air Sealing | 2027 | Achievable | GWh | Before Competition Groups | 36.3711 | 0 | 0 | 1823.2806 | 0.019948 | 16 | Residential_2027_Achievable_GWh_Before Competition Groups_16 | Air Sealing | 1.995% | 0 | 36.3711 | Residential_2027_Achievable_GWh_Before Competition Groups_Air Sealing
Residential | Res ¦ Comprehensive Draft Proofing | 2027 | Economic | GWh | Before Competition Groups | 169.7207 | 0 | 0 | 8509.6222 | 0.019945 | 14 | Residential_2027_Economic_GWh_Before Competition Groups_14 | Comprehensive Draft Proofing | 1.994% | 0 | 169.7207 | Residential_2027_Economic_GWh_Before Competition Groups_Comprehensive Draft Proofing
Residential | Res ¦ Basement Wall Insulation | 2027 | Technical | GWh | Before Competition Groups | 300.4004 | 0 | 0 | 15372.6181 | 0.019541 | 17 | Residential_2027_Technical_GWh_Before Competition Groups_17 | Basement Wall Insulation | 1.954% | 0 | 300.4004 | Residential_2027_Technical_GWh_Before Competition Groups_Basement Wall Insulation
Residential | Res ¦ Energy Star Air Source Heat Pump | 2027 | Economic | GWh | Before Competition Groups | 158.5138 | 0 | 0 | 8509.6222 | 0.018628 | 15 | Residential_2027_Economic_GWh_Before Competition Groups_15 | Energy Star Air Source Heat Pump | 1.863% | 0 | 158.5138 | Residential_2027_Economic_GWh_Before Competition Groups_Energy Star Air Source Heat Pump
Residential | Res ¦ Heavy Duty Outdoor/Holiday Plug-in Timers | 2027 | Economic | GWh | Before Competition Groups | 158.315 | 0 | 0 | 8509.6222 | 0.018604 | 16 | Residential_2027_Economic_GWh_Before Competition Groups_16 | Heavy Duty Outdoor/Holiday Plug-in Timers | 1.86% | 0 | 158.315 | Residential_2027_Economic_GWh_Before Competition Groups_Heavy Duty Outdoor/Holiday Plug-in Timers
Residential | Res ¦ Ductless Mini-Split Heat Pump | 2027 | Technical | GWh | Before Competition Groups | 283.7426 | 0 | 0 | 15372.6181 | 0.018458 | 18 | Residential_2027_Technical_GWh_Before Competition Groups_18 | Ductless Mini-Split Heat Pump | 1.846% | 0 | 283.7426 | Residential_2027_Technical_GWh_Before Competition Groups_Ductless Mini-Split Heat Pump
Residential | Res ¦ Energy Star Ground Source Heat Pump | 2027 | Technical | GWh | Before Competition Groups | 280.3476 | 0 | 0 | 15372.6181 | 0.018237 | 19 | Residential_2027_Technical_GWh_Before Competition Groups_19 | Energy Star Ground Source Heat Pump | 1.824% | 0 | 280.3476 | Residential_2027_Technical_GWh_Before Competition Groups_Energy Star Ground Source Heat Pump
Residential | Res ¦ Refrigerator Recycling | 2027 | Achievable | GWh | Before Competition Groups | 32.8133 | 0 | 0 | 1823.2806 | 0.017997 | 17 | Residential_2027_Achievable_GWh_Before Competition Groups_17 | Refrigerator Recycling | 1.8% | 0 | 32.8133 | Residential_2027_Achievable_GWh_Before Competition Groups_Refrigerator Recycling
Residential | Res ¦ Energy Star Light Fixture | 2027 | Technical | GWh | Before Competition Groups | 274.2682 | 0 | 0 | 15372.6181 | 0.017841 | 20 | Residential_2027_Technical_GWh_Before Competition Groups_20 | Energy Star Light Fixture | 1.784% | 0 | 274.2682 | Residential_2027_Technical_GWh_Before Competition Groups_Energy Star Light Fixture
Residential | Res ¦ Heat Pump Clothes Dryer | 2027 | Technical | GWh | Before Competition Groups | 270.2498 | 0 | 0 | 15372.6181 | 0.01758 | 21 | Residential_2027_Technical_GWh_Before Competition Groups_21 | Heat Pump Clothes Dryer | 1.758% | 0 | 270.2498 | Residential_2027_Technical_GWh_Before Competition Groups_Heat Pump Clothes Dryer
Residential | Res ¦ Clothes Drying Racks | 2027 | Achievable | GWh | Before Competition Groups | 29.9473 | 0 | 0 | 1823.2806 | 0.016425 | 18 | Residential_2027_Achievable_GWh_Before Competition Groups_18 | Clothes Drying Racks | 1.642% | 0 | 29.9473 | Residential_2027_Achievable_GWh_Before Competition Groups_Clothes Drying Racks
Residential | Res ¦ Basement or Crawlspace Insulation | 2027 | Technical | GWh | Before Competition Groups | 249.9711 | 0 | 0 | 15372.6181 | 0.016261 | 22 | Residential_2027_Technical_GWh_Before Competition Groups_22 | Basement or Crawlspace Insulation | 1.626% | 0 | 249.9711 | Residential_2027_Technical_GWh_Before Competition Groups_Basement or Crawlspace Insulation
Residential | Res ¦ Freezer Recycling | 2027 | Achievable | GWh | Before Competition Groups | 28.7109 | 0 | 0 | 1823.2806 | 0.015747 | 19 | Residential_2027_Achievable_GWh_Before Competition Groups_19 | Freezer Recycling | 1.575% | 0 | 28.7109 | Residential_2027_Achievable_GWh_Before Competition Groups_Freezer Recycling
Residential | Res ¦ Energy Star Light Fixture | 2027 | Economic | GWh | Before Competition Groups | 129.0384 | 0 | 0 | 8509.6222 | 0.015164 | 17 | Residential_2027_Economic_GWh_Before Competition Groups_17 | Energy Star Light Fixture | 1.516% | 0 | 129.0384 | Residential_2027_Economic_GWh_Before Competition Groups_Energy Star Light Fixture
Residential | Res ¦ Attic Insulation | 2027 | Technical | GWh | Before Competition Groups | 231.8728 | 0 | 0 | 15372.6181 | 0.015083 | 23 | Residential_2027_Technical_GWh_Before Competition Groups_23 | Attic Insulation | 1.508% | 0 | 231.8728 | Residential_2027_Technical_GWh_Before Competition Groups_Attic Insulation
Residential | Res ¦ Smart Burners | 2027 | Economic | GWh | Before Competition Groups | 118.1781 | 0 | 0 | 8509.6222 | 0.013888 | 18 | Residential_2027_Economic_GWh_Before Competition Groups_18 | Smart Burners | 1.389% | 0 | 118.1781 | Residential_2027_Economic_GWh_Before Competition Groups_Smart Burners
Residential | Res ¦ Occupancy Sensors MF | 2027 | Economic | GWh | Before Competition Groups | 116.5874 | 0 | 0 | 8509.6222 | 0.013701 | 19 | Residential_2027_Economic_GWh_Before Competition Groups_19 | Occupancy Sensors MF | 1.37% | 0 | 116.5874 | Residential_2027_Economic_GWh_Before Competition Groups_Occupancy Sensors MF
Residential | Res ¦ LED Exterior Area Lights - LED Fixture (200W) | 2027 | Achievable | GWh | Before Competition Groups | 24.2971 | 0 | 0 | 1823.2806 | 0.013326 | 20 | Residential_2027_Achievable_GWh_Before Competition Groups_20 | LED Exterior Area Lights - LED Fixture (200W) | 1.333% | 0 | 24.2971 | Residential_2027_Achievable_GWh_Before Competition Groups_LED Exterior Area Lights - LED Fixture (200W)
Residential | Res ¦ Induction Cooking Stove Top | 2027 | Technical | GWh | Before Competition Groups | 193.7381 | 0 | 0 | 15372.6181 | 0.012603 | 24 | Residential_2027_Technical_GWh_Before Competition Groups_24 | Induction Cooking Stove Top | 1.26% | 0 | 193.7381 | Residential_2027_Technical_GWh_Before Competition Groups_Induction Cooking Stove Top
Residential | Res ¦ Wall Insulation | 2027 | Technical | GWh | Before Competition Groups | 181.7161 | 0 | 0 | 15372.6181 | 0.011821 | 25 | Residential_2027_Technical_GWh_Before Competition Groups_25 | Wall Insulation | 1.182% | 0 | 181.7161 | Residential_2027_Technical_GWh_Before Competition Groups_Wall Insulation
Residential | Res ¦ Energy Star Torchiere | 2027 | Technical | GWh | Before Competition Groups | 180.5631 | 0 | 0 | 15372.6181 | 0.011746 | 26 | Residential_2027_Technical_GWh_Before Competition Groups_26 | Energy Star Torchiere | 1.175% | 0 | 180.5631 | Residential_2027_Technical_GWh_Before Competition Groups_Energy Star Torchiere
Residential | Res ¦ Heavy Duty Outdoor/Holiday Plug-in Timers | 2027 | Technical | GWh | Before Competition Groups | 175.5634 | 0 | 0 | 15372.6181 | 0.011421 | 27 | Residential_2027_Technical_GWh_Before Competition Groups_27 | Heavy Duty Outdoor/Holiday Plug-in Timers | 1.142% | 0 | 175.5634 | Residential_2027_Technical_GWh_Before Competition Groups_Heavy Duty Outdoor/Holiday Plug-in Timers
Residential | Res ¦ Comprehensive Draft Proofing | 2027 | Technical | GWh | Before Competition Groups | 169.7207 | 0 | 0 | 15372.6181 | 0.01104 | 28 | Residential_2027_Technical_GWh_Before Competition Groups_28 | Comprehensive Draft Proofing | 1.104% | 0 | 169.7207 | Residential_2027_Technical_GWh_Before Competition Groups_Comprehensive Draft Proofing
Residential | Res ¦ Basement Wall Insulation | 2027 | Achievable | GWh | Before Competition Groups | 19.0511 | 0 | 0 | 1823.2806 | 0.010449 | 21 | Residential_2027_Achievable_GWh_Before Competition Groups_21 | Basement Wall Insulation | 1.045% | 0 | 19.0511 | Residential_2027_Achievable_GWh_Before Competition Groups_Basement Wall Insulation
Residential | Res ¦ LED Parking Lot Fixture | 2027 | Economic | GWh | Before Competition Groups | 88.1252 | 0 | 0 | 8509.6222 | 0.010356 | 20 | Residential_2027_Economic_GWh_Before Competition Groups_20 | LED Parking Lot Fixture | 1.036% | 0 | 88.1252 | Residential_2027_Economic_GWh_Before Competition Groups_LED Parking Lot Fixture
Residential | Res ¦ Energy Star Air Source Heat Pump | 2027 | Technical | GWh | Before Competition Groups | 158.5138 | 0 | 0 | 15372.6181 | 0.010311 | 29 | Residential_2027_Technical_GWh_Before Competition Groups_29 | Energy Star Air Source Heat Pump | 1.031% | 0 | 158.5138 | Residential_2027_Technical_GWh_Before Competition Groups_Energy Star Air Source Heat Pump
Residential | Res ¦ Advanced BAS/Controllers | 2027 | Achievable | GWh | Before Competition Groups | 18.6468 | 0 | 0 | 1823.2806 | 0.010227 | 22 | Residential_2027_Achievable_GWh_Before Competition Groups_22 | Advanced BAS/Controllers | 1.023% | 0 | 18.6468 | Residential_2027_Achievable_GWh_Before Competition Groups_Advanced BAS/Controllers
Residential | Res ¦ Refrigerator Recycling | 2027 | Economic | GWh | Before Competition Groups | 86.8693 | 0 | 0 | 8509.6222 | 0.010208 | 21 | Residential_2027_Economic_GWh_Before Competition Groups_21 | Refrigerator Recycling | 1.021% | 0 | 86.8693 | Residential_2027_Economic_GWh_Before Competition Groups_Refrigerator Recycling
Residential | Res ¦ Ductless Mini-Split Air Conditioner | 2027 | Technical | GWh | Before Competition Groups | 156.0942 | 0 | 0 | 15372.6181 | 0.010154 | 30 | Residential_2027_Technical_GWh_Before Competition Groups_30 | Ductless Mini-Split Air Conditioner | 1.015% | 0 | 156.0942 | Residential_2027_Technical_GWh_Before Competition Groups_Ductless Mini-Split Air Conditioner
Residential | Res ¦ Energy Star Clothes Dryer | 2027 | Technical | GWh | Before Competition Groups | 154.3582 | 0 | 0 | 15372.6181 | 0.010041 | 31 | Residential_2027_Technical_GWh_Before Competition Groups_31 | Energy Star Clothes Dryer | 1.004% | 0 | 154.3582 | Residential_2027_Technical_GWh_Before Competition Groups_Energy Star Clothes Dryer
Residential | Res ¦ Energy Star Air Source Heat Pump | 2027 | Achievable | GWh | Before Competition Groups | 17.2898 | 0 | 0 | 1823.2806 | 0.0094828 | 23 | Residential_2027_Achievable_GWh_Before Competition Groups_23 | Energy Star Air Source Heat Pump | 0.9483% | 0 | 17.2898 | Residential_2027_Achievable_GWh_Before Competition Groups_Energy Star Air Source Heat Pump
Residential | Res ¦ Clothes Drying Racks | 2027 | Economic | GWh | Before Competition Groups | 79.3159 | 0 | 0 | 8509.6222 | 0.0093207 | 22 | Residential_2027_Economic_GWh_Before Competition Groups_22 | Clothes Drying Racks | 0.9321% | 0 | 79.3159 | Residential_2027_Economic_GWh_Before Competition Groups_Clothes Drying Racks
Residential | Res ¦ Freezer Recycling | 2027 | Economic | GWh | Before Competition Groups | 76.2151 | 0 | 0 | 8509.6222 | 0.0089563 | 23 | Residential_2027_Economic_GWh_Before Competition Groups_23 | Freezer Recycling | 0.8956% | 0 | 76.2151 | Residential_2027_Economic_GWh_Before Competition Groups_Freezer Recycling
Residential | Res ¦ Furnace Whistle | 2027 | Achievable | GWh | Before Competition Groups | 15.6278 | 0 | 0 | 1823.2806 | 0.0085713 | 24 | Residential_2027_Achievable_GWh_Before Competition Groups_24 | Furnace Whistle | 0.8571% | 0 | 15.6278 | Residential_2027_Achievable_GWh_Before Competition Groups_Furnace Whistle
Residential | Res ¦ Duct Insulation | 2027 | Economic | GWh | Before Competition Groups | 71.8845 | 0 | 0 | 8509.6222 | 0.0084474 | 24 | Residential_2027_Economic_GWh_Before Competition Groups_24 | Duct Insulation | 0.8447% | 0 | 71.8845 | Residential_2027_Economic_GWh_Before Competition Groups_Duct Insulation
Residential | Res ¦ Furnace with ECM | 2027 | Technical | GWh | Before Competition Groups | 125.7963 | 0 | 0 | 15372.6181 | 0.0081831 | 32 | Residential_2027_Technical_GWh_Before Competition Groups_32 | Furnace with ECM | 0.8183% | 0 | 125.7963 | Residential_2027_Technical_GWh_Before Competition Groups_Furnace with ECM
Residential | Res ¦ Attic Insulation | 2027 | Achievable | GWh | Before Competition Groups | 14.703 | 0 | 0 | 1823.2806 | 0.008064 | 25 | Residential_2027_Achievable_GWh_Before Competition Groups_25 | Attic Insulation | 0.8064% | 0 | 14.703 | Residential_2027_Achievable_GWh_Before Competition Groups_Attic Insulation
Residential | Res ¦ Occupancy Sensors MF | 2027 | Technical | GWh | Before Competition Groups | 116.5874 | 0 | 0 | 15372.6181 | 0.0075841 | 33 | Residential_2027_Technical_GWh_Before Competition Groups_33 | Occupancy Sensors MF | 0.7584% | 0 | 116.5874 | Residential_2027_Technical_GWh_Before Competition Groups_Occupancy Sensors MF
Residential | Res ¦ Radiant Barrier | 2027 | Technical | GWh | Before Competition Groups | 115.8463 | 0 | 0 | 15372.6181 | 0.0075359 | 34 | Residential_2027_Technical_GWh_Before Competition Groups_34 | Radiant Barrier | 0.7536% | 0 | 115.8463 | Residential_2027_Technical_GWh_Before Competition Groups_Radiant Barrier
Residential | Res ¦ Outside Air Economizer | 2027 | Achievable | GWh | Before Competition Groups | 13.0506 | 0 | 0 | 1823.2806 | 0.0071578 | 26 | Residential_2027_Achievable_GWh_Before Competition Groups_26 | Outside Air Economizer | 0.7158% | 0 | 13.0506 | Residential_2027_Achievable_GWh_Before Competition Groups_Outside Air Economizer
Residential | Res ¦ Floor Insulation | 2027 | Economic | GWh | Before Competition Groups | 60.8794 | 0 | 0 | 8509.6222 | 0.0071542 | 25 | Residential_2027_Economic_GWh_Before Competition Groups_25 | Floor Insulation | 0.7154% | 0 | 60.8794 | Residential_2027_Economic_GWh_Before Competition Groups_Floor Insulation
Residential | Res ¦ Energy Star Room Air Conditioner | 2027 | Economic | GWh | Before Competition Groups | 59.5392 | 0 | 0 | 8509.6222 | 0.0069967 | 26 | Residential_2027_Economic_GWh_Before Competition Groups_26 | Energy Star Room Air Conditioner | 0.6997% | 0 | 59.5392 | Residential_2027_Economic_GWh_Before Competition Groups_Energy Star Room Air Conditioner
Residential | Res ¦ Smart Burners | 2027 | Achievable | GWh | Before Competition Groups | 12.2867 | 0 | 0 | 1823.2806 | 0.0067388 | 27 | Residential_2027_Achievable_GWh_Before Competition Groups_27 | Smart Burners | 0.6739% | 0 | 12.2867 | Residential_2027_Achievable_GWh_Before Competition Groups_Smart Burners
Residential | Res ¦ ENERGY STAR LED LAMPS (REFLECTOR LAMPs/MR16/PAR 16) | 2027 | Achievable | GWh | Before Competition Groups | 11.5496 | 0 | 0 | 1823.2806 | 0.0063345 | 28 | Residential_2027_Achievable_GWh_Before Competition Groups_28 | ENERGY STAR LED LAMPS (REFLECTOR LAMPs/MR16/PAR 16) | 0.6335% | 0 | 11.5496 | Residential_2027_Achievable_GWh_Before Competition Groups_ENERGY STAR LED LAMPS (REFLECTOR LAMPs/MR16/PAR 16)
Residential | Res ¦ Energy Star Room Air Conditioner | 2027 | Achievable | GWh | Before Competition Groups | 11.4658 | 0 | 0 | 1823.2806 | 0.0062885 | 29 | Residential_2027_Achievable_GWh_Before Competition Groups_29 | Energy Star Room Air Conditioner | 0.6289% | 0 | 11.4658 | Residential_2027_Achievable_GWh_Before Competition Groups_Energy Star Room Air Conditioner
Residential | Res ¦ Ceiling Insulation | 2027 | Technical | GWh | Before Competition Groups | 90.5147 | 0 | 0 | 15372.6181 | 0.005888 | 35 | Residential_2027_Technical_GWh_Before Competition Groups_35 | Ceiling Insulation | 0.5888% | 0 | 90.5147 | Residential_2027_Technical_GWh_Before Competition Groups_Ceiling Insulation
Residential | Res ¦ Window Film | 2027 | Technical | GWh | Before Competition Groups | 90.243 | 0 | 0 | 15372.6181 | 0.0058704 | 36 | Residential_2027_Technical_GWh_Before Competition Groups_36 | Window Film | 0.587% | 0 | 90.243 | Residential_2027_Technical_GWh_Before Competition Groups_Window Film
Residential | Res ¦ Advanced BAS/Controllers | 2027 | Economic | GWh | Before Competition Groups | 49.3668 | 0 | 0 | 8509.6222 | 0.0058013 | 27 | Residential_2027_Economic_GWh_Before Competition Groups_27 | Advanced BAS/Controllers | 0.5801% | 0 | 49.3668 | Residential_2027_Economic_GWh_Before Competition Groups_Advanced BAS/Controllers
Residential | Res ¦ Lighting Motion Sensors, Timers, Dimmers | 2027 | Technical | GWh | Before Competition Groups | 88.8908 | 0 | 0 | 15372.6181 | 0.0057824 | 37 | Residential_2027_Technical_GWh_Before Competition Groups_37 | Lighting Motion Sensors, Timers, Dimmers | 0.5782% | 0 | 88.8908 | Residential_2027_Technical_GWh_Before Competition Groups_Lighting Motion Sensors, Timers, Dimmers
Residential | Res ¦ LED Parking Lot Fixture | 2027 | Technical | GWh | Before Competition Groups | 88.1252 | 0 | 0 | 15372.6181 | 0.0057326 | 38 | Residential_2027_Technical_GWh_Before Competition Groups_38 | LED Parking Lot Fixture | 0.5733% | 0 | 88.1252 | Residential_2027_Technical_GWh_Before Competition Groups_LED Parking Lot Fixture
Residential | Res ¦ Refrigerator Recycling | 2027 | Technical | GWh | Before Competition Groups | 86.8693 | 0 | 0 | 15372.6181 | 0.0056509 | 39 | Residential_2027_Technical_GWh_Before Competition Groups_39 | Refrigerator Recycling | 0.5651% | 0 | 86.8693 | Residential_2027_Technical_GWh_Before Competition Groups_Refrigerator Recycling
Residential | Res ¦ Variable Refrigerant Flow Heat Pump | 2027 | Technical | GWh | Before Competition Groups | 86.2773 | 0 | 0 | 15372.6181 | 0.0056124 | 40 | Residential_2027_Technical_GWh_Before Competition Groups_40 | Variable Refrigerant Flow Heat Pump | 0.5612% | 0 | 86.2773 | Residential_2027_Technical_GWh_Before Competition Groups_Variable Refrigerant Flow Heat Pump
Residential | Res ¦ Wall Insulation | 2027 | Economic | GWh | Before Competition Groups | 46.2073 | 0 | 0 | 8509.6222 | 0.00543 | 28 | Residential_2027_Economic_GWh_Before Competition Groups_28 | Wall Insulation | 0.543% | 0 | 46.2073 | Residential_2027_Economic_GWh_Before Competition Groups_Wall Insulation
Residential | Res ¦ Clothes Drying Racks | 2027 | Technical | GWh | Before Competition Groups | 79.3159 | 0 | 0 | 15372.6181 | 0.0051596 | 41 | Residential_2027_Technical_GWh_Before Competition Groups_41 | Clothes Drying Racks | 0.516% | 0 | 79.3159 | Residential_2027_Technical_GWh_Before Competition Groups_Clothes Drying Racks
Residential | Res ¦ Minimize Hot and Warm Clothes Wash | 2027 | Economic | GWh | Before Competition Groups | 42.2413 | 0 | 0 | 8509.6222 | 0.0049639 | 29 | Residential_2027_Economic_GWh_Before Competition Groups_29 | Minimize Hot and Warm Clothes Wash | 0.4964% | 0 | 42.2413 | Residential_2027_Economic_GWh_Before Competition Groups_Minimize Hot and Warm Clothes Wash
Residential | Res ¦ LED Downlight | 2027 | Technical | GWh | Before Competition Groups | 76.2692 | 0 | 0 | 15372.6181 | 0.0049614 | 42 | Residential_2027_Technical_GWh_Before Competition Groups_42 | LED Downlight | 0.4961% | 0 | 76.2692 | Residential_2027_Technical_GWh_Before Competition Groups_LED Downlight
Residential | Res ¦ Freezer Recycling | 2027 | Technical | GWh | Before Competition Groups | 76.2151 | 0 | 0 | 15372.6181 | 0.0049578 | 43 | Residential_2027_Technical_GWh_Before Competition Groups_43 | Freezer Recycling | 0.4958% | 0 | 76.2151 | Residential_2027_Technical_GWh_Before Competition Groups_Freezer Recycling
Residential | Res ¦ Duct Insulation | 2027 | Technical | GWh | Before Competition Groups | 75.4716 | 0 | 0 | 15372.6181 | 0.0049095 | 44 | Residential_2027_Technical_GWh_Before Competition Groups_44 | Duct Insulation | 0.4909% | 0 | 75.4716 | Residential_2027_Technical_GWh_Before Competition Groups_Duct Insulation
Residential | Res ¦ Furnace Whistle | 2027 | Economic | GWh | Before Competition Groups | 41.3684 | 0 | 0 | 8509.6222 | 0.0048614 | 30 | Residential_2027_Economic_GWh_Before Competition Groups_30 | Furnace Whistle | 0.4861% | 0 | 41.3684 | Residential_2027_Economic_GWh_Before Competition Groups_Furnace Whistle
Residential | Res ¦ Networked/ Connected - Indoor LED Luminaire | 2027 | Technical | GWh | Before Competition Groups | 74.2224 | 0 | 0 | 15372.6181 | 0.0048282 | 45 | Residential_2027_Technical_GWh_Before Competition Groups_45 | Networked/ Connected - Indoor LED Luminaire | 0.4828% | 0 | 74.2224 | Residential_2027_Technical_GWh_Before Competition Groups_Networked/ Connected - Indoor LED Luminaire
Residential | Res ¦ LED Exterior Area Lights - LED Fixture (200W) | 2027 | Economic | GWh | Before Competition Groups | 40.2755 | 0 | 0 | 8509.6222 | 0.0047329 | 31 | Residential_2027_Economic_GWh_Before Competition Groups_31 | LED Exterior Area Lights - LED Fixture (200W) | 0.4733% | 0 | 40.2755 | Residential_2027_Economic_GWh_Before Competition Groups_LED Exterior Area Lights - LED Fixture (200W)
Residential | Res ¦ Minimize Hot and Warm Clothes Wash | 2027 | Achievable | GWh | Before Competition Groups | 8.3163 | 0 | 0 | 1823.2806 | 0.0045612 | 30 | Residential_2027_Achievable_GWh_Before Competition Groups_30 | Minimize Hot and Warm Clothes Wash | 0.4561% | 0 | 8.3163 | Residential_2027_Achievable_GWh_Before Competition Groups_Minimize Hot and Warm Clothes Wash
Residential | Res ¦ INTEGRAL LED TROFFERS | 2027 | Technical | GWh | Before Competition Groups | 63.8594 | 0 | 0 | 15372.6181 | 0.0041541 | 46 | Residential_2027_Technical_GWh_Before Competition Groups_46 | INTEGRAL LED TROFFERS | 0.4154% | 0 | 63.8594 | Residential_2027_Technical_GWh_Before Competition Groups_INTEGRAL LED TROFFERS
Residential | Res ¦ Floor Insulation | 2027 | Technical | GWh | Before Competition Groups | 60.8794 | 0 | 0 | 15372.6181 | 0.0039603 | 47 | Residential_2027_Technical_GWh_Before Competition Groups_47 | Floor Insulation | 0.396% | 0 | 60.8794 | Residential_2027_Technical_GWh_Before Competition Groups_Floor Insulation
Residential | Res ¦ Energy Star Room Air Conditioner | 2027 | Technical | GWh | Before Competition Groups | 60.3606 | 0 | 0 | 15372.6181 | 0.0039265 | 48 | Residential_2027_Technical_GWh_Before Competition Groups_48 | Energy Star Room Air Conditioner | 0.3926% | 0 | 60.3606 | Residential_2027_Technical_GWh_Before Competition Groups_Energy Star Room Air Conditioner
Residential | Res ¦ Variable Frequency Drive (VFD) | 2027 | Achievable | GWh | Before Competition Groups | 6.7382 | 0 | 0 | 1823.2806 | 0.0036957 | 31 | Residential_2027_Achievable_GWh_Before Competition Groups_31 | Variable Frequency Drive (VFD) | 0.3696% | 0 | 6.7382 | Residential_2027_Achievable_GWh_Before Competition Groups_Variable Frequency Drive (VFD)
Residential | Res ¦ LED Tube Re-Lamp | 2027 | Achievable | GWh | Before Competition Groups | 6.7151 | 0 | 0 | 1823.2806 | 0.003683 | 32 | Residential_2027_Achievable_GWh_Before Competition Groups_32 | LED Tube Re-Lamp | 0.3683% | 0 | 6.7151 | Residential_2027_Achievable_GWh_Before Competition Groups_LED Tube Re-Lamp
Residential | Res ¦ Basement or Crawlspace Insulation | 2027 | Economic | GWh | Before Competition Groups | 29.5479 | 0 | 0 | 8509.6222 | 0.0034723 | 32 | Residential_2027_Economic_GWh_Before Competition Groups_32 | Basement or Crawlspace Insulation | 0.3472% | 0 | 29.5479 | Residential_2027_Economic_GWh_Before Competition Groups_Basement or Crawlspace Insulation
Residential | Res ¦ CO Sensors for parking garage exhaust fans | 2027 | Achievable | GWh | Before Competition Groups | 6.2556 | 0 | 0 | 1823.2806 | 0.003431 | 33 | Residential_2027_Achievable_GWh_Before Competition Groups_33 | CO Sensors for parking garage exhaust fans | 0.3431% | 0 | 6.2556 | Residential_2027_Achievable_GWh_Before Competition Groups_CO Sensors for parking garage exhaust fans
Residential | Res ¦ Dehumidifier Recycling | 2027 | Technical | GWh | Before Competition Groups | 52.3454 | 0 | 0 | 15372.6181 | 0.0034051 | 49 | Residential_2027_Technical_GWh_Before Competition Groups_49 | Dehumidifier Recycling | 0.3405% | 0 | 52.3454 | Residential_2027_Technical_GWh_Before Competition Groups_Dehumidifier Recycling
Residential | Res ¦ Outside Air Economizer | 2027 | Economic | GWh | Before Competition Groups | 28.1566 | 0 | 0 | 8509.6222 | 0.0033088 | 33 | Residential_2027_Economic_GWh_Before Competition Groups_33 | Outside Air Economizer | 0.3309% | 0 | 28.1566 | Residential_2027_Economic_GWh_Before Competition Groups_Outside Air Economizer
Residential | Res ¦ Advanced BAS/Controllers | 2027 | Technical | GWh | Before Competition Groups | 49.3668 | 0 | 0 | 15372.6181 | 0.0032113 | 50 | Residential_2027_Technical_GWh_Before Competition Groups_50 | Advanced BAS/Controllers | 0.3211% | 0 | 49.3668 | Residential_2027_Technical_GWh_Before Competition Groups_Advanced BAS/Controllers
Residential | Res ¦ High Efficiency Chiller (avg of water and air cooled) | 2027 | Achievable | GWh | Before Competition Groups | 5.8366 | 0 | 0 | 1823.2806 | 0.0032011 | 34 | Residential_2027_Achievable_GWh_Before Competition Groups_34 | High Efficiency Chiller (avg of water and air cooled) | 0.3201% | 0 | 5.8366 | Residential_2027_Achievable_GWh_Before Competition Groups_High Efficiency Chiller (avg of water and air cooled)
Residential | Res ¦ Duct Insulation MF | 2027 | Economic | GWh | Before Competition Groups | 26.6821 | 0 | 0 | 8509.6222 | 0.0031355 | 34 | Residential_2027_Economic_GWh_Before Competition Groups_34 | Duct Insulation MF | 0.3136% | 0 | 26.6821 | Residential_2027_Economic_GWh_Before Competition Groups_Duct Insulation MF
Residential | Res ¦ Solar Powered Attic Fan | 2027 | Technical | GWh | Before Competition Groups | 46.2475 | 0 | 0 | 15372.6181 | 0.0030084 | 51 | Residential_2027_Technical_GWh_Before Competition Groups_51 | Solar Powered Attic Fan | 0.3008% | 0 | 46.2475 | Residential_2027_Technical_GWh_Before Competition Groups_Solar Powered Attic Fan
Residential | Res ¦ Energy Star Ceiling Fan/Lighting | 2027 | Technical | GWh | Before Competition Groups | 42.397 | 0 | 0 | 15372.6181 | 0.002758 | 52 | Residential_2027_Technical_GWh_Before Competition Groups_52 | Energy Star Ceiling Fan/Lighting | 0.2758% | 0 | 42.397 | Residential_2027_Technical_GWh_Before Competition Groups_Energy Star Ceiling Fan/Lighting
Residential | Res ¦ Minimize Hot and Warm Clothes Wash | 2027 | Technical | GWh | Before Competition Groups | 42.2413 | 0 | 0 | 15372.6181 | 0.0027478 | 53 | Residential_2027_Technical_GWh_Before Competition Groups_53 | Minimize Hot and Warm Clothes Wash | 0.2748% | 0 | 42.2413 | Residential_2027_Technical_GWh_Before Competition Groups_Minimize Hot and Warm Clothes Wash
Residential | Res ¦ Water Heater Temperature Setback | 2027 | Achievable | GWh | Before Competition Groups | 4.9795 | 0 | 0 | 1823.2806 | 0.0027311 | 35 | Residential_2027_Achievable_GWh_Before Competition Groups_35 | Water Heater Temperature Setback | 0.2731% | 0 | 4.9795 | Residential_2027_Achievable_GWh_Before Competition Groups_Water Heater Temperature Setback
Residential | Res ¦ Air Source Heat Pump | 2027 | Technical | GWh | Before Competition Groups | 41.5164 | 0 | 0 | 15372.6181 | 0.0027007 | 54 | Residential_2027_Technical_GWh_Before Competition Groups_54 | Air Source Heat Pump | 0.2701% | 0 | 41.5164 | Residential_2027_Technical_GWh_Before Competition Groups_Air Source Heat Pump
Residential | Res ¦ Furnace Whistle | 2027 | Technical | GWh | Before Competition Groups | 41.3684 | 0 | 0 | 15372.6181 | 0.002691 | 55 | Residential_2027_Technical_GWh_Before Competition Groups_55 | Furnace Whistle | 0.2691% | 0 | 41.3684 | Residential_2027_Technical_GWh_Before Competition Groups_Furnace Whistle
Residential | Res ¦ Demand Control Ventilation | 2027 | Economic | GWh | Before Competition Groups | 22.7035 | 0 | 0 | 8509.6222 | 0.002668 | 35 | Residential_2027_Economic_GWh_Before Competition Groups_35 | Demand Control Ventilation | 0.2668% | 0 | 22.7035 | Residential_2027_Economic_GWh_Before Competition Groups_Demand Control Ventilation
Residential | Res ¦ LED Exterior Area Lights - LED Fixture (200W) | 2027 | Technical | GWh | Before Competition Groups | 40.2755 | 0 | 0 | 15372.6181 | 0.00262 | 56 | Residential_2027_Technical_GWh_Before Competition Groups_56 | LED Exterior Area Lights - LED Fixture (200W) | 0.262% | 0 | 40.2755 | Residential_2027_Technical_GWh_Before Competition Groups_LED Exterior Area Lights - LED Fixture (200W)
Residential | Res ¦ Duct Insulation | 2027 | Achievable | GWh | Before Competition Groups | 4.5321 | 0 | 0 | 1823.2806 | 0.0024857 | 36 | Residential_2027_Achievable_GWh_Before Competition Groups_36 | Duct Insulation | 0.2486% | 0 | 4.5321 | Residential_2027_Achievable_GWh_Before Competition Groups_Duct Insulation
Residential | Res ¦ Demand Control Ventilation | 2027 | Achievable | GWh | Before Competition Groups | 4.5145 | 0 | 0 | 1823.2806 | 0.002476 | 37 | Residential_2027_Achievable_GWh_Before Competition Groups_37 | Demand Control Ventilation | 0.2476% | 0 | 4.5145 | Residential_2027_Achievable_GWh_Before Competition Groups_Demand Control Ventilation
Residential | Res ¦ Early Hot Water Heater Replacement | 2027 | Technical | GWh | Before Competition Groups | 37.5634 | 0 | 0 | 15372.6181 | 0.0024435 | 57 | Residential_2027_Technical_GWh_Before Competition Groups_57 | Early Hot Water Heater Replacement | 0.2444% | 0 | 37.5634 | Residential_2027_Technical_GWh_Before Competition Groups_Early Hot Water Heater Replacement
Residential | Res ¦ Energy Star Freezer | 2027 | Technical | GWh | Before Competition Groups | 37.1738 | 0 | 0 | 15372.6181 | 0.0024182 | 58 | Residential_2027_Technical_GWh_Before Competition Groups_58 | Energy Star Freezer | 0.2418% | 0 | 37.1738 | Residential_2027_Technical_GWh_Before Competition Groups_Energy Star Freezer
Residential | Res ¦ Duct Insulation MF | 2027 | Technical | GWh | Before Competition Groups | 34.0069 | 0 | 0 | 15372.6181 | 0.0022122 | 59 | Residential_2027_Technical_GWh_Before Competition Groups_59 | Duct Insulation MF | 0.2212% | 0 | 34.0069 | Residential_2027_Technical_GWh_Before Competition Groups_Duct Insulation MF
Residential | Res ¦ Home Energy Reports | 2027 | Technical | GWh | Before Competition Groups | 33.0038 | 0 | 0 | 15372.6181 | 0.0021469 | 60 | Residential_2027_Technical_GWh_Before Competition Groups_60 | Home Energy Reports | 0.2147% | 0 | 33.0038 | Residential_2027_Technical_GWh_Before Competition Groups_Home Energy Reports
Residential | Res ¦ Floor Insulation | 2027 | Achievable | GWh | Before Competition Groups | 3.8591 | 0 | 0 | 1823.2806 | 0.0021166 | 38 | Residential_2027_Achievable_GWh_Before Competition Groups_38 | Floor Insulation | 0.2117% | 0 | 3.8591 | Residential_2027_Achievable_GWh_Before Competition Groups_Floor Insulation
Residential | Res ¦ Variable Frequency Drive (VFD) | 2027 | Economic | GWh | Before Competition Groups | 17.8378 | 0 | 0 | 8509.6222 | 0.0020962 | 36 | Residential_2027_Economic_GWh_Before Competition Groups_36 | Variable Frequency Drive (VFD) | 0.2096% | 0 | 17.8378 | Residential_2027_Economic_GWh_Before Competition Groups_Variable Frequency Drive (VFD)
Residential | Res ¦ CO Sensors for parking garage exhaust fans | 2027 | Economic | GWh | Before Competition Groups | 17.7647 | 0 | 0 | 8509.6222 | 0.0020876 | 37 | Residential_2027_Economic_GWh_Before Competition Groups_37 | CO Sensors for parking garage exhaust fans | 0.2088% | 0 | 17.7647 | Residential_2027_Economic_GWh_Before Competition Groups_CO Sensors for parking garage exhaust fans
Residential | Res ¦ ENERGY STAR LED LAMPS (REFLECTOR LAMPs/MR16/PAR 16) | 2027 | Economic | GWh | Before Competition Groups | 17.5957 | 0 | 0 | 8509.6222 | 0.0020677 | 38 | Residential_2027_Economic_GWh_Before Competition Groups_38 | ENERGY STAR LED LAMPS (REFLECTOR LAMPs/MR16/PAR 16) | 0.2068% | 0 | 17.5957 | Residential_2027_Economic_GWh_Before Competition Groups_ENERGY STAR LED LAMPS (REFLECTOR LAMPs/MR16/PAR 16)
Residential | Res ¦ Central Air Conditioner Maintenance | 2027 | Technical | GWh | Before Competition Groups | 30.9244 | 0 | 0 | 15372.6181 | 0.0020117 | 61 | Residential_2027_Technical_GWh_Before Competition Groups_61 | Central Air Conditioner Maintenance | 0.2012% | 0 | 30.9244 | Residential_2027_Technical_GWh_Before Competition Groups_Central Air Conditioner Maintenance
Residential | Res ¦ Energy Star Dehumidifier | 2027 | Technical | GWh | Before Competition Groups | 30.7733 | 0 | 0 | 15372.6181 | 0.0020018 | 62 | Residential_2027_Technical_GWh_Before Competition Groups_62 | Energy Star Dehumidifier | 0.2002% | 0 | 30.7733 | Residential_2027_Technical_GWh_Before Competition Groups_Energy Star Dehumidifier
Residential | Res ¦ Heat Pump Water Heater | 2027 | Technical | GWh | Before Competition Groups | 28.8926 | 0 | 0 | 15372.6181 | 0.0018795 | 63 | Residential_2027_Technical_GWh_Before Competition Groups_63 | Heat Pump Water Heater | 0.1879% | 0 | 28.8926 | Residential_2027_Technical_GWh_Before Competition Groups_Heat Pump Water Heater
Residential | Res ¦ Heat Recovery Ventilator | 2027 | Economic | GWh | Before Competition Groups | 15.7097 | 0 | 0 | 8509.6222 | 0.0018461 | 39 | Residential_2027_Economic_GWh_Before Competition Groups_39 | Heat Recovery Ventilator | 0.1846% | 0 | 15.7097 | Residential_2027_Economic_GWh_Before Competition Groups_Heat Recovery Ventilator
Residential | Res ¦ Outside Air Economizer | 2027 | Technical | GWh | Before Competition Groups | 28.1566 | 0 | 0 | 15372.6181 | 0.0018316 | 64 | Residential_2027_Technical_GWh_Before Competition Groups_64 | Outside Air Economizer | 0.1832% | 0 | 28.1566 | Residential_2027_Technical_GWh_Before Competition Groups_Outside Air Economizer
Residential | Res ¦ Tankless Water Heater | 2027 | Technical | GWh | Before Competition Groups | 26.1239 | 0 | 0 | 15372.6181 | 0.0016994 | 65 | Residential_2027_Technical_GWh_Before Competition Groups_65 | Tankless Water Heater | 0.1699% | 0 | 26.1239 | Residential_2027_Technical_GWh_Before Competition Groups_Tankless Water Heater
Residential | Res ¦ Drain Water Heat Recovery | 2027 | Technical | GWh | Before Competition Groups | 25.2148 | 0 | 0 | 15372.6181 | 0.0016402 | 66 | Residential_2027_Technical_GWh_Before Competition Groups_66 | Drain Water Heat Recovery | 0.164% | 0 | 25.2148 | Residential_2027_Technical_GWh_Before Competition Groups_Drain Water Heat Recovery
Residential | Res ¦ Central Lighting Control System | 2027 | Technical | GWh | Before Competition Groups | 24.8026 | 0 | 0 | 15372.6181 | 0.0016134 | 67 | Residential_2027_Technical_GWh_Before Competition Groups_67 | Central Lighting Control System | 0.1613% | 0 | 24.8026 | Residential_2027_Technical_GWh_Before Competition Groups_Central Lighting Control System
Residential | Res ¦ Water Heater Temperature Setback | 2027 | Economic | GWh | Before Competition Groups | 13.1814 | 0 | 0 | 8509.6222 | 0.001549 | 40 | Residential_2027_Economic_GWh_Before Competition Groups_40 | Water Heater Temperature Setback | 0.1549% | 0 | 13.1814 | Residential_2027_Economic_GWh_Before Competition Groups_Water Heater Temperature Setback
Residential | Res ¦ Wall Insulation | 2027 | Achievable | GWh | Before Competition Groups | 2.7393 | 0 | 0 | 1823.2806 | 0.0015024 | 39 | Residential_2027_Achievable_GWh_Before Competition Groups_39 | Wall Insulation | 0.1502% | 0 | 2.7393 | Residential_2027_Achievable_GWh_Before Competition Groups_Wall Insulation
Residential | Res ¦ Demand Control Ventilation | 2027 | Technical | GWh | Before Competition Groups | 22.7035 | 0 | 0 | 15372.6181 | 0.0014769 | 68 | Residential_2027_Technical_GWh_Before Competition Groups_68 | Demand Control Ventilation | 0.1477% | 0 | 22.7035 | Residential_2027_Technical_GWh_Before Competition Groups_Demand Control Ventilation
Residential | Res ¦ LED Tube Re-Lamp | 2027 | Technical | GWh | Before Competition Groups | 20.2371 | 0 | 0 | 15372.6181 | 0.0013164 | 69 | Residential_2027_Technical_GWh_Before Competition Groups_69 | LED Tube Re-Lamp | 0.1316% | 0 | 20.2371 | Residential_2027_Technical_GWh_Before Competition Groups_LED Tube Re-Lamp
Residential | Res ¦ Condensing Make Up Air Unit | 2027 | Achievable | GWh | Before Competition Groups | 2.2174 | 0 | 0 | 1823.2806 | 0.0012162 | 40 | Residential_2027_Achievable_GWh_Before Competition Groups_40 | Condensing Make Up Air Unit | 0.1216% | 0 | 2.2174 | Residential_2027_Achievable_GWh_Before Competition Groups_Condensing Make Up Air Unit
Residential | Res ¦ Variable Frequency Drive (VFD) | 2027 | Technical | GWh | Before Competition Groups | 17.8378 | 0 | 0 | 15372.6181 | 0.0011604 | 70 | Residential_2027_Technical_GWh_Before Competition Groups_70 | Variable Frequency Drive (VFD) | 0.116% | 0 | 17.8378 | Residential_2027_Technical_GWh_Before Competition Groups_Variable Frequency Drive (VFD)
Residential | Res ¦ CO Sensors for parking garage exhaust fans | 2027 | Technical | GWh | Before Competition Groups | 17.7647 | 0 | 0 | 15372.6181 | 0.0011556 | 71 | Residential_2027_Technical_GWh_Before Competition Groups_71 | CO Sensors for parking garage exhaust fans | 0.1156% | 0 | 17.7647 | Residential_2027_Technical_GWh_Before Competition Groups_CO Sensors for parking garage exhaust fans
Residential | Res ¦ ENERGY STAR LED LAMPS (REFLECTOR LAMPs/MR16/PAR 16) | 2027 | Technical | GWh | Before Competition Groups | 17.5957 | 0 | 0 | 15372.6181 | 0.0011446 | 72 | Residential_2027_Technical_GWh_Before Competition Groups_72 | ENERGY STAR LED LAMPS (REFLECTOR LAMPs/MR16/PAR 16) | 0.1145% | 0 | 17.5957 | Residential_2027_Technical_GWh_Before Competition Groups_ENERGY STAR LED LAMPS (REFLECTOR LAMPs/MR16/PAR 16)
Residential | Res ¦ VFD on Pumps | 2027 | Achievable | GWh | Before Competition Groups | 2.072 | 0 | 0 | 1823.2806 | 0.0011364 | 41 | Residential_2027_Achievable_GWh_Before Competition Groups_41 | VFD on Pumps | 0.1136% | 0 | 2.072 | Residential_2027_Achievable_GWh_Before Competition Groups_VFD on Pumps
Residential | Res ¦ ENERGY STAR LED Lamps (General Service Lamps) | 2027 | Achievable | GWh | Before Competition Groups | 1.9391 | 0 | 0 | 1823.2806 | 0.0010635 | 42 | Residential_2027_Achievable_GWh_Before Competition Groups_42 | ENERGY STAR LED Lamps (General Service Lamps) | 0.1064% | 0 | 1.9391 | Residential_2027_Achievable_GWh_Before Competition Groups_ENERGY STAR LED Lamps (General Service Lamps)
Residential | Res ¦ Heat Recovery Ventilator | 2027 | Technical | GWh | Before Competition Groups | 16.2352 | 0 | 0 | 15372.6181 | 0.0010561 | 73 | Residential_2027_Technical_GWh_Before Competition Groups_73 | Heat Recovery Ventilator | 0.1056% | 0 | 16.2352 | Residential_2027_Technical_GWh_Before Competition Groups_Heat Recovery Ventilator
Residential | Res ¦ Home Energy Reports | 2027 | Economic | GWh | Before Competition Groups | 8.8915 | 0 | 0 | 8509.6222 | 0.0010449 | 41 | Residential_2027_Economic_GWh_Before Competition Groups_41 | Home Energy Reports | 0.1045% | 0 | 8.8915 | Residential_2027_Economic_GWh_Before Competition Groups_Home Energy Reports
Residential | Res ¦ Home Energy Reports | 2027 | Achievable | GWh | Before Competition Groups | 1.8805 | 0 | 0 | 1823.2806 | 0.0010314 | 43 | Residential_2027_Achievable_GWh_Before Competition Groups_43 | Home Energy Reports | 0.1031% | 0 | 1.8805 | Residential_2027_Achievable_GWh_Before Competition Groups_Home Energy Reports
Residential | Res ¦ Duct Insulation MF | 2027 | Achievable | GWh | Before Competition Groups | 1.6913 | 0 | 0 | 1823.2806 | 0.00092763 | 44 | Residential_2027_Achievable_GWh_Before Competition Groups_44 | Duct Insulation MF | 0.09276% | 0 | 1.6913 | Residential_2027_Achievable_GWh_Before Competition Groups_Duct Insulation MF
Residential | Res ¦ Solar Water Heating System | 2027 | Technical | GWh | Before Competition Groups | 14.24 | 0 | 0 | 15372.6181 | 0.00092632 | 74 | Residential_2027_Technical_GWh_Before Competition Groups_74 | Solar Water Heating System | 0.09263% | 0 | 14.24 | Residential_2027_Technical_GWh_Before Competition Groups_Solar Water Heating System
Residential | Res ¦ LED Tube Re-Lamp | 2027 | Economic | GWh | Before Competition Groups | 7.4981 | 0 | 0 | 8509.6222 | 0.00088113 | 42 | Residential_2027_Economic_GWh_Before Competition Groups_42 | LED Tube Re-Lamp | 0.08811% | 0 | 7.4981 | Residential_2027_Economic_GWh_Before Competition Groups_LED Tube Re-Lamp
Residential | Res ¦ Condensing Make Up Air Unit | 2027 | Economic | GWh | Before Competition Groups | 7.3951 | 0 | 0 | 8509.6222 | 0.00086903 | 43 | Residential_2027_Economic_GWh_Before Competition Groups_43 | Condensing Make Up Air Unit | 0.0869% | 0 | 7.3951 | Residential_2027_Economic_GWh_Before Competition Groups_Condensing Make Up Air Unit
Residential | Res ¦ Water Heater Temperature Setback | 2027 | Technical | GWh | Before Competition Groups | 13.1814 | 0 | 0 | 15372.6181 | 0.00085746 | 75 | Residential_2027_Technical_GWh_Before Competition Groups_75 | Water Heater Temperature Setback | 0.08575% | 0 | 13.1814 | Residential_2027_Technical_GWh_Before Competition Groups_Water Heater Temperature Setback
Residential | Res ¦ High Efficiency Storage Water Heater | 2027 | Technical | GWh | Before Competition Groups | 12.6097 | 0 | 0 | 15372.6181 | 0.00082027 | 76 | Residential_2027_Technical_GWh_Before Competition Groups_76 | High Efficiency Storage Water Heater | 0.08203% | 0 | 12.6097 | Residential_2027_Technical_GWh_Before Competition Groups_High Efficiency Storage Water Heater
Residential | Res ¦ High Efficiency Chiller (avg of water and air cooled) | 2027 | Economic | GWh | Before Competition Groups | 6.9118 | 0 | 0 | 8509.6222 | 0.00081224 | 44 | Residential_2027_Economic_GWh_Before Competition Groups_44 | High Efficiency Chiller (avg of water and air cooled) | 0.08122% | 0 | 6.9118 | Residential_2027_Economic_GWh_Before Competition Groups_High Efficiency Chiller (avg of water and air cooled)
Residential | Res ¦ DHW Recirculation Systems | 2027 | Technical | GWh | Before Competition Groups | 11.8751 | 0 | 0 | 15372.6181 | 0.00077248 | 77 | Residential_2027_Technical_GWh_Before Competition Groups_77 | DHW Recirculation Systems | 0.07725% | 0 | 11.8751 | Residential_2027_Technical_GWh_Before Competition Groups_DHW Recirculation Systems
Residential | Res ¦ Energy Star Dishwasher | 2027 | Technical | GWh | Before Competition Groups | 11.8331 | 0 | 0 | 15372.6181 | 0.00076975 | 78 | Residential_2027_Technical_GWh_Before Competition Groups_78 | Energy Star Dishwasher | 0.07697% | 0 | 11.8331 | Residential_2027_Technical_GWh_Before Competition Groups_Energy Star Dishwasher
Residential | Res ¦ Air Source Heat Pump Maintenance | 2027 | Technical | GWh | Before Competition Groups | 10.7163 | 0 | 0 | 15372.6181 | 0.0006971 | 79 | Residential_2027_Technical_GWh_Before Competition Groups_79 | Air Source Heat Pump Maintenance | 0.06971% | 0 | 10.7163 | Residential_2027_Technical_GWh_Before Competition Groups_Air Source Heat Pump Maintenance
Residential | Res ¦ VFD on Pumps | 2027 | Economic | GWh | Before Competition Groups | 5.4853 | 0 | 0 | 8509.6222 | 0.0006446 | 45 | Residential_2027_Economic_GWh_Before Competition Groups_45 | VFD on Pumps | 0.06446% | 0 | 5.4853 | Residential_2027_Economic_GWh_Before Competition Groups_VFD on Pumps
Residential | Res ¦ Tankless Water Heater | 2027 | Economic | GWh | Before Competition Groups | 5.1508 | 0 | 0 | 8509.6222 | 0.0006053 | 46 | Residential_2027_Economic_GWh_Before Competition Groups_46 | Tankless Water Heater | 0.06053% | 0 | 5.1508 | Residential_2027_Economic_GWh_Before Competition Groups_Tankless Water Heater
Residential | Res ¦ ECM MOTORS FOR HVAC APPLICATION (FAN-POWERED VAV BOX) | 2027 | Achievable | GWh | Before Competition Groups | 0.98579 | 0 | 0 | 1823.2806 | 0.00054067 | 45 | Residential_2027_Achievable_GWh_Before Competition Groups_45 | ECM MOTORS FOR HVAC APPLICATION (FAN-POWERED VAV BOX) | 0.05407% | 0 | 0.98579 | Residential_2027_Achievable_GWh_Before Competition Groups_ECM MOTORS FOR HVAC APPLICATION (FAN-POWERED VAV BOX)
Residential | Res ¦ Condensing Make Up Air Unit | 2027 | Technical | GWh | Before Competition Groups | 7.3951 | 0 | 0 | 15372.6181 | 0.00048106 | 80 | Residential_2027_Technical_GWh_Before Competition Groups_80 | Condensing Make Up Air Unit | 0.04811% | 0 | 7.3951 | Residential_2027_Technical_GWh_Before Competition Groups_Condensing Make Up Air Unit
Residential | Res ¦ High Efficiency Chiller (avg of water and air cooled) | 2027 | Technical | GWh | Before Competition Groups | 6.9118 | 0 | 0 | 15372.6181 | 0.00044962 | 81 | Residential_2027_Technical_GWh_Before Competition Groups_81 | High Efficiency Chiller (avg of water and air cooled) | 0.04496% | 0 | 6.9118 | Residential_2027_Technical_GWh_Before Competition Groups_High Efficiency Chiller (avg of water and air cooled)
Residential | Res ¦ Heat Recovery Ventilator | 2027 | Achievable | GWh | Before Competition Groups | 0.68767 | 0 | 0 | 1823.2806 | 0.00037716 | 46 | Residential_2027_Achievable_GWh_Before Competition Groups_46 | Heat Recovery Ventilator | 0.03772% | 0 | 0.68767 | Residential_2027_Achievable_GWh_Before Competition Groups_Heat Recovery Ventilator
Residential | Res ¦ Basement or Crawlspace Insulation | 2027 | Achievable | GWh | Before Competition Groups | 0.65244 | 0 | 0 | 1823.2806 | 0.00035784 | 47 | Residential_2027_Achievable_GWh_Before Competition Groups_47 | Basement or Crawlspace Insulation | 0.03578% | 0 | 0.65244 | Residential_2027_Achievable_GWh_Before Competition Groups_Basement or Crawlspace Insulation
Residential | Res ¦ VFD on Pumps | 2027 | Technical | GWh | Before Competition Groups | 5.4853 | 0 | 0 | 15372.6181 | 0.00035682 | 82 | Residential_2027_Technical_GWh_Before Competition Groups_82 | VFD on Pumps | 0.03568% | 0 | 5.4853 | Residential_2027_Technical_GWh_Before Competition Groups_VFD on Pumps
Residential | Res ¦ ENERGY STAR LED Lamps (General Service Lamps) | 2027 | Economic | GWh | Before Competition Groups | 2.9996 | 0 | 0 | 8509.6222 | 0.00035249 | 47 | Residential_2027_Economic_GWh_Before Competition Groups_47 | ENERGY STAR LED Lamps (General Service Lamps) | 0.03525% | 0 | 2.9996 | Residential_2027_Economic_GWh_Before Competition Groups_ENERGY STAR LED Lamps (General Service Lamps)
Residential | Res ¦ Energy Star Windows | 2027 | Achievable | GWh | Before Competition Groups | 0.63108 | 0 | 0 | 1823.2806 | 0.00034612 | 48 | Residential_2027_Achievable_GWh_Before Competition Groups_48 | Energy Star Windows | 0.03461% | 0 | 0.63108 | Residential_2027_Achievable_GWh_Before Competition Groups_Energy Star Windows
Residential | Res ¦ ECM MOTORS FOR HVAC APPLICATION (FAN-POWERED VAV BOX) | 2027 | Economic | GWh | Before Competition Groups | 2.8749 | 0 | 0 | 8509.6222 | 0.00033784 | 48 | Residential_2027_Economic_GWh_Before Competition Groups_48 | ECM MOTORS FOR HVAC APPLICATION (FAN-POWERED VAV BOX) | 0.03378% | 0 | 2.8749 | Residential_2027_Economic_GWh_Before Competition Groups_ECM MOTORS FOR HVAC APPLICATION (FAN-POWERED VAV BOX)
Residential | Res ¦ Tankless Water Heater | 2027 | Achievable | GWh | Before Competition Groups | 0.52629 | 0 | 0 | 1823.2806 | 0.00028865 | 49 | Residential_2027_Achievable_GWh_Before Competition Groups_49 | Tankless Water Heater | 0.02887% | 0 | 0.52629 | Residential_2027_Achievable_GWh_Before Competition Groups_Tankless Water Heater
Residential | Res ¦ Beverage Vending Machine Controls | 2027 | Achievable | GWh | Before Competition Groups | 0.52467 | 0 | 0 | 1823.2806 | 0.00028776 | 50 | Residential_2027_Achievable_GWh_Before Competition Groups_50 | Beverage Vending Machine Controls | 0.02878% | 0 | 0.52467 | Residential_2027_Achievable_GWh_Before Competition Groups_Beverage Vending Machine Controls
Residential | Res ¦ Beverage Vending Machine Controls | 2027 | Economic | GWh | Before Competition Groups | 1.8802 | 0 | 0 | 8509.6222 | 0.00022096 | 49 | Residential_2027_Economic_GWh_Before Competition Groups_49 | Beverage Vending Machine Controls | 0.0221% | 0 | 1.8802 | Residential_2027_Economic_GWh_Before Competition Groups_Beverage Vending Machine Controls
Residential | Res ¦ Energy Star Windows | 2027 | Economic | GWh | Before Competition Groups | 1.6719 | 0 | 0 | 8509.6222 | 0.00019647 | 50 | Residential_2027_Economic_GWh_Before Competition Groups_50 | Energy Star Windows | 0.01965% | 0 | 1.6719 | Residential_2027_Economic_GWh_Before Competition Groups_Energy Star Windows
Residential | Res ¦ ENERGY STAR LED Lamps (General Service Lamps) | 2027 | Technical | GWh | Before Competition Groups | 2.9996 | 0 | 0 | 15372.6181 | 0.00019512 | 83 | Residential_2027_Technical_GWh_Before Competition Groups_83 | ENERGY STAR LED Lamps (General Service Lamps) | 0.01951% | 0 | 2.9996 | Residential_2027_Technical_GWh_Before Competition Groups_ENERGY STAR LED Lamps (General Service Lamps)
Residential | Res ¦ ECM MOTORS FOR HVAC APPLICATION (FAN-POWERED VAV BOX) | 2027 | Technical | GWh | Before Competition Groups | 2.8749 | 0 | 0 | 15372.6181 | 0.00018702 | 84 | Residential_2027_Technical_GWh_Before Competition Groups_84 | ECM MOTORS FOR HVAC APPLICATION (FAN-POWERED VAV BOX) | 0.0187% | 0 | 2.8749 | Residential_2027_Technical_GWh_Before Competition Groups_ECM MOTORS FOR HVAC APPLICATION (FAN-POWERED VAV BOX)
Residential | Res ¦ HVAC Optimization | 2027 | Technical | GWh | Before Competition Groups | 2.2877 | 0 | 0 | 15372.6181 | 0.00014882 | 85 | Residential_2027_Technical_GWh_Before Competition Groups_85 | HVAC Optimization | 0.01488% | 0 | 2.2877 | Residential_2027_Technical_GWh_Before Competition Groups_HVAC Optimization
Residential | Res ¦ Beverage Vending Machine Controls | 2027 | Technical | GWh | Before Competition Groups | 1.8802 | 0 | 0 | 15372.6181 | 0.00012231 | 86 | Residential_2027_Technical_GWh_Before Competition Groups_86 | Beverage Vending Machine Controls | 0.01223% | 0 | 1.8802 | Residential_2027_Technical_GWh_Before Competition Groups_Beverage Vending Machine Controls
Residential | Res ¦ Wall Insulation MF | 2027 | Technical | GWh | Before Competition Groups | 0.66735 | 0 | 0 | 15372.6181 | 4.3412e-05 | 87 | Residential_2027_Technical_GWh_Before Competition Groups_87 | Wall Insulation MF | 0.004341% | 0 | 0.66735 | Residential_2027_Technical_GWh_Before Competition Groups_Wall Insulation MF
Residential | Res ¦ Chilled Water Optimization | 2027 | Achievable | GWh | Before Competition Groups | 0.056775 | 0 | 0 | 1823.2806 | 3.1139e-05 | 51 | Residential_2027_Achievable_GWh_Before Competition Groups_51 | Chilled Water Optimization | 0.003114% | 0 | 0.056775 | Residential_2027_Achievable_GWh_Before Competition Groups_Chilled Water Optimization
Residential | Res ¦ LED Recessed Downlights | 2027 | Technical | GWh | Before Competition Groups | 0.34079 | 0 | 0 | 15372.6181 | 2.2169e-05 | 88 | Residential_2027_Technical_GWh_Before Competition Groups_88 | LED Recessed Downlights | 0.002217% | 0 | 0.34079 | Residential_2027_Technical_GWh_Before Competition Groups_LED Recessed Downlights
Residential | Res ¦ Chilled Water Optimization | 2027 | Economic | GWh | Before Competition Groups | 0.18031 | 0 | 0 | 8509.6222 | 2.1189e-05 | 51 | Residential_2027_Economic_GWh_Before Competition Groups_51 | Chilled Water Optimization | 0.002119% | 0 | 0.18031 | Residential_2027_Economic_GWh_Before Competition Groups_Chilled Water Optimization
Residential | Res ¦ LED High Bay Fixture | 2027 | Technical | GWh | Before Competition Groups | 0.29433 | 0 | 0 | 15372.6181 | 1.9146e-05 | 89 | Residential_2027_Technical_GWh_Before Competition Groups_89 | LED High Bay Fixture | 0.001915% | 0 | 0.29433 | Residential_2027_Technical_GWh_Before Competition Groups_LED High Bay Fixture
Residential | Res ¦ Chilled Water Optimization | 2027 | Technical | GWh | Before Competition Groups | 0.18031 | 0 | 0 | 15372.6181 | 1.1729e-05 | 90 | Residential_2027_Technical_GWh_Before Competition Groups_90 | Chilled Water Optimization | 0.001173% | 0 | 0.18031 | Residential_2027_Technical_GWh_Before Competition Groups_Chilled Water Optimization
Residential | Res ¦ Ceiling Insulation | 2027 | Economic | GWh | Before Competition Groups | 0.058807 | 0 | 0 | 8509.6222 | 6.9106e-06 | 52 | Residential_2027_Economic_GWh_Before Competition Groups_52 | Ceiling Insulation | 0.0006911% | 0 | 0.058807 | Residential_2027_Economic_GWh_Before Competition Groups_Ceiling Insulation
Residential | Res ¦ Wall Insulation MF | 2027 | Economic | GWh | Before Competition Groups | 0.054778 | 0 | 0 | 8509.6222 | 6.4372e-06 | 53 | Residential_2027_Economic_GWh_Before Competition Groups_53 | Wall Insulation MF | 0.0006437% | 0 | 0.054778 | Residential_2027_Economic_GWh_Before Competition Groups_Wall Insulation MF
Residential | Res ¦ Solar Water Preheat (Pools/DHW) | 2027 | Technical | GWh | Before Competition Groups | 0.039275 | 0 | 0 | 15372.6181 | 2.5549e-06 | 91 | Residential_2027_Technical_GWh_Before Competition Groups_91 | Solar Water Preheat (Pools/DHW) | 0.0002555% | 0 | 0.039275 | Residential_2027_Technical_GWh_Before Competition Groups_Solar Water Preheat (Pools/DHW)
Residential | Res ¦ Wall Insulation MF | 2027 | Achievable | GWh | Before Competition Groups | 0.0034742 | 0 | 0 | 1823.2806 | 1.9055e-06 | 52 | Residential_2027_Achievable_GWh_Before Competition Groups_52 | Wall Insulation MF | 0.0001905% | 0 | 0.0034742 | Residential_2027_Achievable_GWh_Before Competition Groups_Wall Insulation MF
Residential | Res ¦ Ceiling Insulation | 2027 | Achievable | GWh | Before Competition Groups | 0.000583 | 0 | 0 | 1823.2806 | 3.1975e-07 | 53 | Residential_2027_Achievable_GWh_Before Competition Groups_53 | Ceiling Insulation | 3.198e-05% | 0 | 0.000583 | Residential_2027_Achievable_GWh_Before Competition Groups_Ceiling Insulation
Residential | Res ¦ Photocell Controls (Outdoor) | 2027 | Technical | GWh | Before Competition Groups | 0.00036447 | 0 | 0 | 15372.6181 | 2.3709e-08 | 92 | Residential_2027_Technical_GWh_Before Competition Groups_92 | Photocell Controls (Outdoor) | 2.371e-06% | 0 | 0.00036447 | Residential_2027_Technical_GWh_Before Competition Groups_Photocell Controls (Outdoor)
Residential | Res ¦ Air Source Heat Pump | 2027 | Achievable | GWh | Before Competition Groups | 0 | 0 | 0 | 1823.2806 | 0 | 54 | Residential_2027_Achievable_GWh_Before Competition Groups_54 | Air Source Heat Pump | 0% | 0 | 0 | Residential_2027_Achievable_GWh_Before Competition Groups_Air Source Heat Pump
Residential | Res ¦ Air Source Heat Pump | 2027 | Economic | GWh | Before Competition Groups | 0 | 0 | 0 | 8509.6222 | 0 | 54 | Residential_2027_Economic_GWh_Before Competition Groups_54 | Air Source Heat Pump | 0% | 0 | 0 | Residential_2027_Economic_GWh_Before Competition Groups_Air Source Heat Pump
Residential | Res ¦ DHW Recirculation Systems | 2027 | Achievable | GWh | Before Competition Groups | 0 | 0 | 0 | 1823.2806 | 0 | 55 | Residential_2027_Achievable_GWh_Before Competition Groups_55 | DHW Recirculation Systems | 0% | 0 | 0 | Residential_2027_Achievable_GWh_Before Competition Groups_DHW Recirculation Systems
Residential | Res ¦ DHW Recirculation Systems | 2027 | Economic | GWh | Before Competition Groups | 0 | 0 | 0 | 8509.6222 | 0 | 55 | Residential_2027_Economic_GWh_Before Competition Groups_55 | DHW Recirculation Systems | 0% | 0 | 0 | Residential_2027_Economic_GWh_Before Competition Groups_DHW Recirculation Systems
Residential | Res ¦ Drain Water Heat Recovery | 2027 | Achievable | GWh | Before Competition Groups | 0 | 0 | 0 | 1823.2806 | 0 | 56 | Residential_2027_Achievable_GWh_Before Competition Groups_56 | Drain Water Heat Recovery | 0% | 0 | 0 | Residential_2027_Achievable_GWh_Before Competition Groups_Drain Water Heat Recovery
Residential | Res ¦ Drain Water Heat Recovery | 2027 | Economic | GWh | Before Competition Groups | 0 | 0 | 0 | 8509.6222 | 0 | 56 | Residential_2027_Economic_GWh_Before Competition Groups_56 | Drain Water Heat Recovery | 0% | 0 | 0 | Residential_2027_Economic_GWh_Before Competition Groups_Drain Water Heat Recovery
Residential | Res ¦ Early Hot Water Heater Replacement | 2027 | Achievable | GWh | Before Competition Groups | 0 | 0 | 0 | 1823.2806 | 0 | 57 | Residential_2027_Achievable_GWh_Before Competition Groups_57 | Early Hot Water Heater Replacement | 0% | 0 | 0 | Residential_2027_Achievable_GWh_Before Competition Groups_Early Hot Water Heater Replacement
Residential | Res ¦ Early Hot Water Heater Replacement | 2027 | Economic | GWh | Before Competition Groups | 0 | 0 | 0 | 8509.6222 | 0 | 57 | Residential_2027_Economic_GWh_Before Competition Groups_57 | Early Hot Water Heater Replacement | 0% | 0 | 0 | Residential_2027_Economic_GWh_Before Competition Groups_Early Hot Water Heater Replacement
Residential | Res ¦ Energy Star Clothes Dryer | 2027 | Achievable | GWh | Before Competition Groups | 0 | 0 | 0 | 1823.2806 | 0 | 58 | Residential_2027_Achievable_GWh_Before Competition Groups_58 | Energy Star Clothes Dryer | 0% | 0 | 0 | Residential_2027_Achievable_GWh_Before Competition Groups_Energy Star Clothes Dryer
Residential | Res ¦ Energy Star Clothes Dryer | 2027 | Economic | GWh | Before Competition Groups | 0 | 0 | 0 | 8509.6222 | 0 | 58 | Residential_2027_Economic_GWh_Before Competition Groups_58 | Energy Star Clothes Dryer | 0% | 0 | 0 | Residential_2027_Economic_GWh_Before Competition Groups_Energy Star Clothes Dryer
Residential | Res ¦ Energy Star Dehumidifier | 2027 | Achievable | GWh | Before Competition Groups | 0 | 0 | 0 | 1823.2806 | 0 | 59 | Residential_2027_Achievable_GWh_Before Competition Groups_59 | Energy Star Dehumidifier | 0% | 0 | 0 | Residential_2027_Achievable_GWh_Before Competition Groups_Energy Star Dehumidifier
Residential | Res ¦ Energy Star Dehumidifier | 2027 | Economic | GWh | Before Competition Groups | 0 | 0 | 0 | 8509.6222 | 0 | 59 | Residential_2027_Economic_GWh_Before Competition Groups_59 | Energy Star Dehumidifier | 0% | 0 | 0 | Residential_2027_Economic_GWh_Before Competition Groups_Energy Star Dehumidifier
Residential | Res ¦ Energy Star Freezer | 2027 | Achievable | GWh | Before Competition Groups | 0 | 0 | 0 | 1823.2806 | 0 | 60 | Residential_2027_Achievable_GWh_Before Competition Groups_60 | Energy Star Freezer | 0% | 0 | 0 | Residential_2027_Achievable_GWh_Before Competition Groups_Energy Star Freezer
Residential | Res ¦ Energy Star Freezer | 2027 | Economic | GWh | Before Competition Groups | 0 | 0 | 0 | 8509.6222 | 0 | 60 | Residential_2027_Economic_GWh_Before Competition Groups_60 | Energy Star Freezer | 0% | 0 | 0 | Residential_2027_Economic_GWh_Before Competition Groups_Energy Star Freezer
Residential | Res ¦ Furnace with ECM | 2027 | Achievable | GWh | Before Competition Groups | 0 | 0 | 0 | 1823.2806 | 0 | 61 | Residential_2027_Achievable_GWh_Before Competition Groups_61 | Furnace with ECM | 0% | 0 | 0 | Residential_2027_Achievable_GWh_Before Competition Groups_Furnace with ECM
Residential | Res ¦ Furnace with ECM | 2027 | Economic | GWh | Before Competition Groups | 0 | 0 | 0 | 8509.6222 | 0 | 61 | Residential_2027_Economic_GWh_Before Competition Groups_61 | Furnace with ECM | 0% | 0 | 0 | Residential_2027_Economic_GWh_Before Competition Groups_Furnace with ECM
Residential | Res ¦ Heat Pump Water Heater | 2027 | Achievable | GWh | Before Competition Groups | 0 | 0 | 0 | 1823.2806 | 0 | 62 | Residential_2027_Achievable_GWh_Before Competition Groups_62 | Heat Pump Water Heater | 0% | 0 | 0 | Residential_2027_Achievable_GWh_Before Competition Groups_Heat Pump Water Heater
Residential | Res ¦ Heat Pump Water Heater | 2027 | Economic | GWh | Before Competition Groups | 0 | 0 | 0 | 8509.6222 | 0 | 62 | Residential_2027_Economic_GWh_Before Competition Groups_62 | Heat Pump Water Heater | 0% | 0 | 0 | Residential_2027_Economic_GWh_Before Competition Groups_Heat Pump Water Heater
Residential | Res ¦ LED Downlight | 2027 | Achievable | GWh | Before Competition Groups | 0 | 0 | 0 | 1823.2806 | 0 | 63 | Residential_2027_Achievable_GWh_Before Competition Groups_63 | LED Downlight | 0% | 0 | 0 | Residential_2027_Achievable_GWh_Before Competition Groups_LED Downlight
Residential | Res ¦ LED Downlight | 2027 | Economic | GWh | Before Competition Groups | 0 | 0 | 0 | 8509.6222 | 0 | 63 | Residential_2027_Economic_GWh_Before Competition Groups_63 | LED Downlight | 0% | 0 | 0 | Residential_2027_Economic_GWh_Before Competition Groups_LED Downlight
Residential | Res ¦ LED High Bay Fixture | 2027 | Achievable | GWh | Before Competition Groups | 0 | 0 | 0 | 1823.2806 | 0 | 64 | Residential_2027_Achievable_GWh_Before Competition Groups_64 | LED High Bay Fixture | 0% | 0 | 0 | Residential_2027_Achievable_GWh_Before Competition Groups_LED High Bay Fixture
Residential | Res ¦ LED High Bay Fixture | 2027 | Economic | GWh | Before Competition Groups | 0 | 0 | 0 | 8509.6222 | 0 | 64 | Residential_2027_Economic_GWh_Before Competition Groups_64 | LED High Bay Fixture | 0% | 0 | 0 | Residential_2027_Economic_GWh_Before Competition Groups_LED High Bay Fixture
Residential | Res ¦ Lighting Motion Sensors, Timers, Dimmers | 2027 | Achievable | GWh | Before Competition Groups | 0 | 0 | 0 | 1823.2806 | 0 | 65 | Residential_2027_Achievable_GWh_Before Competition Groups_65 | Lighting Motion Sensors, Timers, Dimmers | 0% | 0 | 0 | Residential_2027_Achievable_GWh_Before Competition Groups_Lighting Motion Sensors, Timers, Dimmers
Residential | Res ¦ Lighting Motion Sensors, Timers, Dimmers | 2027 | Economic | GWh | Before Competition Groups | 0 | 0 | 0 | 8509.6222 | 0 | 65 | Residential_2027_Economic_GWh_Before Competition Groups_65 | Lighting Motion Sensors, Timers, Dimmers | 0% | 0 | 0 | Residential_2027_Economic_GWh_Before Competition Groups_Lighting Motion Sensors, Timers, Dimmers
Residential | Res ¦ Networked/ Connected - Indoor LED Luminaire | 2027 | Achievable | GWh | Before Competition Groups | 0 | 0 | 0 | 1823.2806 | 0 | 66 | Residential_2027_Achievable_GWh_Before Competition Groups_66 | Networked/ Connected - Indoor LED Luminaire | 0% | 0 | 0 | Residential_2027_Achievable_GWh_Before Competition Groups_Networked/ Connected - Indoor LED Luminaire
Residential | Res ¦ Networked/ Connected - Indoor LED Luminaire | 2027 | Economic | GWh | Before Competition Groups | 0 | 0 | 0 | 8509.6222 | 0 | 66 | Residential_2027_Economic_GWh_Before Competition Groups_66 | Networked/ Connected - Indoor LED Luminaire | 0% | 0 | 0 | Residential_2027_Economic_GWh_Before Competition Groups_Networked/ Connected - Indoor LED Luminaire
Residential | Res ¦ Radiant Barrier | 2027 | Achievable | GWh | Before Competition Groups | 0 | 0 | 0 | 1823.2806 | 0 | 67 | Residential_2027_Achievable_GWh_Before Competition Groups_67 | Radiant Barrier | 0% | 0 | 0 | Residential_2027_Achievable_GWh_Before Competition Groups_Radiant Barrier
Residential | Res ¦ Radiant Barrier | 2027 | Economic | GWh | Before Competition Groups | 0 | 0 | 0 | 8509.6222 | 0 | 67 | Residential_2027_Economic_GWh_Before Competition Groups_67 | Radiant Barrier | 0% | 0 | 0 | Residential_2027_Economic_GWh_Before Competition Groups_Radiant Barrier
Residential | Res ¦ Smart Power Bar | 2027 | Achievable | GWh | Before Competition Groups | 0 | 0 | 0 | 1823.2806 | 0 | 68 | Residential_2027_Achievable_GWh_Before Competition Groups_68 | Smart Power Bar | 0% | 0 | 0 | Residential_2027_Achievable_GWh_Before Competition Groups_Smart Power Bar
Residential | Res ¦ Smart Power Bar | 2027 | Economic | GWh | Before Competition Groups | 0 | 0 | 0 | 8509.6222 | 0 | 68 | Residential_2027_Economic_GWh_Before Competition Groups_68 | Smart Power Bar | 0% | 0 | 0 | Residential_2027_Economic_GWh_Before Competition Groups_Smart Power Bar
Residential | Res ¦ Variable Refrigerant Flow Heat Pump | 2027 | Achievable | GWh | Before Competition Groups | 0 | 0 | 0 | 1823.2806 | 0 | 69 | Residential_2027_Achievable_GWh_Before Competition Groups_69 | Variable Refrigerant Flow Heat Pump | 0% | 0 | 0 | Residential_2027_Achievable_GWh_Before Competition Groups_Variable Refrigerant Flow Heat Pump
Residential | Res ¦ Variable Refrigerant Flow Heat Pump | 2027 | Economic | GWh | Before Competition Groups | 0 | 0 | 0 | 8509.6222 | 0 | 69 | Residential_2027_Economic_GWh_Before Competition Groups_69 | Variable Refrigerant Flow Heat Pump | 0% | 0 | 0 | Residential_2027_Economic_GWh_Before Competition Groups_Variable Refrigerant Flow Heat Pump
Residential | Res ¦ Energy Star A Line, PAR, MR Lamps | 2028 | Economic | GWh | Before Competition Groups | 1242.0936 | 0 | 0 | 9069.9194 | 0.13695 | 1 | Residential_2028_Economic_GWh_Before Competition Groups_1 | Energy Star A Line, PAR, MR Lamps | 13.69% | 0 | 1242.0936 | Residential_2028_Economic_GWh_Before Competition Groups_Energy Star A Line, PAR, MR Lamps
Residential | Res ¦ Energy Star LED Bulbs General Purpose LEDs | 2028 | Economic | GWh | Before Competition Groups | 1091.1882 | 0 | 0 | 9069.9194 | 0.12031 | 2 | Residential_2028_Economic_GWh_Before Competition Groups_2 | Energy Star LED Bulbs General Purpose LEDs | 12.03% | 0 | 1091.1882 | Residential_2028_Economic_GWh_Before Competition Groups_Energy Star LED Bulbs General Purpose LEDs
Residential | Res ¦ Energy Star LED Specialty Bulbs | 2028 | Economic | GWh | Before Competition Groups | 953.2782 | 0 | 0 | 9069.9194 | 0.1051 | 3 | Residential_2028_Economic_GWh_Before Competition Groups_3 | Energy Star LED Specialty Bulbs | 10.51% | 0 | 953.2782 | Residential_2028_Economic_GWh_Before Competition Groups_Energy Star LED Specialty Bulbs
Residential | Res ¦ Energy Star Clothes Washer | 2028 | Achievable | GWh | Before Competition Groups | 238.5886 | 0 | 0 | 2288.7711 | 0.10424 | 1 | Residential_2028_Achievable_GWh_Before Competition Groups_1 | Energy Star Clothes Washer | 10.42% | 0 | 238.5886 | Residential_2028_Achievable_GWh_Before Competition Groups_Energy Star Clothes Washer
Residential | Res ¦ Smart Power Bar | 2028 | Technical | GWh | Before Competition Groups | 1592.8533 | 0 | 0 | 16234.9512 | 0.098113 | 1 | Residential_2028_Technical_GWh_Before Competition Groups_1 | Smart Power Bar | 9.811% | 0 | 1592.8533 | Residential_2028_Technical_GWh_Before Competition Groups_Smart Power Bar
Residential | Res ¦ Variable Speed Pool Pump Motor | 2028 | Achievable | GWh | Before Competition Groups | 202.1781 | 0 | 0 | 2288.7711 | 0.088335 | 2 | Residential_2028_Achievable_GWh_Before Competition Groups_2 | Variable Speed Pool Pump Motor | 8.833% | 0 | 202.1781 | Residential_2028_Achievable_GWh_Before Competition Groups_Variable Speed Pool Pump Motor
Residential | Res ¦ Energy Star LED Bulbs General Purpose LEDs | 2028 | Achievable | GWh | Before Competition Groups | 200.2457 | 0 | 0 | 2288.7711 | 0.087491 | 3 | Residential_2028_Achievable_GWh_Before Competition Groups_3 | Energy Star LED Bulbs General Purpose LEDs | 8.749% | 0 | 200.2457 | Residential_2028_Achievable_GWh_Before Competition Groups_Energy Star LED Bulbs General Purpose LEDs
Residential | Res ¦ Energy Star LED Specialty Bulbs | 2028 | Achievable | GWh | Before Competition Groups | 176.1325 | 0 | 0 | 2288.7711 | 0.076955 | 4 | Residential_2028_Achievable_GWh_Before Competition Groups_4 | Energy Star LED Specialty Bulbs | 7.696% | 0 | 176.1325 | Residential_2028_Achievable_GWh_Before Competition Groups_Energy Star LED Specialty Bulbs
Residential | Res ¦ Energy Star A Line, PAR, MR Lamps | 2028 | Technical | GWh | Before Competition Groups | 1242.0936 | 0 | 0 | 16234.9512 | 0.076507 | 2 | Residential_2028_Technical_GWh_Before Competition Groups_2 | Energy Star A Line, PAR, MR Lamps | 7.651% | 0 | 1242.0936 | Residential_2028_Technical_GWh_Before Competition Groups_Energy Star A Line, PAR, MR Lamps
Residential | Res ¦ Adaptive Thermostat | 2028 | Economic | GWh | Before Competition Groups | 685.0605 | 0 | 0 | 9069.9194 | 0.075531 | 4 | Residential_2028_Economic_GWh_Before Competition Groups_4 | Adaptive Thermostat | 7.553% | 0 | 685.0605 | Residential_2028_Economic_GWh_Before Competition Groups_Adaptive Thermostat
Residential | Res ¦ Car Block Heater Timer | 2028 | Achievable | GWh | Before Competition Groups | 163.4799 | 0 | 0 | 2288.7711 | 0.071427 | 5 | Residential_2028_Achievable_GWh_Before Competition Groups_5 | Car Block Heater Timer | 7.143% | 0 | 163.4799 | Residential_2028_Achievable_GWh_Before Competition Groups_Car Block Heater Timer
Residential | Res ¦ Building Recommissioning, Operations and Maintenance (O&M) Improvements | 2028 | Achievable | GWh | Before Competition Groups | 158.7865 | 0 | 0 | 2288.7711 | 0.069376 | 6 | Residential_2028_Achievable_GWh_Before Competition Groups_6 | Building Recommissioning, Operations and Maintenance (O&M) Improvements | 6.938% | 0 | 158.7865 | Residential_2028_Achievable_GWh_Before Competition Groups_Building Recommissioning, Operations and Maintenance (O&M) Improvements
Residential | Res ¦ Energy Star LED Bulbs General Purpose LEDs | 2028 | Technical | GWh | Before Competition Groups | 1091.1882 | 0 | 0 | 16234.9512 | 0.067212 | 3 | Residential_2028_Technical_GWh_Before Competition Groups_3 | Energy Star LED Bulbs General Purpose LEDs | 6.721% | 0 | 1091.1882 | Residential_2028_Technical_GWh_Before Competition Groups_Energy Star LED Bulbs General Purpose LEDs
Residential | Res ¦ Air Sealing | 2028 | Economic | GWh | Before Competition Groups | 564.4739 | 0 | 0 | 9069.9194 | 0.062236 | 5 | Residential_2028_Economic_GWh_Before Competition Groups_5 | Air Sealing | 6.224% | 0 | 564.4739 | Residential_2028_Economic_GWh_Before Competition Groups_Air Sealing
Residential | Res ¦ Energy Star LED Specialty Bulbs | 2028 | Technical | GWh | Before Competition Groups | 953.2782 | 0 | 0 | 16234.9512 | 0.058718 | 4 | Residential_2028_Technical_GWh_Before Competition Groups_4 | Energy Star LED Specialty Bulbs | 5.872% | 0 | 953.2782 | Residential_2028_Technical_GWh_Before Competition Groups_Energy Star LED Specialty Bulbs
Residential | Res ¦ Ductless Mini-Split Heat Pump | 2028 | Achievable | GWh | Before Competition Groups | 121.0787 | 0 | 0 | 2288.7711 | 0.052901 | 7 | Residential_2028_Achievable_GWh_Before Competition Groups_7 | Ductless Mini-Split Heat Pump | 5.29% | 0 | 121.0787 | Residential_2028_Achievable_GWh_Before Competition Groups_Ductless Mini-Split Heat Pump
Residential | Res ¦ Variable Speed Pool Pump Motor | 2028 | Economic | GWh | Before Competition Groups | 423.5425 | 0 | 0 | 9069.9194 | 0.046697 | 6 | Residential_2028_Economic_GWh_Before Competition Groups_6 | Variable Speed Pool Pump Motor | 4.67% | 0 | 423.5425 | Residential_2028_Economic_GWh_Before Competition Groups_Variable Speed Pool Pump Motor
Residential | Res ¦ Networked/ Connected - Indoor LED Lamp | 2028 | Technical | GWh | Before Competition Groups | 748.0455 | 0 | 0 | 16234.9512 | 0.046076 | 5 | Residential_2028_Technical_GWh_Before Competition Groups_5 | Networked/ Connected - Indoor LED Lamp | 4.608% | 0 | 748.0455 | Residential_2028_Technical_GWh_Before Competition Groups_Networked/ Connected - Indoor LED Lamp
Residential | Res ¦ Energy Star A Line, PAR, MR Lamps | 2028 | Achievable | GWh | Before Competition Groups | 99.3282 | 0 | 0 | 2288.7711 | 0.043398 | 8 | Residential_2028_Achievable_GWh_Before Competition Groups_8 | Energy Star A Line, PAR, MR Lamps | 4.34% | 0 | 99.3282 | Residential_2028_Achievable_GWh_Before Competition Groups_Energy Star A Line, PAR, MR Lamps
Residential | Res ¦ Adaptive Thermostat | 2028 | Technical | GWh | Before Competition Groups | 685.0605 | 0 | 0 | 16234.9512 | 0.042197 | 6 | Residential_2028_Technical_GWh_Before Competition Groups_6 | Adaptive Thermostat | 4.22% | 0 | 685.0605 | Residential_2028_Technical_GWh_Before Competition Groups_Adaptive Thermostat
Residential | Res ¦ Energy Star Clothes Washer | 2028 | Economic | GWh | Before Competition Groups | 379.2816 | 0 | 0 | 9069.9194 | 0.041818 | 7 | Residential_2028_Economic_GWh_Before Competition Groups_7 | Energy Star Clothes Washer | 4.182% | 0 | 379.2816 | Residential_2028_Economic_GWh_Before Competition Groups_Energy Star Clothes Washer
Residential | Res ¦ Car Block Heater Timer | 2028 | Economic | GWh | Before Competition Groups | 353.83 | 0 | 0 | 9069.9194 | 0.039011 | 8 | Residential_2028_Economic_GWh_Before Competition Groups_8 | Car Block Heater Timer | 3.901% | 0 | 353.83 | Residential_2028_Economic_GWh_Before Competition Groups_Car Block Heater Timer
Residential | Res ¦ Adaptive Thermostat | 2028 | Achievable | GWh | Before Competition Groups | 87.929 | 0 | 0 | 2288.7711 | 0.038418 | 9 | Residential_2028_Achievable_GWh_Before Competition Groups_9 | Adaptive Thermostat | 3.842% | 0 | 87.929 | Residential_2028_Achievable_GWh_Before Competition Groups_Adaptive Thermostat
Residential | Res ¦ Ductless Mini-Split Heat Pump | 2028 | Economic | GWh | Before Competition Groups | 333.5413 | 0 | 0 | 9069.9194 | 0.036774 | 9 | Residential_2028_Economic_GWh_Before Competition Groups_9 | Ductless Mini-Split Heat Pump | 3.677% | 0 | 333.5413 | Residential_2028_Economic_GWh_Before Competition Groups_Ductless Mini-Split Heat Pump
Residential | Res ¦ Building Recommissioning, Operations and Maintenance (O&M) Improvements | 2028 | Economic | GWh | Before Competition Groups | 332.6134 | 0 | 0 | 9069.9194 | 0.036672 | 10 | Residential_2028_Economic_GWh_Before Competition Groups_10 | Building Recommissioning, Operations and Maintenance (O&M) Improvements | 3.667% | 0 | 332.6134 | Residential_2028_Economic_GWh_Before Competition Groups_Building Recommissioning, Operations and Maintenance (O&M) Improvements
Residential | Res ¦ Comprehensive Draft Proofing | 2028 | Achievable | GWh | Before Competition Groups | 79.7433 | 0 | 0 | 2288.7711 | 0.034841 | 10 | Residential_2028_Achievable_GWh_Before Competition Groups_10 | Comprehensive Draft Proofing | 3.484% | 0 | 79.7433 | Residential_2028_Achievable_GWh_Before Competition Groups_Comprehensive Draft Proofing
Residential | Res ¦ Air Sealing | 2028 | Technical | GWh | Before Competition Groups | 564.4739 | 0 | 0 | 16234.9512 | 0.034769 | 7 | Residential_2028_Technical_GWh_Before Competition Groups_7 | Air Sealing | 3.477% | 0 | 564.4739 | Residential_2028_Technical_GWh_Before Competition Groups_Air Sealing
Residential | Res ¦ Basement Wall Insulation | 2028 | Economic | GWh | Before Competition Groups | 295.6541 | 0 | 0 | 9069.9194 | 0.032597 | 11 | Residential_2028_Economic_GWh_Before Competition Groups_11 | Basement Wall Insulation | 3.26% | 0 | 295.6541 | Residential_2028_Economic_GWh_Before Competition Groups_Basement Wall Insulation
Residential | Res ¦ Energy Star Torchiere | 2028 | Achievable | GWh | Before Competition Groups | 68.9741 | 0 | 0 | 2288.7711 | 0.030136 | 11 | Residential_2028_Achievable_GWh_Before Competition Groups_11 | Energy Star Torchiere | 3.014% | 0 | 68.9741 | Residential_2028_Achievable_GWh_Before Competition Groups_Energy Star Torchiere
Residential | Res ¦ LED Parking Lot Fixture | 2028 | Achievable | GWh | Before Competition Groups | 62.8112 | 0 | 0 | 2288.7711 | 0.027443 | 12 | Residential_2028_Achievable_GWh_Before Competition Groups_12 | LED Parking Lot Fixture | 2.744% | 0 | 62.8112 | Residential_2028_Achievable_GWh_Before Competition Groups_LED Parking Lot Fixture
Residential | Res ¦ Heavy Duty Outdoor/Holiday Plug-in Timers | 2028 | Achievable | GWh | Before Competition Groups | 62.716 | 0 | 0 | 2288.7711 | 0.027402 | 13 | Residential_2028_Achievable_GWh_Before Competition Groups_13 | Heavy Duty Outdoor/Holiday Plug-in Timers | 2.74% | 0 | 62.716 | Residential_2028_Achievable_GWh_Before Competition Groups_Heavy Duty Outdoor/Holiday Plug-in Timers
Residential | Res ¦ Energy Star Refrigerator | 2028 | Technical | GWh | Before Competition Groups | 441.9168 | 0 | 0 | 16234.9512 | 0.02722 | 8 | Residential_2028_Technical_GWh_Before Competition Groups_8 | Energy Star Refrigerator | 2.722% | 0 | 441.9168 | Residential_2028_Technical_GWh_Before Competition Groups_Energy Star Refrigerator
Residential | Res ¦ Variable Speed Pool Pump Motor | 2028 | Technical | GWh | Before Competition Groups | 423.5425 | 0 | 0 | 16234.9512 | 0.026088 | 9 | Residential_2028_Technical_GWh_Before Competition Groups_9 | Variable Speed Pool Pump Motor | 2.609% | 0 | 423.5425 | Residential_2028_Technical_GWh_Before Competition Groups_Variable Speed Pool Pump Motor
Residential | Res ¦ Energy Star Central Air Conditioner | 2028 | Technical | GWh | Before Competition Groups | 423.2669 | 0 | 0 | 16234.9512 | 0.026071 | 10 | Residential_2028_Technical_GWh_Before Competition Groups_10 | Energy Star Central Air Conditioner | 2.607% | 0 | 423.2669 | Residential_2028_Technical_GWh_Before Competition Groups_Energy Star Central Air Conditioner
Residential | Res ¦ Attic Insulation | 2028 | Economic | GWh | Before Competition Groups | 228.2092 | 0 | 0 | 9069.9194 | 0.025161 | 12 | Residential_2028_Economic_GWh_Before Competition Groups_12 | Attic Insulation | 2.516% | 0 | 228.2092 | Residential_2028_Economic_GWh_Before Competition Groups_Attic Insulation
Residential | Res ¦ Occupancy Sensors MF | 2028 | Achievable | GWh | Before Competition Groups | 54.8653 | 0 | 0 | 2288.7711 | 0.023972 | 14 | Residential_2028_Achievable_GWh_Before Competition Groups_14 | Occupancy Sensors MF | 2.397% | 0 | 54.8653 | Residential_2028_Achievable_GWh_Before Competition Groups_Occupancy Sensors MF
Residential | Res ¦ Energy Star Light Fixture | 2028 | Achievable | GWh | Before Competition Groups | 53.5157 | 0 | 0 | 2288.7711 | 0.023382 | 15 | Residential_2028_Achievable_GWh_Before Competition Groups_15 | Energy Star Light Fixture | 2.338% | 0 | 53.5157 | Residential_2028_Achievable_GWh_Before Competition Groups_Energy Star Light Fixture
Residential | Res ¦ Energy Star Clothes Washer | 2028 | Technical | GWh | Before Competition Groups | 379.2816 | 0 | 0 | 16234.9512 | 0.023362 | 11 | Residential_2028_Technical_GWh_Before Competition Groups_11 | Energy Star Clothes Washer | 2.336% | 0 | 379.2816 | Residential_2028_Technical_GWh_Before Competition Groups_Energy Star Clothes Washer
Residential | Res ¦ Smart Burners | 2028 | Technical | GWh | Before Competition Groups | 370.0672 | 0 | 0 | 16234.9512 | 0.022794 | 12 | Residential_2028_Technical_GWh_Before Competition Groups_12 | Smart Burners | 2.279% | 0 | 370.0672 | Residential_2028_Technical_GWh_Before Competition Groups_Smart Burners
Residential | Res ¦ Energy Star Torchiere | 2028 | Economic | GWh | Before Competition Groups | 205.785 | 0 | 0 | 9069.9194 | 0.022689 | 13 | Residential_2028_Economic_GWh_Before Competition Groups_13 | Energy Star Torchiere | 2.269% | 0 | 205.785 | Residential_2028_Economic_GWh_Before Competition Groups_Energy Star Torchiere
Residential | Res ¦ Car Block Heater Timer | 2028 | Technical | GWh | Before Competition Groups | 353.83 | 0 | 0 | 16234.9512 | 0.021794 | 13 | Residential_2028_Technical_GWh_Before Competition Groups_13 | Car Block Heater Timer | 2.179% | 0 | 353.83 | Residential_2028_Technical_GWh_Before Competition Groups_Car Block Heater Timer
Residential | Res ¦ Passive Attic Ventilation | 2028 | Technical | GWh | Before Competition Groups | 338.426 | 0 | 0 | 16234.9512 | 0.020846 | 14 | Residential_2028_Technical_GWh_Before Competition Groups_14 | Passive Attic Ventilation | 2.085% | 0 | 338.426 | Residential_2028_Technical_GWh_Before Competition Groups_Passive Attic Ventilation
Residential | Res ¦ Ductless Mini-Split Heat Pump | 2028 | Technical | GWh | Before Competition Groups | 333.5413 | 0 | 0 | 16234.9512 | 0.020545 | 15 | Residential_2028_Technical_GWh_Before Competition Groups_15 | Ductless Mini-Split Heat Pump | 2.054% | 0 | 333.5413 | Residential_2028_Technical_GWh_Before Competition Groups_Ductless Mini-Split Heat Pump
Residential | Res ¦ Energy Star Air Source Heat Pump | 2028 | Economic | GWh | Before Competition Groups | 186.0384 | 0 | 0 | 9069.9194 | 0.020512 | 14 | Residential_2028_Economic_GWh_Before Competition Groups_14 | Energy Star Air Source Heat Pump | 2.051% | 0 | 186.0384 | Residential_2028_Economic_GWh_Before Competition Groups_Energy Star Air Source Heat Pump
Residential | Res ¦ Building Recommissioning, Operations and Maintenance (O&M) Improvements | 2028 | Technical | GWh | Before Competition Groups | 332.6134 | 0 | 0 | 16234.9512 | 0.020487 | 16 | Residential_2028_Technical_GWh_Before Competition Groups_16 | Building Recommissioning, Operations and Maintenance (O&M) Improvements | 2.049% | 0 | 332.6134 | Residential_2028_Technical_GWh_Before Competition Groups_Building Recommissioning, Operations and Maintenance (O&M) Improvements
Residential | Res ¦ Energy Star Ground Source Heat Pump | 2028 | Technical | GWh | Before Competition Groups | 329.0507 | 0 | 0 | 16234.9512 | 0.020268 | 17 | Residential_2028_Technical_GWh_Before Competition Groups_17 | Energy Star Ground Source Heat Pump | 2.027% | 0 | 329.0507 | Residential_2028_Technical_GWh_Before Competition Groups_Energy Star Ground Source Heat Pump
Residential | Res ¦ Air Sealing | 2028 | Achievable | GWh | Before Competition Groups | 45.7182 | 0 | 0 | 2288.7711 | 0.019975 | 16 | Residential_2028_Achievable_GWh_Before Competition Groups_16 | Air Sealing | 1.998% | 0 | 45.7182 | Residential_2028_Achievable_GWh_Before Competition Groups_Air Sealing
Residential | Res ¦ Heat Pump Clothes Dryer | 2028 | Technical | GWh | Before Competition Groups | 314.1195 | 0 | 0 | 16234.9512 | 0.019348 | 18 | Residential_2028_Technical_GWh_Before Competition Groups_18 | Heat Pump Clothes Dryer | 1.935% | 0 | 314.1195 | Residential_2028_Technical_GWh_Before Competition Groups_Heat Pump Clothes Dryer
Residential | Res ¦ Smart Burners | 2028 | Economic | GWh | Before Competition Groups | 173.7355 | 0 | 0 | 9069.9194 | 0.019155 | 15 | Residential_2028_Economic_GWh_Before Competition Groups_15 | Smart Burners | 1.916% | 0 | 173.7355 | Residential_2028_Economic_GWh_Before Competition Groups_Smart Burners
Residential | Res ¦ Energy Star Windows | 2028 | Technical | GWh | Before Competition Groups | 306.3945 | 0 | 0 | 16234.9512 | 0.018873 | 19 | Residential_2028_Technical_GWh_Before Competition Groups_19 | Energy Star Windows | 1.887% | 0 | 306.3945 | Residential_2028_Technical_GWh_Before Competition Groups_Energy Star Windows
Residential | Res ¦ Energy Star Light Fixture | 2028 | Technical | GWh | Before Competition Groups | 302.6505 | 0 | 0 | 16234.9512 | 0.018642 | 20 | Residential_2028_Technical_GWh_Before Competition Groups_20 | Energy Star Light Fixture | 1.864% | 0 | 302.6505 | Residential_2028_Technical_GWh_Before Competition Groups_Energy Star Light Fixture
Residential | Res ¦ Comprehensive Draft Proofing | 2028 | Economic | GWh | Before Competition Groups | 167.0392 | 0 | 0 | 9069.9194 | 0.018417 | 16 | Residential_2028_Economic_GWh_Before Competition Groups_16 | Comprehensive Draft Proofing | 1.842% | 0 | 167.0392 | Residential_2028_Economic_GWh_Before Competition Groups_Comprehensive Draft Proofing
Residential | Res ¦ Basement Wall Insulation | 2028 | Technical | GWh | Before Competition Groups | 295.6541 | 0 | 0 | 16234.9512 | 0.018211 | 21 | Residential_2028_Technical_GWh_Before Competition Groups_21 | Basement Wall Insulation | 1.821% | 0 | 295.6541 | Residential_2028_Technical_GWh_Before Competition Groups_Basement Wall Insulation
Residential | Res ¦ Refrigerator Recycling | 2028 | Achievable | GWh | Before Competition Groups | 40.8114 | 0 | 0 | 2288.7711 | 0.017831 | 17 | Residential_2028_Achievable_GWh_Before Competition Groups_17 | Refrigerator Recycling | 1.783% | 0 | 40.8114 | Residential_2028_Achievable_GWh_Before Competition Groups_Refrigerator Recycling
Residential | Res ¦ Energy Star Light Fixture | 2028 | Economic | GWh | Before Competition Groups | 157.4206 | 0 | 0 | 9069.9194 | 0.017356 | 17 | Residential_2028_Economic_GWh_Before Competition Groups_17 | Energy Star Light Fixture | 1.736% | 0 | 157.4206 | Residential_2028_Economic_GWh_Before Competition Groups_Energy Star Light Fixture
Residential | Res ¦ Heavy Duty Outdoor/Holiday Plug-in Timers | 2028 | Economic | GWh | Before Competition Groups | 152.8958 | 0 | 0 | 9069.9194 | 0.016857 | 18 | Residential_2028_Economic_GWh_Before Competition Groups_18 | Heavy Duty Outdoor/Holiday Plug-in Timers | 1.686% | 0 | 152.8958 | Residential_2028_Economic_GWh_Before Competition Groups_Heavy Duty Outdoor/Holiday Plug-in Timers
Residential | Res ¦ Clothes Drying Racks | 2028 | Achievable | GWh | Before Competition Groups | 37.2472 | 0 | 0 | 2288.7711 | 0.016274 | 18 | Residential_2028_Achievable_GWh_Before Competition Groups_18 | Clothes Drying Racks | 1.627% | 0 | 37.2472 | Residential_2028_Achievable_GWh_Before Competition Groups_Clothes Drying Racks
Residential | Res ¦ Freezer Recycling | 2028 | Achievable | GWh | Before Competition Groups | 35.7113 | 0 | 0 | 2288.7711 | 0.015603 | 19 | Residential_2028_Achievable_GWh_Before Competition Groups_19 | Freezer Recycling | 1.56% | 0 | 35.7113 | Residential_2028_Achievable_GWh_Before Competition Groups_Freezer Recycling
Residential | Res ¦ Basement or Crawlspace Insulation | 2028 | Technical | GWh | Before Competition Groups | 246.0215 | 0 | 0 | 16234.9512 | 0.015154 | 22 | Residential_2028_Technical_GWh_Before Competition Groups_22 | Basement or Crawlspace Insulation | 1.515% | 0 | 246.0215 | Residential_2028_Technical_GWh_Before Competition Groups_Basement or Crawlspace Insulation
Residential | Res ¦ Attic Insulation | 2028 | Technical | GWh | Before Competition Groups | 228.2092 | 0 | 0 | 16234.9512 | 0.014057 | 23 | Residential_2028_Technical_GWh_Before Competition Groups_23 | Attic Insulation | 1.406% | 0 | 228.2092 | Residential_2028_Technical_GWh_Before Competition Groups_Attic Insulation
Residential | Res ¦ Induction Cooking Stove Top | 2028 | Technical | GWh | Before Competition Groups | 227.9614 | 0 | 0 | 16234.9512 | 0.014041 | 24 | Residential_2028_Technical_GWh_Before Competition Groups_24 | Induction Cooking Stove Top | 1.404% | 0 | 227.9614 | Residential_2028_Technical_GWh_Before Competition Groups_Induction Cooking Stove Top
Residential | Res ¦ Energy Star Torchiere | 2028 | Technical | GWh | Before Competition Groups | 205.785 | 0 | 0 | 16234.9512 | 0.012675 | 25 | Residential_2028_Technical_GWh_Before Competition Groups_25 | Energy Star Torchiere | 1.268% | 0 | 205.785 | Residential_2028_Technical_GWh_Before Competition Groups_Energy Star Torchiere
Residential | Res ¦ Occupancy Sensors MF | 2028 | Economic | GWh | Before Competition Groups | 112.5901 | 0 | 0 | 9069.9194 | 0.012414 | 19 | Residential_2028_Economic_GWh_Before Competition Groups_19 | Occupancy Sensors MF | 1.241% | 0 | 112.5901 | Residential_2028_Economic_GWh_Before Competition Groups_Occupancy Sensors MF
Residential | Res ¦ LED Exterior Area Lights - LED Fixture (200W) | 2028 | Achievable | GWh | Before Competition Groups | 28.3826 | 0 | 0 | 2288.7711 | 0.012401 | 20 | Residential_2028_Achievable_GWh_Before Competition Groups_20 | LED Exterior Area Lights - LED Fixture (200W) | 1.24% | 0 | 28.3826 | Residential_2028_Achievable_GWh_Before Competition Groups_LED Exterior Area Lights - LED Fixture (200W)
Residential | Res ¦ Energy Star Air Source Heat Pump | 2028 | Technical | GWh | Before Competition Groups | 186.0384 | 0 | 0 | 16234.9512 | 0.011459 | 26 | Residential_2028_Technical_GWh_Before Competition Groups_26 | Energy Star Air Source Heat Pump | 1.146% | 0 | 186.0384 | Residential_2028_Technical_GWh_Before Competition Groups_Energy Star Air Source Heat Pump
Residential | Res ¦ Ductless Mini-Split Air Conditioner | 2028 | Technical | GWh | Before Competition Groups | 180.3983 | 0 | 0 | 16234.9512 | 0.011112 | 27 | Residential_2028_Technical_GWh_Before Competition Groups_27 | Ductless Mini-Split Air Conditioner | 1.111% | 0 | 180.3983 | Residential_2028_Technical_GWh_Before Competition Groups_Ductless Mini-Split Air Conditioner
Residential | Res ¦ Energy Star Clothes Dryer | 2028 | Technical | GWh | Before Competition Groups | 179.4152 | 0 | 0 | 16234.9512 | 0.011051 | 28 | Residential_2028_Technical_GWh_Before Competition Groups_28 | Energy Star Clothes Dryer | 1.105% | 0 | 179.4152 | Residential_2028_Technical_GWh_Before Competition Groups_Energy Star Clothes Dryer
Residential | Res ¦ Wall Insulation | 2028 | Technical | GWh | Before Competition Groups | 178.845 | 0 | 0 | 16234.9512 | 0.011016 | 29 | Residential_2028_Technical_GWh_Before Competition Groups_29 | Wall Insulation | 1.102% | 0 | 178.845 | Residential_2028_Technical_GWh_Before Competition Groups_Wall Insulation
Residential | Res ¦ Smart Burners | 2028 | Achievable | GWh | Before Competition Groups | 24.909 | 0 | 0 | 2288.7711 | 0.010883 | 21 | Residential_2028_Achievable_GWh_Before Competition Groups_21 | Smart Burners | 1.088% | 0 | 24.909 | Residential_2028_Achievable_GWh_Before Competition Groups_Smart Burners
Residential | Res ¦ Energy Star Air Source Heat Pump | 2028 | Achievable | GWh | Before Competition Groups | 24.7696 | 0 | 0 | 2288.7711 | 0.010822 | 22 | Residential_2028_Achievable_GWh_Before Competition Groups_22 | Energy Star Air Source Heat Pump | 1.082% | 0 | 24.7696 | Residential_2028_Achievable_GWh_Before Competition Groups_Energy Star Air Source Heat Pump
Residential | Res ¦ Basement Wall Insulation | 2028 | Achievable | GWh | Before Competition Groups | 23.9471 | 0 | 0 | 2288.7711 | 0.010463 | 23 | Residential_2028_Achievable_GWh_Before Competition Groups_23 | Basement Wall Insulation | 1.046% | 0 | 23.9471 | Residential_2028_Achievable_GWh_Before Competition Groups_Basement Wall Insulation
Residential | Res ¦ Heavy Duty Outdoor/Holiday Plug-in Timers | 2028 | Technical | GWh | Before Competition Groups | 169.5002 | 0 | 0 | 16234.9512 | 0.01044 | 30 | Residential_2028_Technical_GWh_Before Competition Groups_30 | Heavy Duty Outdoor/Holiday Plug-in Timers | 1.044% | 0 | 169.5002 | Residential_2028_Technical_GWh_Before Competition Groups_Heavy Duty Outdoor/Holiday Plug-in Timers
Residential | Res ¦ Comprehensive Draft Proofing | 2028 | Technical | GWh | Before Competition Groups | 167.0392 | 0 | 0 | 16234.9512 | 0.010289 | 31 | Residential_2028_Technical_GWh_Before Competition Groups_31 | Comprehensive Draft Proofing | 1.029% | 0 | 167.0392 | Residential_2028_Technical_GWh_Before Competition Groups_Comprehensive Draft Proofing
Residential | Res ¦ Advanced BAS/Controllers | 2028 | Achievable | GWh | Before Competition Groups | 23.1919 | 0 | 0 | 2288.7711 | 0.010133 | 24 | Residential_2028_Achievable_GWh_Before Competition Groups_24 | Advanced BAS/Controllers | 1.013% | 0 | 23.1919 | Residential_2028_Achievable_GWh_Before Competition Groups_Advanced BAS/Controllers
Residential | Res ¦ LED Parking Lot Fixture | 2028 | Economic | GWh | Before Competition Groups | 90.8196 | 0 | 0 | 9069.9194 | 0.010013 | 20 | Residential_2028_Economic_GWh_Before Competition Groups_20 | LED Parking Lot Fixture | 1.001% | 0 | 90.8196 | Residential_2028_Economic_GWh_Before Competition Groups_LED Parking Lot Fixture
Residential | Res ¦ Refrigerator Recycling | 2028 | Economic | GWh | Before Competition Groups | 85.4968 | 0 | 0 | 9069.9194 | 0.0094264 | 21 | Residential_2028_Economic_GWh_Before Competition Groups_21 | Refrigerator Recycling | 0.9426% | 0 | 85.4968 | Residential_2028_Economic_GWh_Before Competition Groups_Refrigerator Recycling
Residential | Res ¦ Clothes Drying Racks | 2028 | Economic | GWh | Before Competition Groups | 78.0627 | 0 | 0 | 9069.9194 | 0.0086068 | 22 | Residential_2028_Economic_GWh_Before Competition Groups_22 | Clothes Drying Racks | 0.8607% | 0 | 78.0627 | Residential_2028_Economic_GWh_Before Competition Groups_Clothes Drying Racks
Residential | Res ¦ Furnace Whistle | 2028 | Achievable | GWh | Before Competition Groups | 19.437 | 0 | 0 | 2288.7711 | 0.0084923 | 25 | Residential_2028_Achievable_GWh_Before Competition Groups_25 | Furnace Whistle | 0.8492% | 0 | 19.437 | Residential_2028_Achievable_GWh_Before Competition Groups_Furnace Whistle
Residential | Res ¦ Freezer Recycling | 2028 | Economic | GWh | Before Competition Groups | 75.0109 | 0 | 0 | 9069.9194 | 0.0082703 | 23 | Residential_2028_Economic_GWh_Before Competition Groups_23 | Freezer Recycling | 0.827% | 0 | 75.0109 | Residential_2028_Economic_GWh_Before Competition Groups_Freezer Recycling
Residential | Res ¦ Attic Insulation | 2028 | Achievable | GWh | Before Competition Groups | 18.4815 | 0 | 0 | 2288.7711 | 0.0080748 | 26 | Residential_2028_Achievable_GWh_Before Competition Groups_26 | Attic Insulation | 0.8075% | 0 | 18.4815 | Residential_2028_Achievable_GWh_Before Competition Groups_Attic Insulation
Residential | Res ¦ Duct Insulation | 2028 | Economic | GWh | Before Competition Groups | 71.8515 | 0 | 0 | 9069.9194 | 0.007922 | 24 | Residential_2028_Economic_GWh_Before Competition Groups_24 | Duct Insulation | 0.7922% | 0 | 71.8515 | Residential_2028_Economic_GWh_Before Competition Groups_Duct Insulation
Residential | Res ¦ Furnace with ECM | 2028 | Technical | GWh | Before Competition Groups | 123.8087 | 0 | 0 | 16234.9512 | 0.0076261 | 32 | Residential_2028_Technical_GWh_Before Competition Groups_32 | Furnace with ECM | 0.7626% | 0 | 123.8087 | Residential_2028_Technical_GWh_Before Competition Groups_Furnace with ECM
Residential | Res ¦ Energy Star Room Air Conditioner | 2028 | Economic | GWh | Before Competition Groups | 68.8088 | 0 | 0 | 9069.9194 | 0.0075865 | 25 | Residential_2028_Economic_GWh_Before Competition Groups_25 | Energy Star Room Air Conditioner | 0.7586% | 0 | 68.8088 | Residential_2028_Economic_GWh_Before Competition Groups_Energy Star Room Air Conditioner
Residential | Res ¦ Radiant Barrier | 2028 | Technical | GWh | Before Competition Groups | 114.0159 | 0 | 0 | 16234.9512 | 0.0070229 | 33 | Residential_2028_Technical_GWh_Before Competition Groups_33 | Radiant Barrier | 0.7023% | 0 | 114.0159 | Residential_2028_Technical_GWh_Before Competition Groups_Radiant Barrier
Residential | Res ¦ Outside Air Economizer | 2028 | Achievable | GWh | Before Competition Groups | 16.0392 | 0 | 0 | 2288.7711 | 0.0070078 | 27 | Residential_2028_Achievable_GWh_Before Competition Groups_27 | Outside Air Economizer | 0.7008% | 0 | 16.0392 | Residential_2028_Achievable_GWh_Before Competition Groups_Outside Air Economizer
Residential | Res ¦ Occupancy Sensors MF | 2028 | Technical | GWh | Before Competition Groups | 112.5901 | 0 | 0 | 16234.9512 | 0.006935 | 34 | Residential_2028_Technical_GWh_Before Competition Groups_34 | Occupancy Sensors MF | 0.6935% | 0 | 112.5901 | Residential_2028_Technical_GWh_Before Competition Groups_Occupancy Sensors MF
Residential | Res ¦ Floor Insulation | 2028 | Economic | GWh | Before Competition Groups | 59.9175 | 0 | 0 | 9069.9194 | 0.0066062 | 26 | Residential_2028_Economic_GWh_Before Competition Groups_26 | Floor Insulation | 0.6606% | 0 | 59.9175 | Residential_2028_Economic_GWh_Before Competition Groups_Floor Insulation
Residential | Res ¦ Energy Star Room Air Conditioner | 2028 | Achievable | GWh | Before Competition Groups | 15.1037 | 0 | 0 | 2288.7711 | 0.006599 | 28 | Residential_2028_Achievable_GWh_Before Competition Groups_28 | Energy Star Room Air Conditioner | 0.6599% | 0 | 15.1037 | Residential_2028_Achievable_GWh_Before Competition Groups_Energy Star Room Air Conditioner
Residential | Res ¦ Lighting Motion Sensors, Timers, Dimmers | 2028 | Technical | GWh | Before Competition Groups | 102.2658 | 0 | 0 | 16234.9512 | 0.0062991 | 35 | Residential_2028_Technical_GWh_Before Competition Groups_35 | Lighting Motion Sensors, Timers, Dimmers | 0.6299% | 0 | 102.2658 | Residential_2028_Technical_GWh_Before Competition Groups_Lighting Motion Sensors, Timers, Dimmers
Residential | Res ¦ ENERGY STAR LED LAMPS (REFLECTOR LAMPs/MR16/PAR 16) | 2028 | Achievable | GWh | Before Competition Groups | 12.838 | 0 | 0 | 2288.7711 | 0.0056091 | 29 | Residential_2028_Achievable_GWh_Before Competition Groups_29 | ENERGY STAR LED LAMPS (REFLECTOR LAMPs/MR16/PAR 16) | 0.5609% | 0 | 12.838 | Residential_2028_Achievable_GWh_Before Competition Groups_ENERGY STAR LED LAMPS (REFLECTOR LAMPs/MR16/PAR 16)
Residential | Res ¦ LED Parking Lot Fixture | 2028 | Technical | GWh | Before Competition Groups | 90.8196 | 0 | 0 | 16234.9512 | 0.0055941 | 36 | Residential_2028_Technical_GWh_Before Competition Groups_36 | LED Parking Lot Fixture | 0.5594% | 0 | 90.8196 | Residential_2028_Technical_GWh_Before Competition Groups_LED Parking Lot Fixture
Residential | Res ¦ Variable Refrigerant Flow Heat Pump | 2028 | Technical | GWh | Before Competition Groups | 89.8802 | 0 | 0 | 16234.9512 | 0.0055362 | 37 | Residential_2028_Technical_GWh_Before Competition Groups_37 | Variable Refrigerant Flow Heat Pump | 0.5536% | 0 | 89.8802 | Residential_2028_Technical_GWh_Before Competition Groups_Variable Refrigerant Flow Heat Pump
Residential | Res ¦ Ceiling Insulation | 2028 | Technical | GWh | Before Competition Groups | 89.0846 | 0 | 0 | 16234.9512 | 0.0054872 | 38 | Residential_2028_Technical_GWh_Before Competition Groups_38 | Ceiling Insulation | 0.5487% | 0 | 89.0846 | Residential_2028_Technical_GWh_Before Competition Groups_Ceiling Insulation
Residential | Res ¦ Window Film | 2028 | Technical | GWh | Before Competition Groups | 88.8172 | 0 | 0 | 16234.9512 | 0.0054707 | 39 | Residential_2028_Technical_GWh_Before Competition Groups_39 | Window Film | 0.5471% | 0 | 88.8172 | Residential_2028_Technical_GWh_Before Competition Groups_Window Film
Residential | Res ¦ Advanced BAS/Controllers | 2028 | Economic | GWh | Before Competition Groups | 48.5868 | 0 | 0 | 9069.9194 | 0.0053569 | 27 | Residential_2028_Economic_GWh_Before Competition Groups_27 | Advanced BAS/Controllers | 0.5357% | 0 | 48.5868 | Residential_2028_Economic_GWh_Before Competition Groups_Advanced BAS/Controllers
Residential | Res ¦ Refrigerator Recycling | 2028 | Technical | GWh | Before Competition Groups | 85.4968 | 0 | 0 | 16234.9512 | 0.0052662 | 40 | Residential_2028_Technical_GWh_Before Competition Groups_40 | Refrigerator Recycling | 0.5266% | 0 | 85.4968 | Residential_2028_Technical_GWh_Before Competition Groups_Refrigerator Recycling
Residential | Res ¦ Networked/ Connected - Indoor LED Luminaire | 2028 | Technical | GWh | Before Competition Groups | 81.9332 | 0 | 0 | 16234.9512 | 0.0050467 | 41 | Residential_2028_Technical_GWh_Before Competition Groups_41 | Networked/ Connected - Indoor LED Luminaire | 0.5047% | 0 | 81.9332 | Residential_2028_Technical_GWh_Before Competition Groups_Networked/ Connected - Indoor LED Luminaire
Residential | Res ¦ Wall Insulation | 2028 | Economic | GWh | Before Competition Groups | 45.4773 | 0 | 0 | 9069.9194 | 0.0050141 | 28 | Residential_2028_Economic_GWh_Before Competition Groups_28 | Wall Insulation | 0.5014% | 0 | 45.4773 | Residential_2028_Economic_GWh_Before Competition Groups_Wall Insulation
Residential | Res ¦ LED Downlight | 2028 | Technical | GWh | Before Competition Groups | 79.0114 | 0 | 0 | 16234.9512 | 0.0048667 | 42 | Residential_2028_Technical_GWh_Before Competition Groups_42 | LED Downlight | 0.4867% | 0 | 79.0114 | Residential_2028_Technical_GWh_Before Competition Groups_LED Downlight
Residential | Res ¦ Clothes Drying Racks | 2028 | Technical | GWh | Before Competition Groups | 78.0627 | 0 | 0 | 16234.9512 | 0.0048083 | 43 | Residential_2028_Technical_GWh_Before Competition Groups_43 | Clothes Drying Racks | 0.4808% | 0 | 78.0627 | Residential_2028_Technical_GWh_Before Competition Groups_Clothes Drying Racks
Residential | Res ¦ Freezer Recycling | 2028 | Technical | GWh | Before Competition Groups | 75.0109 | 0 | 0 | 16234.9512 | 0.0046203 | 44 | Residential_2028_Technical_GWh_Before Competition Groups_44 | Freezer Recycling | 0.462% | 0 | 75.0109 | Residential_2028_Technical_GWh_Before Competition Groups_Freezer Recycling
Residential | Res ¦ LED Exterior Area Lights - LED Fixture (200W) | 2028 | Economic | GWh | Before Competition Groups | 41.687 | 0 | 0 | 9069.9194 | 0.0045962 | 29 | Residential_2028_Economic_GWh_Before Competition Groups_29 | LED Exterior Area Lights - LED Fixture (200W) | 0.4596% | 0 | 41.687 | Residential_2028_Economic_GWh_Before Competition Groups_LED Exterior Area Lights - LED Fixture (200W)
Residential | Res ¦ Minimize Hot and Warm Clothes Wash | 2028 | Economic | GWh | Before Competition Groups | 41.5739 | 0 | 0 | 9069.9194 | 0.0045837 | 30 | Residential_2028_Economic_GWh_Before Competition Groups_30 | Minimize Hot and Warm Clothes Wash | 0.4584% | 0 | 41.5739 | Residential_2028_Economic_GWh_Before Competition Groups_Minimize Hot and Warm Clothes Wash
Residential | Res ¦ Duct Insulation | 2028 | Technical | GWh | Before Competition Groups | 74.2792 | 0 | 0 | 16234.9512 | 0.0045753 | 45 | Residential_2028_Technical_GWh_Before Competition Groups_45 | Duct Insulation | 0.4575% | 0 | 74.2792 | Residential_2028_Technical_GWh_Before Competition Groups_Duct Insulation
Residential | Res ¦ Furnace Whistle | 2028 | Economic | GWh | Before Competition Groups | 40.7148 | 0 | 0 | 9069.9194 | 0.004489 | 31 | Residential_2028_Economic_GWh_Before Competition Groups_31 | Furnace Whistle | 0.4489% | 0 | 40.7148 | Residential_2028_Economic_GWh_Before Competition Groups_Furnace Whistle
Residential | Res ¦ Minimize Hot and Warm Clothes Wash | 2028 | Achievable | GWh | Before Competition Groups | 9.9795 | 0 | 0 | 2288.7711 | 0.0043602 | 30 | Residential_2028_Achievable_GWh_Before Competition Groups_30 | Minimize Hot and Warm Clothes Wash | 0.436% | 0 | 9.9795 | Residential_2028_Achievable_GWh_Before Competition Groups_Minimize Hot and Warm Clothes Wash
Residential | Res ¦ Energy Star Room Air Conditioner | 2028 | Technical | GWh | Before Competition Groups | 69.7529 | 0 | 0 | 16234.9512 | 0.0042965 | 46 | Residential_2028_Technical_GWh_Before Competition Groups_46 | Energy Star Room Air Conditioner | 0.4296% | 0 | 69.7529 | Residential_2028_Technical_GWh_Before Competition Groups_Energy Star Room Air Conditioner
Residential | Res ¦ LED Tube Re-Lamp | 2028 | Achievable | GWh | Before Competition Groups | 9.46 | 0 | 0 | 2288.7711 | 0.0041332 | 31 | Residential_2028_Achievable_GWh_Before Competition Groups_31 | LED Tube Re-Lamp | 0.4133% | 0 | 9.46 | Residential_2028_Achievable_GWh_Before Competition Groups_LED Tube Re-Lamp
Residential | Res ¦ INTEGRAL LED TROFFERS | 2028 | Technical | GWh | Before Competition Groups | 61.6742 | 0 | 0 | 16234.9512 | 0.0037989 | 47 | Residential_2028_Technical_GWh_Before Competition Groups_47 | INTEGRAL LED TROFFERS | 0.3799% | 0 | 61.6742 | Residential_2028_Technical_GWh_Before Competition Groups_INTEGRAL LED TROFFERS
Residential | Res ¦ Floor Insulation | 2028 | Technical | GWh | Before Competition Groups | 59.9175 | 0 | 0 | 16234.9512 | 0.0036907 | 48 | Residential_2028_Technical_GWh_Before Competition Groups_48 | Floor Insulation | 0.3691% | 0 | 59.9175 | Residential_2028_Technical_GWh_Before Competition Groups_Floor Insulation
Residential | Res ¦ Variable Frequency Drive (VFD) | 2028 | Achievable | GWh | Before Competition Groups | 8.3806 | 0 | 0 | 2288.7711 | 0.0036616 | 32 | Residential_2028_Achievable_GWh_Before Competition Groups_32 | Variable Frequency Drive (VFD) | 0.3662% | 0 | 8.3806 | Residential_2028_Achievable_GWh_Before Competition Groups_Variable Frequency Drive (VFD)
Residential | Res ¦ CO Sensors for parking garage exhaust fans | 2028 | Achievable | GWh | Before Competition Groups | 7.8813 | 0 | 0 | 2288.7711 | 0.0034435 | 33 | Residential_2028_Achievable_GWh_Before Competition Groups_33 | CO Sensors for parking garage exhaust fans | 0.3443% | 0 | 7.8813 | Residential_2028_Achievable_GWh_Before Competition Groups_CO Sensors for parking garage exhaust fans
Residential | Res ¦ Solar Powered Attic Fan | 2028 | Technical | GWh | Before Competition Groups | 54.6839 | 0 | 0 | 16234.9512 | 0.0033683 | 49 | Residential_2028_Technical_GWh_Before Competition Groups_49 | Solar Powered Attic Fan | 0.3368% | 0 | 54.6839 | Residential_2028_Technical_GWh_Before Competition Groups_Solar Powered Attic Fan
Residential | Res ¦ Basement or Crawlspace Insulation | 2028 | Economic | GWh | Before Competition Groups | 29.0811 | 0 | 0 | 9069.9194 | 0.0032063 | 32 | Residential_2028_Economic_GWh_Before Competition Groups_32 | Basement or Crawlspace Insulation | 0.3206% | 0 | 29.0811 | Residential_2028_Economic_GWh_Before Competition Groups_Basement or Crawlspace Insulation
Residential | Res ¦ Dehumidifier Recycling | 2028 | Technical | GWh | Before Competition Groups | 51.5184 | 0 | 0 | 16234.9512 | 0.0031733 | 50 | Residential_2028_Technical_GWh_Before Competition Groups_50 | Dehumidifier Recycling | 0.3173% | 0 | 51.5184 | Residential_2028_Technical_GWh_Before Competition Groups_Dehumidifier Recycling
Residential | Res ¦ Outside Air Economizer | 2028 | Economic | GWh | Before Competition Groups | 28.5882 | 0 | 0 | 9069.9194 | 0.003152 | 33 | Residential_2028_Economic_GWh_Before Competition Groups_33 | Outside Air Economizer | 0.3152% | 0 | 28.5882 | Residential_2028_Economic_GWh_Before Competition Groups_Outside Air Economizer
Residential | Res ¦ High Efficiency Chiller (avg of water and air cooled) | 2028 | Achievable | GWh | Before Competition Groups | 6.9982 | 0 | 0 | 2288.7711 | 0.0030576 | 34 | Residential_2028_Achievable_GWh_Before Competition Groups_34 | High Efficiency Chiller (avg of water and air cooled) | 0.3058% | 0 | 6.9982 | Residential_2028_Achievable_GWh_Before Competition Groups_High Efficiency Chiller (avg of water and air cooled)
Residential | Res ¦ Energy Star Ceiling Fan/Lighting | 2028 | Technical | GWh | Before Competition Groups | 48.9708 | 0 | 0 | 16234.9512 | 0.0030164 | 51 | Residential_2028_Technical_GWh_Before Competition Groups_51 | Energy Star Ceiling Fan/Lighting | 0.3016% | 0 | 48.9708 | Residential_2028_Technical_GWh_Before Competition Groups_Energy Star Ceiling Fan/Lighting
Residential | Res ¦ Air Source Heat Pump | 2028 | Technical | GWh | Before Competition Groups | 48.6781 | 0 | 0 | 16234.9512 | 0.0029984 | 52 | Residential_2028_Technical_GWh_Before Competition Groups_52 | Air Source Heat Pump | 0.2998% | 0 | 48.6781 | Residential_2028_Technical_GWh_Before Competition Groups_Air Source Heat Pump
Residential | Res ¦ Advanced BAS/Controllers | 2028 | Technical | GWh | Before Competition Groups | 48.5868 | 0 | 0 | 16234.9512 | 0.0029927 | 53 | Residential_2028_Technical_GWh_Before Competition Groups_53 | Advanced BAS/Controllers | 0.2993% | 0 | 48.5868 | Residential_2028_Technical_GWh_Before Competition Groups_Advanced BAS/Controllers
Residential | Res ¦ Duct Insulation MF | 2028 | Economic | GWh | Before Competition Groups | 26.2605 | 0 | 0 | 9069.9194 | 0.0028953 | 34 | Residential_2028_Economic_GWh_Before Competition Groups_34 | Duct Insulation MF | 0.2895% | 0 | 26.2605 | Residential_2028_Economic_GWh_Before Competition Groups_Duct Insulation MF
Residential | Res ¦ Water Heater Temperature Setback | 2028 | Achievable | GWh | Before Competition Groups | 6.1932 | 0 | 0 | 2288.7711 | 0.0027059 | 35 | Residential_2028_Achievable_GWh_Before Competition Groups_35 | Water Heater Temperature Setback | 0.2706% | 0 | 6.1932 | Residential_2028_Achievable_GWh_Before Competition Groups_Water Heater Temperature Setback
Residential | Res ¦ Energy Star Freezer | 2028 | Technical | GWh | Before Competition Groups | 43.0734 | 0 | 0 | 16234.9512 | 0.0026531 | 54 | Residential_2028_Technical_GWh_Before Competition Groups_54 | Energy Star Freezer | 0.2653% | 0 | 43.0734 | Residential_2028_Technical_GWh_Before Competition Groups_Energy Star Freezer
Residential | Res ¦ LED Exterior Area Lights - LED Fixture (200W) | 2028 | Technical | GWh | Before Competition Groups | 41.687 | 0 | 0 | 16234.9512 | 0.0025677 | 55 | Residential_2028_Technical_GWh_Before Competition Groups_55 | LED Exterior Area Lights - LED Fixture (200W) | 0.2568% | 0 | 41.687 | Residential_2028_Technical_GWh_Before Competition Groups_LED Exterior Area Lights - LED Fixture (200W)
Residential | Res ¦ Minimize Hot and Warm Clothes Wash | 2028 | Technical | GWh | Before Competition Groups | 41.5739 | 0 | 0 | 16234.9512 | 0.0025608 | 56 | Residential_2028_Technical_GWh_Before Competition Groups_56 | Minimize Hot and Warm Clothes Wash | 0.2561% | 0 | 41.5739 | Residential_2028_Technical_GWh_Before Competition Groups_Minimize Hot and Warm Clothes Wash
Residential | Res ¦ Furnace Whistle | 2028 | Technical | GWh | Before Competition Groups | 40.7148 | 0 | 0 | 16234.9512 | 0.0025078 | 57 | Residential_2028_Technical_GWh_Before Competition Groups_57 | Furnace Whistle | 0.2508% | 0 | 40.7148 | Residential_2028_Technical_GWh_Before Competition Groups_Furnace Whistle
Residential | Res ¦ Duct Insulation | 2028 | Achievable | GWh | Before Competition Groups | 5.7117 | 0 | 0 | 2288.7711 | 0.0024955 | 36 | Residential_2028_Achievable_GWh_Before Competition Groups_36 | Duct Insulation | 0.2496% | 0 | 5.7117 | Residential_2028_Achievable_GWh_Before Competition Groups_Duct Insulation
Residential | Res ¦ Demand Control Ventilation | 2028 | Economic | GWh | Before Competition Groups | 22.3448 | 0 | 0 | 9069.9194 | 0.0024636 | 35 | Residential_2028_Economic_GWh_Before Competition Groups_35 | Demand Control Ventilation | 0.2464% | 0 | 22.3448 | Residential_2028_Economic_GWh_Before Competition Groups_Demand Control Ventilation
Residential | Res ¦ Demand Control Ventilation | 2028 | Achievable | GWh | Before Competition Groups | 5.591 | 0 | 0 | 2288.7711 | 0.0024428 | 37 | Residential_2028_Achievable_GWh_Before Competition Groups_37 | Demand Control Ventilation | 0.2443% | 0 | 5.591 | Residential_2028_Achievable_GWh_Before Competition Groups_Demand Control Ventilation
Residential | Res ¦ Home Energy Reports | 2028 | Technical | GWh | Before Competition Groups | 39.0439 | 0 | 0 | 16234.9512 | 0.0024049 | 58 | Residential_2028_Technical_GWh_Before Competition Groups_58 | Home Energy Reports | 0.2405% | 0 | 39.0439 | Residential_2028_Technical_GWh_Before Competition Groups_Home Energy Reports
Residential | Res ¦ Early Hot Water Heater Replacement | 2028 | Technical | GWh | Before Competition Groups | 36.9699 | 0 | 0 | 16234.9512 | 0.0022772 | 59 | Residential_2028_Technical_GWh_Before Competition Groups_59 | Early Hot Water Heater Replacement | 0.2277% | 0 | 36.9699 | Residential_2028_Technical_GWh_Before Competition Groups_Early Hot Water Heater Replacement
Residential | Res ¦ Energy Star Clothes Dryer | 2028 | Economic | GWh | Before Competition Groups | 20.0364 | 0 | 0 | 9069.9194 | 0.0022091 | 36 | Residential_2028_Economic_GWh_Before Competition Groups_36 | Energy Star Clothes Dryer | 0.2209% | 0 | 20.0364 | Residential_2028_Economic_GWh_Before Competition Groups_Energy Star Clothes Dryer
Residential | Res ¦ Floor Insulation | 2028 | Achievable | GWh | Before Competition Groups | 4.8508 | 0 | 0 | 2288.7711 | 0.0021194 | 38 | Residential_2028_Achievable_GWh_Before Competition Groups_38 | Floor Insulation | 0.2119% | 0 | 4.8508 | Residential_2028_Achievable_GWh_Before Competition Groups_Floor Insulation
Residential | Res ¦ Heat Pump Water Heater | 2028 | Technical | GWh | Before Competition Groups | 33.6353 | 0 | 0 | 16234.9512 | 0.0020718 | 60 | Residential_2028_Technical_GWh_Before Competition Groups_60 | Heat Pump Water Heater | 0.2072% | 0 | 33.6353 | Residential_2028_Technical_GWh_Before Competition Groups_Heat Pump Water Heater
Residential | Res ¦ Heat Recovery Ventilator | 2028 | Economic | GWh | Before Competition Groups | 18.7136 | 0 | 0 | 9069.9194 | 0.0020633 | 37 | Residential_2028_Economic_GWh_Before Competition Groups_37 | Heat Recovery Ventilator | 0.2063% | 0 | 18.7136 | Residential_2028_Economic_GWh_Before Competition Groups_Heat Recovery Ventilator
Residential | Res ¦ Duct Insulation MF | 2028 | Technical | GWh | Before Competition Groups | 33.4696 | 0 | 0 | 16234.9512 | 0.0020616 | 61 | Residential_2028_Technical_GWh_Before Competition Groups_61 | Duct Insulation MF | 0.2062% | 0 | 33.4696 | Residential_2028_Technical_GWh_Before Competition Groups_Duct Insulation MF
Residential | Res ¦ CO Sensors for parking garage exhaust fans | 2028 | Economic | GWh | Before Competition Groups | 18.0369 | 0 | 0 | 9069.9194 | 0.0019887 | 38 | Residential_2028_Economic_GWh_Before Competition Groups_38 | CO Sensors for parking garage exhaust fans | 0.1989% | 0 | 18.0369 | Residential_2028_Economic_GWh_Before Competition Groups_CO Sensors for parking garage exhaust fans
Residential | Res ¦ ENERGY STAR LED LAMPS (REFLECTOR LAMPs/MR16/PAR 16) | 2028 | Economic | GWh | Before Competition Groups | 17.7242 | 0 | 0 | 9069.9194 | 0.0019542 | 39 | Residential_2028_Economic_GWh_Before Competition Groups_39 | ENERGY STAR LED LAMPS (REFLECTOR LAMPs/MR16/PAR 16) | 0.1954% | 0 | 17.7242 | Residential_2028_Economic_GWh_Before Competition Groups_ENERGY STAR LED LAMPS (REFLECTOR LAMPs/MR16/PAR 16)
Residential | Res ¦ Variable Frequency Drive (VFD) | 2028 | Economic | GWh | Before Competition Groups | 17.5559 | 0 | 0 | 9069.9194 | 0.0019356 | 40 | Residential_2028_Economic_GWh_Before Competition Groups_40 | Variable Frequency Drive (VFD) | 0.1936% | 0 | 17.5559 | Residential_2028_Economic_GWh_Before Competition Groups_Variable Frequency Drive (VFD)
Residential | Res ¦ Central Air Conditioner Maintenance | 2028 | Technical | GWh | Before Competition Groups | 30.4358 | 0 | 0 | 16234.9512 | 0.0018747 | 62 | Residential_2028_Technical_GWh_Before Competition Groups_62 | Central Air Conditioner Maintenance | 0.1875% | 0 | 30.4358 | Residential_2028_Technical_GWh_Before Competition Groups_Central Air Conditioner Maintenance
Residential | Res ¦ Tankless Water Heater | 2028 | Technical | GWh | Before Competition Groups | 30.415 | 0 | 0 | 16234.9512 | 0.0018734 | 63 | Residential_2028_Technical_GWh_Before Competition Groups_63 | Tankless Water Heater | 0.1873% | 0 | 30.415 | Residential_2028_Technical_GWh_Before Competition Groups_Tankless Water Heater
Residential | Res ¦ Energy Star Dehumidifier | 2028 | Technical | GWh | Before Competition Groups | 30.2871 | 0 | 0 | 16234.9512 | 0.0018655 | 64 | Residential_2028_Technical_GWh_Before Competition Groups_64 | Energy Star Dehumidifier | 0.1866% | 0 | 30.2871 | Residential_2028_Technical_GWh_Before Competition Groups_Energy Star Dehumidifier
Residential | Res ¦ Outside Air Economizer | 2028 | Technical | GWh | Before Competition Groups | 28.5882 | 0 | 0 | 16234.9512 | 0.0017609 | 65 | Residential_2028_Technical_GWh_Before Competition Groups_65 | Outside Air Economizer | 0.1761% | 0 | 28.5882 | Residential_2028_Technical_GWh_Before Competition Groups_Outside Air Economizer
Residential | Res ¦ Central Lighting Control System | 2028 | Technical | GWh | Before Competition Groups | 28.3401 | 0 | 0 | 16234.9512 | 0.0017456 | 66 | Residential_2028_Technical_GWh_Before Competition Groups_66 | Central Lighting Control System | 0.1746% | 0 | 28.3401 | Residential_2028_Technical_GWh_Before Competition Groups_Central Lighting Control System
Residential | Res ¦ Energy Star Clothes Dryer | 2028 | Achievable | GWh | Before Competition Groups | 3.61 | 0 | 0 | 2288.7711 | 0.0015773 | 39 | Residential_2028_Achievable_GWh_Before Competition Groups_39 | Energy Star Clothes Dryer | 0.1577% | 0 | 3.61 | Residential_2028_Achievable_GWh_Before Competition Groups_Energy Star Clothes Dryer
Residential | Res ¦ Drain Water Heat Recovery | 2028 | Technical | GWh | Before Competition Groups | 24.8164 | 0 | 0 | 16234.9512 | 0.0015286 | 67 | Residential_2028_Technical_GWh_Before Competition Groups_67 | Drain Water Heat Recovery | 0.1529% | 0 | 24.8164 | Residential_2028_Technical_GWh_Before Competition Groups_Drain Water Heat Recovery
Residential | Res ¦ Wall Insulation | 2028 | Achievable | GWh | Before Competition Groups | 3.4746 | 0 | 0 | 2288.7711 | 0.0015181 | 40 | Residential_2028_Achievable_GWh_Before Competition Groups_40 | Wall Insulation | 0.1518% | 0 | 3.4746 | Residential_2028_Achievable_GWh_Before Competition Groups_Wall Insulation
Residential | Res ¦ Water Heater Temperature Setback | 2028 | Economic | GWh | Before Competition Groups | 12.9732 | 0 | 0 | 9069.9194 | 0.0014303 | 41 | Residential_2028_Economic_GWh_Before Competition Groups_41 | Water Heater Temperature Setback | 0.143% | 0 | 12.9732 | Residential_2028_Economic_GWh_Before Competition Groups_Water Heater Temperature Setback
Residential | Res ¦ LED Tube Re-Lamp | 2028 | Technical | GWh | Before Competition Groups | 23.0744 | 0 | 0 | 16234.9512 | 0.0014213 | 68 | Residential_2028_Technical_GWh_Before Competition Groups_68 | LED Tube Re-Lamp | 0.1421% | 0 | 23.0744 | Residential_2028_Technical_GWh_Before Competition Groups_LED Tube Re-Lamp
Residential | Res ¦ Demand Control Ventilation | 2028 | Technical | GWh | Before Competition Groups | 22.3448 | 0 | 0 | 16234.9512 | 0.0013763 | 69 | Residential_2028_Technical_GWh_Before Competition Groups_69 | Demand Control Ventilation | 0.1376% | 0 | 22.3448 | Residential_2028_Technical_GWh_Before Competition Groups_Demand Control Ventilation
Residential | Res ¦ Condensing Make Up Air Unit | 2028 | Achievable | GWh | Before Competition Groups | 3.0192 | 0 | 0 | 2288.7711 | 0.0013191 | 41 | Residential_2028_Achievable_GWh_Before Competition Groups_41 | Condensing Make Up Air Unit | 0.1319% | 0 | 3.0192 | Residential_2028_Achievable_GWh_Before Competition Groups_Condensing Make Up Air Unit
Residential | Res ¦ Energy Star Windows | 2028 | Economic | GWh | Before Competition Groups | 11.3024 | 0 | 0 | 9069.9194 | 0.0012461 | 42 | Residential_2028_Economic_GWh_Before Competition Groups_42 | Energy Star Windows | 0.1246% | 0 | 11.3024 | Residential_2028_Economic_GWh_Before Competition Groups_Energy Star Windows
Residential | Res ¦ Heat Recovery Ventilator | 2028 | Technical | GWh | Before Competition Groups | 19.3359 | 0 | 0 | 16234.9512 | 0.001191 | 70 | Residential_2028_Technical_GWh_Before Competition Groups_70 | Heat Recovery Ventilator | 0.1191% | 0 | 19.3359 | Residential_2028_Technical_GWh_Before Competition Groups_Heat Recovery Ventilator
Residential | Res ¦ Home Energy Reports | 2028 | Achievable | GWh | Before Competition Groups | 2.7223 | 0 | 0 | 2288.7711 | 0.0011894 | 42 | Residential_2028_Achievable_GWh_Before Competition Groups_42 | Home Energy Reports | 0.1189% | 0 | 2.7223 | Residential_2028_Achievable_GWh_Before Competition Groups_Home Energy Reports
Residential | Res ¦ Home Energy Reports | 2028 | Economic | GWh | Before Competition Groups | 10.4539 | 0 | 0 | 9069.9194 | 0.0011526 | 43 | Residential_2028_Economic_GWh_Before Competition Groups_43 | Home Energy Reports | 0.1153% | 0 | 10.4539 | Residential_2028_Economic_GWh_Before Competition Groups_Home Energy Reports
Residential | Res ¦ LED Tube Re-Lamp | 2028 | Economic | GWh | Before Competition Groups | 10.3354 | 0 | 0 | 9069.9194 | 0.0011395 | 44 | Residential_2028_Economic_GWh_Before Competition Groups_44 | LED Tube Re-Lamp | 0.114% | 0 | 10.3354 | Residential_2028_Economic_GWh_Before Competition Groups_LED Tube Re-Lamp
Residential | Res ¦ VFD on Pumps | 2028 | Achievable | GWh | Before Competition Groups | 2.5771 | 0 | 0 | 2288.7711 | 0.001126 | 43 | Residential_2028_Achievable_GWh_Before Competition Groups_43 | VFD on Pumps | 0.1126% | 0 | 2.5771 | Residential_2028_Achievable_GWh_Before Competition Groups_VFD on Pumps
Residential | Res ¦ CO Sensors for parking garage exhaust fans | 2028 | Technical | GWh | Before Competition Groups | 18.0369 | 0 | 0 | 16234.9512 | 0.001111 | 71 | Residential_2028_Technical_GWh_Before Competition Groups_71 | CO Sensors for parking garage exhaust fans | 0.1111% | 0 | 18.0369 | Residential_2028_Technical_GWh_Before Competition Groups_CO Sensors for parking garage exhaust fans
Residential | Res ¦ ENERGY STAR LED LAMPS (REFLECTOR LAMPs/MR16/PAR 16) | 2028 | Technical | GWh | Before Competition Groups | 17.7242 | 0 | 0 | 16234.9512 | 0.0010917 | 72 | Residential_2028_Technical_GWh_Before Competition Groups_72 | ENERGY STAR LED LAMPS (REFLECTOR LAMPs/MR16/PAR 16) | 0.1092% | 0 | 17.7242 | Residential_2028_Technical_GWh_Before Competition Groups_ENERGY STAR LED LAMPS (REFLECTOR LAMPs/MR16/PAR 16)
Residential | Res ¦ Variable Frequency Drive (VFD) | 2028 | Technical | GWh | Before Competition Groups | 17.5559 | 0 | 0 | 16234.9512 | 0.0010814 | 73 | Residential_2028_Technical_GWh_Before Competition Groups_73 | Variable Frequency Drive (VFD) | 0.1081% | 0 | 17.5559 | Residential_2028_Technical_GWh_Before Competition Groups_Variable Frequency Drive (VFD)
Residential | Res ¦ Tankless Water Heater | 2028 | Economic | GWh | Before Competition Groups | 9.4419 | 0 | 0 | 9069.9194 | 0.001041 | 45 | Residential_2028_Economic_GWh_Before Competition Groups_45 | Tankless Water Heater | 0.1041% | 0 | 9.4419 | Residential_2028_Economic_GWh_Before Competition Groups_Tankless Water Heater
Residential | Res ¦ Solar Water Heating System | 2028 | Technical | GWh | Before Competition Groups | 16.5783 | 0 | 0 | 16234.9512 | 0.0010212 | 74 | Residential_2028_Technical_GWh_Before Competition Groups_74 | Solar Water Heating System | 0.1021% | 0 | 16.5783 | Residential_2028_Technical_GWh_Before Competition Groups_Solar Water Heating System
Residential | Res ¦ Condensing Make Up Air Unit | 2028 | Economic | GWh | Before Competition Groups | 8.6943 | 0 | 0 | 9069.9194 | 0.00095859 | 46 | Residential_2028_Economic_GWh_Before Competition Groups_46 | Condensing Make Up Air Unit | 0.09586% | 0 | 8.6943 | Residential_2028_Economic_GWh_Before Competition Groups_Condensing Make Up Air Unit
Residential | Res ¦ ENERGY STAR LED Lamps (General Service Lamps) | 2028 | Achievable | GWh | Before Competition Groups | 2.1689 | 0 | 0 | 2288.7711 | 0.00094761 | 44 | Residential_2028_Achievable_GWh_Before Competition Groups_44 | ENERGY STAR LED Lamps (General Service Lamps) | 0.09476% | 0 | 2.1689 | Residential_2028_Achievable_GWh_Before Competition Groups_ENERGY STAR LED Lamps (General Service Lamps)
Residential | Res ¦ Duct Insulation MF | 2028 | Achievable | GWh | Before Competition Groups | 2.126 | 0 | 0 | 2288.7711 | 0.00092886 | 45 | Residential_2028_Achievable_GWh_Before Competition Groups_45 | Duct Insulation MF | 0.09289% | 0 | 2.126 | Residential_2028_Achievable_GWh_Before Competition Groups_Duct Insulation MF
Residential | Res ¦ High Efficiency Storage Water Heater | 2028 | Technical | GWh | Before Competition Groups | 14.6724 | 0 | 0 | 16234.9512 | 0.00090375 | 75 | Residential_2028_Technical_GWh_Before Competition Groups_75 | High Efficiency Storage Water Heater | 0.09038% | 0 | 14.6724 | Residential_2028_Technical_GWh_Before Competition Groups_High Efficiency Storage Water Heater
Residential | Res ¦ High Efficiency Chiller (avg of water and air cooled) | 2028 | Economic | GWh | Before Competition Groups | 8.1616 | 0 | 0 | 9069.9194 | 0.00089986 | 47 | Residential_2028_Economic_GWh_Before Competition Groups_47 | High Efficiency Chiller (avg of water and air cooled) | 0.08999% | 0 | 8.1616 | Residential_2028_Economic_GWh_Before Competition Groups_High Efficiency Chiller (avg of water and air cooled)
Residential | Res ¦ Energy Star Dishwasher | 2028 | Technical | GWh | Before Competition Groups | 13.7873 | 0 | 0 | 16234.9512 | 0.00084924 | 76 | Residential_2028_Technical_GWh_Before Competition Groups_76 | Energy Star Dishwasher | 0.08492% | 0 | 13.7873 | Residential_2028_Technical_GWh_Before Competition Groups_Energy Star Dishwasher
Residential | Res ¦ Water Heater Temperature Setback | 2028 | Technical | GWh | Before Competition Groups | 12.9732 | 0 | 0 | 16234.9512 | 0.00079909 | 77 | Residential_2028_Technical_GWh_Before Competition Groups_77 | Water Heater Temperature Setback | 0.07991% | 0 | 12.9732 | Residential_2028_Technical_GWh_Before Competition Groups_Water Heater Temperature Setback
Residential | Res ¦ DHW Recirculation Systems | 2028 | Technical | GWh | Before Competition Groups | 11.6875 | 0 | 0 | 16234.9512 | 0.0007199 | 78 | Residential_2028_Technical_GWh_Before Competition Groups_78 | DHW Recirculation Systems | 0.07199% | 0 | 11.6875 | Residential_2028_Technical_GWh_Before Competition Groups_DHW Recirculation Systems
Residential | Res ¦ Tankless Water Heater | 2028 | Achievable | GWh | Before Competition Groups | 1.6034 | 0 | 0 | 2288.7711 | 0.00070055 | 46 | Residential_2028_Achievable_GWh_Before Competition Groups_46 | Tankless Water Heater | 0.07006% | 0 | 1.6034 | Residential_2028_Achievable_GWh_Before Competition Groups_Tankless Water Heater
Residential | Res ¦ Air Source Heat Pump Maintenance | 2028 | Technical | GWh | Before Competition Groups | 10.547 | 0 | 0 | 16234.9512 | 0.00064965 | 79 | Residential_2028_Technical_GWh_Before Competition Groups_79 | Air Source Heat Pump Maintenance | 0.06496% | 0 | 10.547 | Residential_2028_Technical_GWh_Before Competition Groups_Air Source Heat Pump Maintenance
Residential | Res ¦ VFD on Pumps | 2028 | Economic | GWh | Before Competition Groups | 5.3986 | 0 | 0 | 9069.9194 | 0.00059522 | 48 | Residential_2028_Economic_GWh_Before Competition Groups_48 | VFD on Pumps | 0.05952% | 0 | 5.3986 | Residential_2028_Economic_GWh_Before Competition Groups_VFD on Pumps
Residential | Res ¦ Energy Star Windows | 2028 | Achievable | GWh | Before Competition Groups | 1.3228 | 0 | 0 | 2288.7711 | 0.00057796 | 47 | Residential_2028_Achievable_GWh_Before Competition Groups_47 | Energy Star Windows | 0.0578% | 0 | 1.3228 | Residential_2028_Achievable_GWh_Before Competition Groups_Energy Star Windows
Residential | Res ¦ ECM MOTORS FOR HVAC APPLICATION (FAN-POWERED VAV BOX) | 2028 | Achievable | GWh | Before Competition Groups | 1.2424 | 0 | 0 | 2288.7711 | 0.00054282 | 48 | Residential_2028_Achievable_GWh_Before Competition Groups_48 | ECM MOTORS FOR HVAC APPLICATION (FAN-POWERED VAV BOX) | 0.05428% | 0 | 1.2424 | Residential_2028_Achievable_GWh_Before Competition Groups_ECM MOTORS FOR HVAC APPLICATION (FAN-POWERED VAV BOX)
Residential | Res ¦ Condensing Make Up Air Unit | 2028 | Technical | GWh | Before Competition Groups | 8.6943 | 0 | 0 | 16234.9512 | 0.00053553 | 80 | Residential_2028_Technical_GWh_Before Competition Groups_80 | Condensing Make Up Air Unit | 0.05355% | 0 | 8.6943 | Residential_2028_Technical_GWh_Before Competition Groups_Condensing Make Up Air Unit
Residential | Res ¦ High Efficiency Chiller (avg of water and air cooled) | 2028 | Technical | GWh | Before Competition Groups | 8.1616 | 0 | 0 | 16234.9512 | 0.00050272 | 81 | Residential_2028_Technical_GWh_Before Competition Groups_81 | High Efficiency Chiller (avg of water and air cooled) | 0.05027% | 0 | 8.1616 | Residential_2028_Technical_GWh_Before Competition Groups_High Efficiency Chiller (avg of water and air cooled)
Residential | Res ¦ Heat Recovery Ventilator | 2028 | Achievable | GWh | Before Competition Groups | 1.0934 | 0 | 0 | 2288.7711 | 0.00047774 | 49 | Residential_2028_Achievable_GWh_Before Competition Groups_49 | Heat Recovery Ventilator | 0.04777% | 0 | 1.0934 | Residential_2028_Achievable_GWh_Before Competition Groups_Heat Recovery Ventilator
Residential | Res ¦ Basement or Crawlspace Insulation | 2028 | Achievable | GWh | Before Competition Groups | 1.0125 | 0 | 0 | 2288.7711 | 0.00044239 | 50 | Residential_2028_Achievable_GWh_Before Competition Groups_50 | Basement or Crawlspace Insulation | 0.04424% | 0 | 1.0125 | Residential_2028_Achievable_GWh_Before Competition Groups_Basement or Crawlspace Insulation
Residential | Res ¦ ENERGY STAR LED Lamps (General Service Lamps) | 2028 | Economic | GWh | Before Competition Groups | 3.0434 | 0 | 0 | 9069.9194 | 0.00033555 | 49 | Residential_2028_Economic_GWh_Before Competition Groups_49 | ENERGY STAR LED Lamps (General Service Lamps) | 0.03355% | 0 | 3.0434 | Residential_2028_Economic_GWh_Before Competition Groups_ENERGY STAR LED Lamps (General Service Lamps)
Residential | Res ¦ VFD on Pumps | 2028 | Technical | GWh | Before Competition Groups | 5.3986 | 0 | 0 | 16234.9512 | 0.00033253 | 82 | Residential_2028_Technical_GWh_Before Competition Groups_82 | VFD on Pumps | 0.03325% | 0 | 5.3986 | Residential_2028_Technical_GWh_Before Competition Groups_VFD on Pumps
Residential | Res ¦ ECM MOTORS FOR HVAC APPLICATION (FAN-POWERED VAV BOX) | 2028 | Economic | GWh | Before Competition Groups | 2.9188 | 0 | 0 | 9069.9194 | 0.00032181 | 50 | Residential_2028_Economic_GWh_Before Competition Groups_50 | ECM MOTORS FOR HVAC APPLICATION (FAN-POWERED VAV BOX) | 0.03218% | 0 | 2.9188 | Residential_2028_Economic_GWh_Before Competition Groups_ECM MOTORS FOR HVAC APPLICATION (FAN-POWERED VAV BOX)
Residential | Res ¦ Beverage Vending Machine Controls | 2028 | Achievable | GWh | Before Competition Groups | 0.68982 | 0 | 0 | 2288.7711 | 0.00030139 | 51 | Residential_2028_Achievable_GWh_Before Competition Groups_51 | Beverage Vending Machine Controls | 0.03014% | 0 | 0.68982 | Residential_2028_Achievable_GWh_Before Competition Groups_Beverage Vending Machine Controls
Residential | Res ¦ Beverage Vending Machine Controls | 2028 | Economic | GWh | Before Competition Groups | 1.9674 | 0 | 0 | 9069.9194 | 0.00021692 | 51 | Residential_2028_Economic_GWh_Before Competition Groups_51 | Beverage Vending Machine Controls | 0.02169% | 0 | 1.9674 | Residential_2028_Economic_GWh_Before Competition Groups_Beverage Vending Machine Controls
Residential | Res ¦ ENERGY STAR LED Lamps (General Service Lamps) | 2028 | Technical | GWh | Before Competition Groups | 3.0434 | 0 | 0 | 16234.9512 | 0.00018746 | 83 | Residential_2028_Technical_GWh_Before Competition Groups_83 | ENERGY STAR LED Lamps (General Service Lamps) | 0.01875% | 0 | 3.0434 | Residential_2028_Technical_GWh_Before Competition Groups_ENERGY STAR LED Lamps (General Service Lamps)
Residential | Res ¦ ECM MOTORS FOR HVAC APPLICATION (FAN-POWERED VAV BOX) | 2028 | Technical | GWh | Before Competition Groups | 2.9188 | 0 | 0 | 16234.9512 | 0.00017979 | 84 | Residential_2028_Technical_GWh_Before Competition Groups_84 | ECM MOTORS FOR HVAC APPLICATION (FAN-POWERED VAV BOX) | 0.01798% | 0 | 2.9188 | Residential_2028_Technical_GWh_Before Competition Groups_ECM MOTORS FOR HVAC APPLICATION (FAN-POWERED VAV BOX)
Residential | Res ¦ HVAC Optimization | 2028 | Technical | GWh | Before Competition Groups | 2.4494 | 0 | 0 | 16234.9512 | 0.00015087 | 85 | Residential_2028_Technical_GWh_Before Competition Groups_85 | HVAC Optimization | 0.01509% | 0 | 2.4494 | Residential_2028_Technical_GWh_Before Competition Groups_HVAC Optimization
Residential | Res ¦ Beverage Vending Machine Controls | 2028 | Technical | GWh | Before Competition Groups | 1.9674 | 0 | 0 | 16234.9512 | 0.00012118 | 86 | Residential_2028_Technical_GWh_Before Competition Groups_86 | Beverage Vending Machine Controls | 0.01212% | 0 | 1.9674 | Residential_2028_Technical_GWh_Before Competition Groups_Beverage Vending Machine Controls
Residential | Res ¦ Wall Insulation MF | 2028 | Technical | GWh | Before Competition Groups | 0.65681 | 0 | 0 | 16234.9512 | 4.0456e-05 | 87 | Residential_2028_Technical_GWh_Before Competition Groups_87 | Wall Insulation MF | 0.004046% | 0 | 0.65681 | Residential_2028_Technical_GWh_Before Competition Groups_Wall Insulation MF
Residential | Res ¦ Chilled Water Optimization | 2028 | Achievable | GWh | Before Competition Groups | 0.077064 | 0 | 0 | 2288.7711 | 3.367e-05 | 52 | Residential_2028_Achievable_GWh_Before Competition Groups_52 | Chilled Water Optimization | 0.003367% | 0 | 0.077064 | Residential_2028_Achievable_GWh_Before Competition Groups_Chilled Water Optimization
Residential | Res ¦ LED High Bay Fixture | 2028 | Economic | GWh | Before Competition Groups | 0.28425 | 0 | 0 | 9069.9194 | 3.134e-05 | 52 | Residential_2028_Economic_GWh_Before Competition Groups_52 | LED High Bay Fixture | 0.003134% | 0 | 0.28425 | Residential_2028_Economic_GWh_Before Competition Groups_LED High Bay Fixture
Residential | Res ¦ Chilled Water Optimization | 2028 | Economic | GWh | Before Competition Groups | 0.21209 | 0 | 0 | 9069.9194 | 2.3384e-05 | 53 | Residential_2028_Economic_GWh_Before Competition Groups_53 | Chilled Water Optimization | 0.002338% | 0 | 0.21209 | Residential_2028_Economic_GWh_Before Competition Groups_Chilled Water Optimization
Residential | Res ¦ LED Recessed Downlights | 2028 | Technical | GWh | Before Competition Groups | 0.32866 | 0 | 0 | 16234.9512 | 2.0244e-05 | 88 | Residential_2028_Technical_GWh_Before Competition Groups_88 | LED Recessed Downlights | 0.002024% | 0 | 0.32866 | Residential_2028_Technical_GWh_Before Competition Groups_LED Recessed Downlights
Residential | Res ¦ LED High Bay Fixture | 2028 | Technical | GWh | Before Competition Groups | 0.28425 | 0 | 0 | 16234.9512 | 1.7508e-05 | 89 | Residential_2028_Technical_GWh_Before Competition Groups_89 | LED High Bay Fixture | 0.001751% | 0 | 0.28425 | Residential_2028_Technical_GWh_Before Competition Groups_LED High Bay Fixture
Residential | Res ¦ Chilled Water Optimization | 2028 | Technical | GWh | Before Competition Groups | 0.21209 | 0 | 0 | 16234.9512 | 1.3064e-05 | 90 | Residential_2028_Technical_GWh_Before Competition Groups_90 | Chilled Water Optimization | 0.001306% | 0 | 0.21209 | Residential_2028_Technical_GWh_Before Competition Groups_Chilled Water Optimization
Residential | Res ¦ LED High Bay Fixture | 2028 | Achievable | GWh | Before Competition Groups | 0.019175 | 0 | 0 | 2288.7711 | 8.3778e-06 | 53 | Residential_2028_Achievable_GWh_Before Competition Groups_53 | LED High Bay Fixture | 0.0008378% | 0 | 0.019175 | Residential_2028_Achievable_GWh_Before Competition Groups_LED High Bay Fixture
Residential | Res ¦ Ceiling Insulation | 2028 | Economic | GWh | Before Competition Groups | 0.057878 | 0 | 0 | 9069.9194 | 6.3813e-06 | 54 | Residential_2028_Economic_GWh_Before Competition Groups_54 | Ceiling Insulation | 0.0006381% | 0 | 0.057878 | Residential_2028_Economic_GWh_Before Competition Groups_Ceiling Insulation
Residential | Res ¦ Wall Insulation MF | 2028 | Economic | GWh | Before Competition Groups | 0.053913 | 0 | 0 | 9069.9194 | 5.9441e-06 | 55 | Residential_2028_Economic_GWh_Before Competition Groups_55 | Wall Insulation MF | 0.0005944% | 0 | 0.053913 | Residential_2028_Economic_GWh_Before Competition Groups_Wall Insulation MF
Residential | Res ¦ Solar Water Preheat (Pools/DHW) | 2028 | Technical | GWh | Before Competition Groups | 0.046718 | 0 | 0 | 16234.9512 | 2.8776e-06 | 91 | Residential_2028_Technical_GWh_Before Competition Groups_91 | Solar Water Preheat (Pools/DHW) | 0.0002878% | 0 | 0.046718 | Residential_2028_Technical_GWh_Before Competition Groups_Solar Water Preheat (Pools/DHW)
Residential | Res ¦ Wall Insulation MF | 2028 | Achievable | GWh | Before Competition Groups | 0.0043671 | 0 | 0 | 2288.7711 | 1.9081e-06 | 54 | Residential_2028_Achievable_GWh_Before Competition Groups_54 | Wall Insulation MF | 0.0001908% | 0 | 0.0043671 | Residential_2028_Achievable_GWh_Before Competition Groups_Wall Insulation MF
Residential | Res ¦ Ceiling Insulation | 2028 | Achievable | GWh | Before Competition Groups | 0.001223 | 0 | 0 | 2288.7711 | 5.3435e-07 | 55 | Residential_2028_Achievable_GWh_Before Competition Groups_55 | Ceiling Insulation | 5.343e-05% | 0 | 0.001223 | Residential_2028_Achievable_GWh_Before Competition Groups_Ceiling Insulation
Residential | Res ¦ Photocell Controls (Outdoor) | 2028 | Technical | GWh | Before Competition Groups | 0.00035199 | 0 | 0 | 16234.9512 | 2.1681e-08 | 92 | Residential_2028_Technical_GWh_Before Competition Groups_92 | Photocell Controls (Outdoor) | 2.168e-06% | 0 | 0.00035199 | Residential_2028_Technical_GWh_Before Competition Groups_Photocell Controls (Outdoor)
Residential | Res ¦ Air Source Heat Pump | 2028 | Achievable | GWh | Before Competition Groups | 0 | 0 | 0 | 2288.7711 | 0 | 56 | Residential_2028_Achievable_GWh_Before Competition Groups_56 | Air Source Heat Pump | 0% | 0 | 0 | Residential_2028_Achievable_GWh_Before Competition Groups_Air Source Heat Pump
Residential | Res ¦ Air Source Heat Pump | 2028 | Economic | GWh | Before Competition Groups | 0 | 0 | 0 | 9069.9194 | 0 | 56 | Residential_2028_Economic_GWh_Before Competition Groups_56 | Air Source Heat Pump | 0% | 0 | 0 | Residential_2028_Economic_GWh_Before Competition Groups_Air Source Heat Pump
Residential | Res ¦ DHW Recirculation Systems | 2028 | Achievable | GWh | Before Competition Groups | 0 | 0 | 0 | 2288.7711 | 0 | 57 | Residential_2028_Achievable_GWh_Before Competition Groups_57 | DHW Recirculation Systems | 0% | 0 | 0 | Residential_2028_Achievable_GWh_Before Competition Groups_DHW Recirculation Systems
Residential | Res ¦ DHW Recirculation Systems | 2028 | Economic | GWh | Before Competition Groups | 0 | 0 | 0 | 9069.9194 | 0 | 57 | Residential_2028_Economic_GWh_Before Competition Groups_57 | DHW Recirculation Systems | 0% | 0 | 0 | Residential_2028_Economic_GWh_Before Competition Groups_DHW Recirculation Systems
Residential | Res ¦ Drain Water Heat Recovery | 2028 | Achievable | GWh | Before Competition Groups | 0 | 0 | 0 | 2288.7711 | 0 | 58 | Residential_2028_Achievable_GWh_Before Competition Groups_58 | Drain Water Heat Recovery | 0% | 0 | 0 | Residential_2028_Achievable_GWh_Before Competition Groups_Drain Water Heat Recovery
Residential | Res ¦ Drain Water Heat Recovery | 2028 | Economic | GWh | Before Competition Groups | 0 | 0 | 0 | 9069.9194 | 0 | 58 | Residential_2028_Economic_GWh_Before Competition Groups_58 | Drain Water Heat Recovery | 0% | 0 | 0 | Residential_2028_Economic_GWh_Before Competition Groups_Drain Water Heat Recovery
Residential | Res ¦ Early Hot Water Heater Replacement | 2028 | Achievable | GWh | Before Competition Groups | 0 | 0 | 0 | 2288.7711 | 0 | 59 | Residential_2028_Achievable_GWh_Before Competition Groups_59 | Early Hot Water Heater Replacement | 0% | 0 | 0 | Residential_2028_Achievable_GWh_Before Competition Groups_Early Hot Water Heater Replacement
Residential | Res ¦ Early Hot Water Heater Replacement | 2028 | Economic | GWh | Before Competition Groups | 0 | 0 | 0 | 9069.9194 | 0 | 59 | Residential_2028_Economic_GWh_Before Competition Groups_59 | Early Hot Water Heater Replacement | 0% | 0 | 0 | Residential_2028_Economic_GWh_Before Competition Groups_Early Hot Water Heater Replacement
Residential | Res ¦ Energy Star Dehumidifier | 2028 | Achievable | GWh | Before Competition Groups | 0 | 0 | 0 | 2288.7711 | 0 | 60 | Residential_2028_Achievable_GWh_Before Competition Groups_60 | Energy Star Dehumidifier | 0% | 0 | 0 | Residential_2028_Achievable_GWh_Before Competition Groups_Energy Star Dehumidifier
Residential | Res ¦ Energy Star Dehumidifier | 2028 | Economic | GWh | Before Competition Groups | 0 | 0 | 0 | 9069.9194 | 0 | 60 | Residential_2028_Economic_GWh_Before Competition Groups_60 | Energy Star Dehumidifier | 0% | 0 | 0 | Residential_2028_Economic_GWh_Before Competition Groups_Energy Star Dehumidifier
Residential | Res ¦ Energy Star Freezer | 2028 | Achievable | GWh | Before Competition Groups | 0 | 0 | 0 | 2288.7711 | 0 | 61 | Residential_2028_Achievable_GWh_Before Competition Groups_61 | Energy Star Freezer | 0% | 0 | 0 | Residential_2028_Achievable_GWh_Before Competition Groups_Energy Star Freezer
Residential | Res ¦ Energy Star Freezer | 2028 | Economic | GWh | Before Competition Groups | 0 | 0 | 0 | 9069.9194 | 0 | 61 | Residential_2028_Economic_GWh_Before Competition Groups_61 | Energy Star Freezer | 0% | 0 | 0 | Residential_2028_Economic_GWh_Before Competition Groups_Energy Star Freezer
Residential | Res ¦ Furnace with ECM | 2028 | Achievable | GWh | Before Competition Groups | 0 | 0 | 0 | 2288.7711 | 0 | 62 | Residential_2028_Achievable_GWh_Before Competition Groups_62 | Furnace with ECM | 0% | 0 | 0 | Residential_2028_Achievable_GWh_Before Competition Groups_Furnace with ECM
Residential | Res ¦ Furnace with ECM | 2028 | Economic | GWh | Before Competition Groups | 0 | 0 | 0 | 9069.9194 | 0 | 62 | Residential_2028_Economic_GWh_Before Competition Groups_62 | Furnace with ECM | 0% | 0 | 0 | Residential_2028_Economic_GWh_Before Competition Groups_Furnace with ECM
Residential | Res ¦ Heat Pump Water Heater | 2028 | Achievable | GWh | Before Competition Groups | 0 | 0 | 0 | 2288.7711 | 0 | 63 | Residential_2028_Achievable_GWh_Before Competition Groups_63 | Heat Pump Water Heater | 0% | 0 | 0 | Residential_2028_Achievable_GWh_Before Competition Groups_Heat Pump Water Heater
Residential | Res ¦ Heat Pump Water Heater | 2028 | Economic | GWh | Before Competition Groups | 0 | 0 | 0 | 9069.9194 | 0 | 63 | Residential_2028_Economic_GWh_Before Competition Groups_63 | Heat Pump Water Heater | 0% | 0 | 0 | Residential_2028_Economic_GWh_Before Competition Groups_Heat Pump Water Heater
Residential | Res ¦ LED Downlight | 2028 | Achievable | GWh | Before Competition Groups | 0 | 0 | 0 | 2288.7711 | 0 | 64 | Residential_2028_Achievable_GWh_Before Competition Groups_64 | LED Downlight | 0% | 0 | 0 | Residential_2028_Achievable_GWh_Before Competition Groups_LED Downlight
Residential | Res ¦ LED Downlight | 2028 | Economic | GWh | Before Competition Groups | 0 | 0 | 0 | 9069.9194 | 0 | 64 | Residential_2028_Economic_GWh_Before Competition Groups_64 | LED Downlight | 0% | 0 | 0 | Residential_2028_Economic_GWh_Before Competition Groups_LED Downlight
Residential | Res ¦ Lighting Motion Sensors, Timers, Dimmers | 2028 | Achievable | GWh | Before Competition Groups | 0 | 0 | 0 | 2288.7711 | 0 | 65 | Residential_2028_Achievable_GWh_Before Competition Groups_65 | Lighting Motion Sensors, Timers, Dimmers | 0% | 0 | 0 | Residential_2028_Achievable_GWh_Before Competition Groups_Lighting Motion Sensors, Timers, Dimmers
Residential | Res ¦ Lighting Motion Sensors, Timers, Dimmers | 2028 | Economic | GWh | Before Competition Groups | 0 | 0 | 0 | 9069.9194 | 0 | 65 | Residential_2028_Economic_GWh_Before Competition Groups_65 | Lighting Motion Sensors, Timers, Dimmers | 0% | 0 | 0 | Residential_2028_Economic_GWh_Before Competition Groups_Lighting Motion Sensors, Timers, Dimmers
Residential | Res ¦ Networked/ Connected - Indoor LED Luminaire | 2028 | Achievable | GWh | Before Competition Groups | 0 | 0 | 0 | 2288.7711 | 0 | 66 | Residential_2028_Achievable_GWh_Before Competition Groups_66 | Networked/ Connected - Indoor LED Luminaire | 0% | 0 | 0 | Residential_2028_Achievable_GWh_Before Competition Groups_Networked/ Connected - Indoor LED Luminaire
Residential | Res ¦ Networked/ Connected - Indoor LED Luminaire | 2028 | Economic | GWh | Before Competition Groups | 0 | 0 | 0 | 9069.9194 | 0 | 66 | Residential_2028_Economic_GWh_Before Competition Groups_66 | Networked/ Connected - Indoor LED Luminaire | 0% | 0 | 0 | Residential_2028_Economic_GWh_Before Competition Groups_Networked/ Connected - Indoor LED Luminaire
Residential | Res ¦ Radiant Barrier | 2028 | Achievable | GWh | Before Competition Groups | 0 | 0 | 0 | 2288.7711 | 0 | 67 | Residential_2028_Achievable_GWh_Before Competition Groups_67 | Radiant Barrier | 0% | 0 | 0 | Residential_2028_Achievable_GWh_Before Competition Groups_Radiant Barrier
Residential | Res ¦ Radiant Barrier | 2028 | Economic | GWh | Before Competition Groups | 0 | 0 | 0 | 9069.9194 | 0 | 67 | Residential_2028_Economic_GWh_Before Competition Groups_67 | Radiant Barrier | 0% | 0 | 0 | Residential_2028_Economic_GWh_Before Competition Groups_Radiant Barrier
Residential | Res ¦ Smart Power Bar | 2028 | Achievable | GWh | Before Competition Groups | 0 | 0 | 0 | 2288.7711 | 0 | 68 | Residential_2028_Achievable_GWh_Before Competition Groups_68 | Smart Power Bar | 0% | 0 | 0 | Residential_2028_Achievable_GWh_Before Competition Groups_Smart Power Bar
Residential | Res ¦ Smart Power Bar | 2028 | Economic | GWh | Before Competition Groups | 0 | 0 | 0 | 9069.9194 | 0 | 68 | Residential_2028_Economic_GWh_Before Competition Groups_68 | Smart Power Bar | 0% | 0 | 0 | Residential_2028_Economic_GWh_Before Competition Groups_Smart Power Bar
Residential | Res ¦ Variable Refrigerant Flow Heat Pump | 2028 | Achievable | GWh | Before Competition Groups | 0 | 0 | 0 | 2288.7711 | 0 | 69 | Residential_2028_Achievable_GWh_Before Competition Groups_69 | Variable Refrigerant Flow Heat Pump | 0% | 0 | 0 | Residential_2028_Achievable_GWh_Before Competition Groups_Variable Refrigerant Flow Heat Pump
Residential | Res ¦ Variable Refrigerant Flow Heat Pump | 2028 | Economic | GWh | Before Competition Groups | 0 | 0 | 0 | 9069.9194 | 0 | 69 | Residential_2028_Economic_GWh_Before Competition Groups_69 | Variable Refrigerant Flow Heat Pump | 0% | 0 | 0 | Residential_2028_Economic_GWh_Before Competition Groups_Variable Refrigerant Flow Heat Pump
Residential | Res ¦ Energy Star A Line, PAR, MR Lamps | 2029 | Economic | GWh | Before Competition Groups | 1334.9049 | 0 | 0 | 9629.0068 | 0.13863 | 1 | Residential_2029_Economic_GWh_Before Competition Groups_1 | Energy Star A Line, PAR, MR Lamps | 13.86% | 0 | 1334.9049 | Residential_2029_Economic_GWh_Before Competition Groups_Energy Star A Line, PAR, MR Lamps
Residential | Res ¦ Energy Star LED Bulbs General Purpose LEDs | 2029 | Economic | GWh | Before Competition Groups | 1178.476 | 0 | 0 | 9629.0068 | 0.12239 | 2 | Residential_2029_Economic_GWh_Before Competition Groups_2 | Energy Star LED Bulbs General Purpose LEDs | 12.24% | 0 | 1178.476 | Residential_2029_Economic_GWh_Before Competition Groups_Energy Star LED Bulbs General Purpose LEDs
Residential | Res ¦ Energy Star LED Specialty Bulbs | 2029 | Economic | GWh | Before Competition Groups | 1031.6655 | 0 | 0 | 9629.0068 | 0.10714 | 3 | Residential_2029_Economic_GWh_Before Competition Groups_3 | Energy Star LED Specialty Bulbs | 10.71% | 0 | 1031.6655 | Residential_2029_Economic_GWh_Before Competition Groups_Energy Star LED Specialty Bulbs
Residential | Res ¦ Energy Star Clothes Washer | 2029 | Achievable | GWh | Before Competition Groups | 285.021 | 0 | 0 | 2771.0579 | 0.10286 | 1 | Residential_2029_Achievable_GWh_Before Competition Groups_1 | Energy Star Clothes Washer | 10.29% | 0 | 285.021 | Residential_2029_Achievable_GWh_Before Competition Groups_Energy Star Clothes Washer
Residential | Res ¦ Smart Power Bar | 2029 | Technical | GWh | Before Competition Groups | 1567.6863 | 0 | 0 | 17012.8258 | 0.092147 | 1 | Residential_2029_Technical_GWh_Before Competition Groups_1 | Smart Power Bar | 9.215% | 0 | 1567.6863 | Residential_2029_Technical_GWh_Before Competition Groups_Smart Power Bar
Residential | Res ¦ Variable Speed Pool Pump Motor | 2029 | Achievable | GWh | Before Competition Groups | 240.6314 | 0 | 0 | 2771.0579 | 0.086837 | 2 | Residential_2029_Achievable_GWh_Before Competition Groups_2 | Variable Speed Pool Pump Motor | 8.684% | 0 | 240.6314 | Residential_2029_Achievable_GWh_Before Competition Groups_Variable Speed Pool Pump Motor
Residential | Res ¦ Energy Star LED Bulbs General Purpose LEDs | 2029 | Achievable | GWh | Before Competition Groups | 231.0109 | 0 | 0 | 2771.0579 | 0.083366 | 3 | Residential_2029_Achievable_GWh_Before Competition Groups_3 | Energy Star LED Bulbs General Purpose LEDs | 8.337% | 0 | 231.0109 | Residential_2029_Achievable_GWh_Before Competition Groups_Energy Star LED Bulbs General Purpose LEDs
Residential | Res ¦ Energy Star A Line, PAR, MR Lamps | 2029 | Technical | GWh | Before Competition Groups | 1334.9049 | 0 | 0 | 17012.8258 | 0.078465 | 2 | Residential_2029_Technical_GWh_Before Competition Groups_2 | Energy Star A Line, PAR, MR Lamps | 7.846% | 0 | 1334.9049 | Residential_2029_Technical_GWh_Before Competition Groups_Energy Star A Line, PAR, MR Lamps
Residential | Res ¦ Energy Star LED Specialty Bulbs | 2029 | Achievable | GWh | Before Competition Groups | 203.7607 | 0 | 0 | 2771.0579 | 0.073532 | 4 | Residential_2029_Achievable_GWh_Before Competition Groups_4 | Energy Star LED Specialty Bulbs | 7.353% | 0 | 203.7607 | Residential_2029_Achievable_GWh_Before Competition Groups_Energy Star LED Specialty Bulbs
Residential | Res ¦ Adaptive Thermostat | 2029 | Economic | GWh | Before Competition Groups | 688.8888 | 0 | 0 | 9629.0068 | 0.071543 | 4 | Residential_2029_Economic_GWh_Before Competition Groups_4 | Adaptive Thermostat | 7.154% | 0 | 688.8888 | Residential_2029_Economic_GWh_Before Competition Groups_Adaptive Thermostat
Residential | Res ¦ Car Block Heater Timer | 2029 | Achievable | GWh | Before Competition Groups | 196.4375 | 0 | 0 | 2771.0579 | 0.070889 | 5 | Residential_2029_Achievable_GWh_Before Competition Groups_5 | Car Block Heater Timer | 7.089% | 0 | 196.4375 | Residential_2029_Achievable_GWh_Before Competition Groups_Car Block Heater Timer
Residential | Res ¦ Energy Star LED Bulbs General Purpose LEDs | 2029 | Technical | GWh | Before Competition Groups | 1178.476 | 0 | 0 | 17012.8258 | 0.06927 | 3 | Residential_2029_Technical_GWh_Before Competition Groups_3 | Energy Star LED Bulbs General Purpose LEDs | 6.927% | 0 | 1178.476 | Residential_2029_Technical_GWh_Before Competition Groups_Energy Star LED Bulbs General Purpose LEDs
Residential | Res ¦ Building Recommissioning, Operations and Maintenance (O&M) Improvements | 2029 | Achievable | GWh | Before Competition Groups | 188.9862 | 0 | 0 | 2771.0579 | 0.0682 | 6 | Residential_2029_Achievable_GWh_Before Competition Groups_6 | Building Recommissioning, Operations and Maintenance (O&M) Improvements | 6.82% | 0 | 188.9862 | Residential_2029_Achievable_GWh_Before Competition Groups_Building Recommissioning, Operations and Maintenance (O&M) Improvements
Residential | Res ¦ Energy Star LED Specialty Bulbs | 2029 | Technical | GWh | Before Competition Groups | 1031.6655 | 0 | 0 | 17012.8258 | 0.06064 | 4 | Residential_2029_Technical_GWh_Before Competition Groups_4 | Energy Star LED Specialty Bulbs | 6.064% | 0 | 1031.6655 | Residential_2029_Technical_GWh_Before Competition Groups_Energy Star LED Specialty Bulbs
Residential | Res ¦ Air Sealing | 2029 | Economic | GWh | Before Competition Groups | 555.5552 | 0 | 0 | 9629.0068 | 0.057696 | 5 | Residential_2029_Economic_GWh_Before Competition Groups_5 | Air Sealing | 5.77% | 0 | 555.5552 | Residential_2029_Economic_GWh_Before Competition Groups_Air Sealing
Residential | Res ¦ Ductless Mini-Split Heat Pump | 2029 | Achievable | GWh | Before Competition Groups | 153.9841 | 0 | 0 | 2771.0579 | 0.055569 | 7 | Residential_2029_Achievable_GWh_Before Competition Groups_7 | Ductless Mini-Split Heat Pump | 5.557% | 0 | 153.9841 | Residential_2029_Achievable_GWh_Before Competition Groups_Ductless Mini-Split Heat Pump
Residential | Res ¦ Networked/ Connected - Indoor LED Lamp | 2029 | Technical | GWh | Before Competition Groups | 804.7427 | 0 | 0 | 17012.8258 | 0.047302 | 5 | Residential_2029_Technical_GWh_Before Competition Groups_5 | Networked/ Connected - Indoor LED Lamp | 4.73% | 0 | 804.7427 | Residential_2029_Technical_GWh_Before Competition Groups_Networked/ Connected - Indoor LED Lamp
Residential | Res ¦ Energy Star Clothes Washer | 2029 | Economic | GWh | Before Competition Groups | 428.094 | 0 | 0 | 9629.0068 | 0.044459 | 6 | Residential_2029_Economic_GWh_Before Competition Groups_6 | Energy Star Clothes Washer | 4.446% | 0 | 428.094 | Residential_2029_Economic_GWh_Before Competition Groups_Energy Star Clothes Washer
Residential | Res ¦ Energy Star A Line, PAR, MR Lamps | 2029 | Achievable | GWh | Before Competition Groups | 121.1567 | 0 | 0 | 2771.0579 | 0.043722 | 8 | Residential_2029_Achievable_GWh_Before Competition Groups_8 | Energy Star A Line, PAR, MR Lamps | 4.372% | 0 | 121.1567 | Residential_2029_Achievable_GWh_Before Competition Groups_Energy Star A Line, PAR, MR Lamps
Residential | Res ¦ Variable Speed Pool Pump Motor | 2029 | Economic | GWh | Before Competition Groups | 416.8505 | 0 | 0 | 9629.0068 | 0.043291 | 7 | Residential_2029_Economic_GWh_Before Competition Groups_7 | Variable Speed Pool Pump Motor | 4.329% | 0 | 416.8505 | Residential_2029_Economic_GWh_Before Competition Groups_Variable Speed Pool Pump Motor
Residential | Res ¦ Adaptive Thermostat | 2029 | Technical | GWh | Before Competition Groups | 688.8888 | 0 | 0 | 17012.8258 | 0.040492 | 6 | Residential_2029_Technical_GWh_Before Competition Groups_6 | Adaptive Thermostat | 4.049% | 0 | 688.8888 | Residential_2029_Technical_GWh_Before Competition Groups_Adaptive Thermostat
Residential | Res ¦ Ductless Mini-Split Heat Pump | 2029 | Economic | GWh | Before Competition Groups | 381.9179 | 0 | 0 | 9629.0068 | 0.039663 | 8 | Residential_2029_Economic_GWh_Before Competition Groups_8 | Ductless Mini-Split Heat Pump | 3.966% | 0 | 381.9179 | Residential_2029_Economic_GWh_Before Competition Groups_Ductless Mini-Split Heat Pump
Residential | Res ¦ Adaptive Thermostat | 2029 | Achievable | GWh | Before Competition Groups | 106.566 | 0 | 0 | 2771.0579 | 0.038457 | 9 | Residential_2029_Achievable_GWh_Before Competition Groups_9 | Adaptive Thermostat | 3.846% | 0 | 106.566 | Residential_2029_Achievable_GWh_Before Competition Groups_Adaptive Thermostat
Residential | Res ¦ Car Block Heater Timer | 2029 | Economic | GWh | Before Competition Groups | 357.2968 | 0 | 0 | 9629.0068 | 0.037106 | 9 | Residential_2029_Economic_GWh_Before Competition Groups_9 | Car Block Heater Timer | 3.711% | 0 | 357.2968 | Residential_2029_Economic_GWh_Before Competition Groups_Car Block Heater Timer
Residential | Res ¦ Comprehensive Draft Proofing | 2029 | Achievable | GWh | Before Competition Groups | 94.9097 | 0 | 0 | 2771.0579 | 0.03425 | 10 | Residential_2029_Achievable_GWh_Before Competition Groups_10 | Comprehensive Draft Proofing | 3.425% | 0 | 94.9097 | Residential_2029_Achievable_GWh_Before Competition Groups_Comprehensive Draft Proofing
Residential | Res ¦ Building Recommissioning, Operations and Maintenance (O&M) Improvements | 2029 | Economic | GWh | Before Competition Groups | 327.3581 | 0 | 0 | 9629.0068 | 0.033997 | 10 | Residential_2029_Economic_GWh_Before Competition Groups_10 | Building Recommissioning, Operations and Maintenance (O&M) Improvements | 3.4% | 0 | 327.3581 | Residential_2029_Economic_GWh_Before Competition Groups_Building Recommissioning, Operations and Maintenance (O&M) Improvements
Residential | Res ¦ Air Sealing | 2029 | Technical | GWh | Before Competition Groups | 555.5552 | 0 | 0 | 17012.8258 | 0.032655 | 7 | Residential_2029_Technical_GWh_Before Competition Groups_7 | Air Sealing | 3.266% | 0 | 555.5552 | Residential_2029_Technical_GWh_Before Competition Groups_Air Sealing
Residential | Res ¦ Energy Star Torchiere | 2029 | Achievable | GWh | Before Competition Groups | 89.0227 | 0 | 0 | 2771.0579 | 0.032126 | 11 | Residential_2029_Achievable_GWh_Before Competition Groups_11 | Energy Star Torchiere | 3.213% | 0 | 89.0227 | Residential_2029_Achievable_GWh_Before Competition Groups_Energy Star Torchiere
Residential | Res ¦ Basement Wall Insulation | 2029 | Economic | GWh | Before Competition Groups | 290.9827 | 0 | 0 | 9629.0068 | 0.030219 | 11 | Residential_2029_Economic_GWh_Before Competition Groups_11 | Basement Wall Insulation | 3.022% | 0 | 290.9827 | Residential_2029_Economic_GWh_Before Competition Groups_Basement Wall Insulation
Residential | Res ¦ Energy Star Refrigerator | 2029 | Technical | GWh | Before Competition Groups | 502.7104 | 0 | 0 | 17012.8258 | 0.029549 | 8 | Residential_2029_Technical_GWh_Before Competition Groups_8 | Energy Star Refrigerator | 2.955% | 0 | 502.7104 | Residential_2029_Technical_GWh_Before Competition Groups_Energy Star Refrigerator
Residential | Res ¦ Heavy Duty Outdoor/Holiday Plug-in Timers | 2029 | Achievable | GWh | Before Competition Groups | 76.6536 | 0 | 0 | 2771.0579 | 0.027662 | 12 | Residential_2029_Achievable_GWh_Before Competition Groups_12 | Heavy Duty Outdoor/Holiday Plug-in Timers | 2.766% | 0 | 76.6536 | Residential_2029_Achievable_GWh_Before Competition Groups_Heavy Duty Outdoor/Holiday Plug-in Timers
Residential | Res ¦ Energy Star Light Fixture | 2029 | Achievable | GWh | Before Competition Groups | 70.6823 | 0 | 0 | 2771.0579 | 0.025507 | 13 | Residential_2029_Achievable_GWh_Before Competition Groups_13 | Energy Star Light Fixture | 2.551% | 0 | 70.6823 | Residential_2029_Achievable_GWh_Before Competition Groups_Energy Star Light Fixture
Residential | Res ¦ LED Parking Lot Fixture | 2029 | Achievable | GWh | Before Competition Groups | 70.5134 | 0 | 0 | 2771.0579 | 0.025446 | 14 | Residential_2029_Achievable_GWh_Before Competition Groups_14 | LED Parking Lot Fixture | 2.545% | 0 | 70.5134 | Residential_2029_Achievable_GWh_Before Competition Groups_LED Parking Lot Fixture
Residential | Res ¦ Energy Star Clothes Washer | 2029 | Technical | GWh | Before Competition Groups | 428.094 | 0 | 0 | 17012.8258 | 0.025163 | 9 | Residential_2029_Technical_GWh_Before Competition Groups_9 | Energy Star Clothes Washer | 2.516% | 0 | 428.094 | Residential_2029_Technical_GWh_Before Competition Groups_Energy Star Clothes Washer
Residential | Res ¦ Energy Star Central Air Conditioner | 2029 | Technical | GWh | Before Competition Groups | 428.0291 | 0 | 0 | 17012.8258 | 0.025159 | 10 | Residential_2029_Technical_GWh_Before Competition Groups_10 | Energy Star Central Air Conditioner | 2.516% | 0 | 428.0291 | Residential_2029_Technical_GWh_Before Competition Groups_Energy Star Central Air Conditioner
Residential | Res ¦ Smart Burners | 2029 | Technical | GWh | Before Competition Groups | 424.1617 | 0 | 0 | 17012.8258 | 0.024932 | 11 | Residential_2029_Technical_GWh_Before Competition Groups_11 | Smart Burners | 2.493% | 0 | 424.1617 | Residential_2029_Technical_GWh_Before Competition Groups_Smart Burners
Residential | Res ¦ Variable Speed Pool Pump Motor | 2029 | Technical | GWh | Before Competition Groups | 416.8505 | 0 | 0 | 17012.8258 | 0.024502 | 12 | Residential_2029_Technical_GWh_Before Competition Groups_12 | Variable Speed Pool Pump Motor | 2.45% | 0 | 416.8505 | Residential_2029_Technical_GWh_Before Competition Groups_Variable Speed Pool Pump Motor
Residential | Res ¦ Energy Star Torchiere | 2029 | Economic | GWh | Before Competition Groups | 228.6557 | 0 | 0 | 9629.0068 | 0.023747 | 12 | Residential_2029_Economic_GWh_Before Competition Groups_12 | Energy Star Torchiere | 2.375% | 0 | 228.6557 | Residential_2029_Economic_GWh_Before Competition Groups_Energy Star Torchiere
Residential | Res ¦ Smart Burners | 2029 | Economic | GWh | Before Competition Groups | 227.8299 | 0 | 0 | 9629.0068 | 0.023661 | 13 | Residential_2029_Economic_GWh_Before Competition Groups_13 | Smart Burners | 2.366% | 0 | 227.8299 | Residential_2029_Economic_GWh_Before Competition Groups_Smart Burners
Residential | Res ¦ Occupancy Sensors MF | 2029 | Achievable | GWh | Before Competition Groups | 65.0116 | 0 | 0 | 2771.0579 | 0.023461 | 15 | Residential_2029_Achievable_GWh_Before Competition Groups_15 | Occupancy Sensors MF | 2.346% | 0 | 65.0116 | Residential_2029_Achievable_GWh_Before Competition Groups_Occupancy Sensors MF
Residential | Res ¦ Attic Insulation | 2029 | Economic | GWh | Before Competition Groups | 224.6035 | 0 | 0 | 9629.0068 | 0.023326 | 14 | Residential_2029_Economic_GWh_Before Competition Groups_14 | Attic Insulation | 2.333% | 0 | 224.6035 | Residential_2029_Economic_GWh_Before Competition Groups_Attic Insulation
Residential | Res ¦ Ductless Mini-Split Heat Pump | 2029 | Technical | GWh | Before Competition Groups | 381.9179 | 0 | 0 | 17012.8258 | 0.022449 | 13 | Residential_2029_Technical_GWh_Before Competition Groups_13 | Ductless Mini-Split Heat Pump | 2.245% | 0 | 381.9179 | Residential_2029_Technical_GWh_Before Competition Groups_Ductless Mini-Split Heat Pump
Residential | Res ¦ Energy Star Ground Source Heat Pump | 2029 | Technical | GWh | Before Competition Groups | 376.2292 | 0 | 0 | 17012.8258 | 0.022114 | 14 | Residential_2029_Technical_GWh_Before Competition Groups_14 | Energy Star Ground Source Heat Pump | 2.211% | 0 | 376.2292 | Residential_2029_Technical_GWh_Before Competition Groups_Energy Star Ground Source Heat Pump
Residential | Res ¦ Energy Star Air Source Heat Pump | 2029 | Economic | GWh | Before Competition Groups | 212.6964 | 0 | 0 | 9629.0068 | 0.022089 | 15 | Residential_2029_Economic_GWh_Before Competition Groups_15 | Energy Star Air Source Heat Pump | 2.209% | 0 | 212.6964 | Residential_2029_Economic_GWh_Before Competition Groups_Energy Star Air Source Heat Pump
Residential | Res ¦ Car Block Heater Timer | 2029 | Technical | GWh | Before Competition Groups | 357.2968 | 0 | 0 | 17012.8258 | 0.021002 | 15 | Residential_2029_Technical_GWh_Before Competition Groups_15 | Car Block Heater Timer | 2.1% | 0 | 357.2968 | Residential_2029_Technical_GWh_Before Competition Groups_Car Block Heater Timer
Residential | Res ¦ Heat Pump Clothes Dryer | 2029 | Technical | GWh | Before Competition Groups | 355.6534 | 0 | 0 | 17012.8258 | 0.020905 | 16 | Residential_2029_Technical_GWh_Before Competition Groups_16 | Heat Pump Clothes Dryer | 2.091% | 0 | 355.6534 | Residential_2029_Technical_GWh_Before Competition Groups_Heat Pump Clothes Dryer
Residential | Res ¦ Air Sealing | 2029 | Achievable | GWh | Before Competition Groups | 55.8279 | 0 | 0 | 2771.0579 | 0.020147 | 16 | Residential_2029_Achievable_GWh_Before Competition Groups_16 | Air Sealing | 2.015% | 0 | 55.8279 | Residential_2029_Achievable_GWh_Before Competition Groups_Air Sealing
Residential | Res ¦ Passive Attic Ventilation | 2029 | Technical | GWh | Before Competition Groups | 333.0789 | 0 | 0 | 17012.8258 | 0.019578 | 17 | Residential_2029_Technical_GWh_Before Competition Groups_17 | Passive Attic Ventilation | 1.958% | 0 | 333.0789 | Residential_2029_Technical_GWh_Before Competition Groups_Passive Attic Ventilation
Residential | Res ¦ Building Recommissioning, Operations and Maintenance (O&M) Improvements | 2029 | Technical | GWh | Before Competition Groups | 327.3581 | 0 | 0 | 17012.8258 | 0.019242 | 18 | Residential_2029_Technical_GWh_Before Competition Groups_18 | Building Recommissioning, Operations and Maintenance (O&M) Improvements | 1.924% | 0 | 327.3581 | Residential_2029_Technical_GWh_Before Competition Groups_Building Recommissioning, Operations and Maintenance (O&M) Improvements
Residential | Res ¦ Energy Star Light Fixture | 2029 | Technical | GWh | Before Competition Groups | 326.5918 | 0 | 0 | 17012.8258 | 0.019197 | 19 | Residential_2029_Technical_GWh_Before Competition Groups_19 | Energy Star Light Fixture | 1.92% | 0 | 326.5918 | Residential_2029_Technical_GWh_Before Competition Groups_Energy Star Light Fixture
Residential | Res ¦ Energy Star Light Fixture | 2029 | Economic | GWh | Before Competition Groups | 181.3619 | 0 | 0 | 9629.0068 | 0.018835 | 16 | Residential_2029_Economic_GWh_Before Competition Groups_16 | Energy Star Light Fixture | 1.883% | 0 | 181.3619 | Residential_2029_Economic_GWh_Before Competition Groups_Energy Star Light Fixture
Residential | Res ¦ Energy Star Windows | 2029 | Technical | GWh | Before Competition Groups | 301.5535 | 0 | 0 | 17012.8258 | 0.017725 | 20 | Residential_2029_Technical_GWh_Before Competition Groups_20 | Energy Star Windows | 1.773% | 0 | 301.5535 | Residential_2029_Technical_GWh_Before Competition Groups_Energy Star Windows
Residential | Res ¦ Refrigerator Recycling | 2029 | Achievable | GWh | Before Competition Groups | 48.5735 | 0 | 0 | 2771.0579 | 0.017529 | 17 | Residential_2029_Achievable_GWh_Before Competition Groups_17 | Refrigerator Recycling | 1.753% | 0 | 48.5735 | Residential_2029_Achievable_GWh_Before Competition Groups_Refrigerator Recycling
Residential | Res ¦ Basement Wall Insulation | 2029 | Technical | GWh | Before Competition Groups | 290.9827 | 0 | 0 | 17012.8258 | 0.017104 | 21 | Residential_2029_Technical_GWh_Before Competition Groups_21 | Basement Wall Insulation | 1.71% | 0 | 290.9827 | Residential_2029_Technical_GWh_Before Competition Groups_Basement Wall Insulation
Residential | Res ¦ Comprehensive Draft Proofing | 2029 | Economic | GWh | Before Competition Groups | 164.3999 | 0 | 0 | 9629.0068 | 0.017073 | 17 | Residential_2029_Economic_GWh_Before Competition Groups_17 | Comprehensive Draft Proofing | 1.707% | 0 | 164.3999 | Residential_2029_Economic_GWh_Before Competition Groups_Comprehensive Draft Proofing
Residential | Res ¦ Clothes Drying Racks | 2029 | Achievable | GWh | Before Competition Groups | 44.3323 | 0 | 0 | 2771.0579 | 0.015998 | 18 | Residential_2029_Achievable_GWh_Before Competition Groups_18 | Clothes Drying Racks | 1.6% | 0 | 44.3323 | Residential_2029_Achievable_GWh_Before Competition Groups_Clothes Drying Racks
Residential | Res ¦ Heavy Duty Outdoor/Holiday Plug-in Timers | 2029 | Economic | GWh | Before Competition Groups | 149.3621 | 0 | 0 | 9629.0068 | 0.015512 | 18 | Residential_2029_Economic_GWh_Before Competition Groups_18 | Heavy Duty Outdoor/Holiday Plug-in Timers | 1.551% | 0 | 149.3621 | Residential_2029_Economic_GWh_Before Competition Groups_Heavy Duty Outdoor/Holiday Plug-in Timers
Residential | Res ¦ Induction Cooking Stove Top | 2029 | Technical | GWh | Before Competition Groups | 261.2836 | 0 | 0 | 17012.8258 | 0.015358 | 22 | Residential_2029_Technical_GWh_Before Competition Groups_22 | Induction Cooking Stove Top | 1.536% | 0 | 261.2836 | Residential_2029_Technical_GWh_Before Competition Groups_Induction Cooking Stove Top
Residential | Res ¦ Freezer Recycling | 2029 | Achievable | GWh | Before Competition Groups | 42.5083 | 0 | 0 | 2771.0579 | 0.01534 | 19 | Residential_2029_Achievable_GWh_Before Competition Groups_19 | Freezer Recycling | 1.534% | 0 | 42.5083 | Residential_2029_Achievable_GWh_Before Competition Groups_Freezer Recycling
Residential | Res ¦ Smart Burners | 2029 | Achievable | GWh | Before Competition Groups | 40.82 | 0 | 0 | 2771.0579 | 0.014731 | 20 | Residential_2029_Achievable_GWh_Before Competition Groups_20 | Smart Burners | 1.473% | 0 | 40.82 | Residential_2029_Achievable_GWh_Before Competition Groups_Smart Burners
Residential | Res ¦ Basement or Crawlspace Insulation | 2029 | Technical | GWh | Before Competition Groups | 242.1344 | 0 | 0 | 17012.8258 | 0.014232 | 23 | Residential_2029_Technical_GWh_Before Competition Groups_23 | Basement or Crawlspace Insulation | 1.423% | 0 | 242.1344 | Residential_2029_Technical_GWh_Before Competition Groups_Basement or Crawlspace Insulation
Residential | Res ¦ Energy Star Torchiere | 2029 | Technical | GWh | Before Competition Groups | 228.6557 | 0 | 0 | 17012.8258 | 0.01344 | 24 | Residential_2029_Technical_GWh_Before Competition Groups_24 | Energy Star Torchiere | 1.344% | 0 | 228.6557 | Residential_2029_Technical_GWh_Before Competition Groups_Energy Star Torchiere
Residential | Res ¦ Attic Insulation | 2029 | Technical | GWh | Before Competition Groups | 224.6035 | 0 | 0 | 17012.8258 | 0.013202 | 25 | Residential_2029_Technical_GWh_Before Competition Groups_25 | Attic Insulation | 1.32% | 0 | 224.6035 | Residential_2029_Technical_GWh_Before Competition Groups_Attic Insulation
Residential | Res ¦ Energy Star Air Source Heat Pump | 2029 | Technical | GWh | Before Competition Groups | 212.6964 | 0 | 0 | 17012.8258 | 0.012502 | 26 | Residential_2029_Technical_GWh_Before Competition Groups_26 | Energy Star Air Source Heat Pump | 1.25% | 0 | 212.6964 | Residential_2029_Technical_GWh_Before Competition Groups_Energy Star Air Source Heat Pump
Residential | Res ¦ Energy Star Air Source Heat Pump | 2029 | Achievable | GWh | Before Competition Groups | 33.8085 | 0 | 0 | 2771.0579 | 0.012201 | 21 | Residential_2029_Achievable_GWh_Before Competition Groups_21 | Energy Star Air Source Heat Pump | 1.22% | 0 | 33.8085 | Residential_2029_Achievable_GWh_Before Competition Groups_Energy Star Air Source Heat Pump
Residential | Res ¦ Energy Star Clothes Dryer | 2029 | Technical | GWh | Before Competition Groups | 203.1381 | 0 | 0 | 17012.8258 | 0.01194 | 27 | Residential_2029_Technical_GWh_Before Competition Groups_27 | Energy Star Clothes Dryer | 1.194% | 0 | 203.1381 | Residential_2029_Technical_GWh_Before Competition Groups_Energy Star Clothes Dryer
Residential | Res ¦ Ductless Mini-Split Air Conditioner | 2029 | Technical | GWh | Before Competition Groups | 203.1315 | 0 | 0 | 17012.8258 | 0.01194 | 28 | Residential_2029_Technical_GWh_Before Competition Groups_28 | Ductless Mini-Split Air Conditioner | 1.194% | 0 | 203.1315 | Residential_2029_Technical_GWh_Before Competition Groups_Ductless Mini-Split Air Conditioner
Residential | Res ¦ LED Exterior Area Lights - LED Fixture (200W) | 2029 | Achievable | GWh | Before Competition Groups | 32.143 | 0 | 0 | 2771.0579 | 0.0116 | 22 | Residential_2029_Achievable_GWh_Before Competition Groups_22 | LED Exterior Area Lights - LED Fixture (200W) | 1.16% | 0 | 32.143 | Residential_2029_Achievable_GWh_Before Competition Groups_LED Exterior Area Lights - LED Fixture (200W)
Residential | Res ¦ Occupancy Sensors MF | 2029 | Economic | GWh | Before Competition Groups | 109.983 | 0 | 0 | 9629.0068 | 0.011422 | 19 | Residential_2029_Economic_GWh_Before Competition Groups_19 | Occupancy Sensors MF | 1.142% | 0 | 109.983 | Residential_2029_Economic_GWh_Before Competition Groups_Occupancy Sensors MF
Residential | Res ¦ Basement Wall Insulation | 2029 | Achievable | GWh | Before Competition Groups | 29.2426 | 0 | 0 | 2771.0579 | 0.010553 | 23 | Residential_2029_Achievable_GWh_Before Competition Groups_23 | Basement Wall Insulation | 1.055% | 0 | 29.2426 | Residential_2029_Achievable_GWh_Before Competition Groups_Basement Wall Insulation
Residential | Res ¦ Wall Insulation | 2029 | Technical | GWh | Before Competition Groups | 176.0193 | 0 | 0 | 17012.8258 | 0.010346 | 29 | Residential_2029_Technical_GWh_Before Competition Groups_29 | Wall Insulation | 1.035% | 0 | 176.0193 | Residential_2029_Technical_GWh_Before Competition Groups_Wall Insulation
Residential | Res ¦ Advanced BAS/Controllers | 2029 | Achievable | GWh | Before Competition Groups | 27.603 | 0 | 0 | 2771.0579 | 0.0099612 | 24 | Residential_2029_Achievable_GWh_Before Competition Groups_24 | Advanced BAS/Controllers | 0.9961% | 0 | 27.603 | Residential_2029_Achievable_GWh_Before Competition Groups_Advanced BAS/Controllers
Residential | Res ¦ Heavy Duty Outdoor/Holiday Plug-in Timers | 2029 | Technical | GWh | Before Competition Groups | 165.5302 | 0 | 0 | 17012.8258 | 0.0097297 | 30 | Residential_2029_Technical_GWh_Before Competition Groups_30 | Heavy Duty Outdoor/Holiday Plug-in Timers | 0.973% | 0 | 165.5302 | Residential_2029_Technical_GWh_Before Competition Groups_Heavy Duty Outdoor/Holiday Plug-in Timers
Residential | Res ¦ LED Parking Lot Fixture | 2029 | Economic | GWh | Before Competition Groups | 93.3467 | 0 | 0 | 9629.0068 | 0.0096943 | 20 | Residential_2029_Economic_GWh_Before Competition Groups_20 | LED Parking Lot Fixture | 0.9694% | 0 | 93.3467 | Residential_2029_Economic_GWh_Before Competition Groups_LED Parking Lot Fixture
Residential | Res ¦ Comprehensive Draft Proofing | 2029 | Technical | GWh | Before Competition Groups | 164.3999 | 0 | 0 | 17012.8258 | 0.0096633 | 31 | Residential_2029_Technical_GWh_Before Competition Groups_31 | Comprehensive Draft Proofing | 0.9663% | 0 | 164.3999 | Residential_2029_Technical_GWh_Before Competition Groups_Comprehensive Draft Proofing
Residential | Res ¦ Refrigerator Recycling | 2029 | Economic | GWh | Before Competition Groups | 84.146 | 0 | 0 | 9629.0068 | 0.0087388 | 21 | Residential_2029_Economic_GWh_Before Competition Groups_21 | Refrigerator Recycling | 0.8739% | 0 | 84.146 | Residential_2029_Economic_GWh_Before Competition Groups_Refrigerator Recycling
Residential | Res ¦ Furnace Whistle | 2029 | Achievable | GWh | Before Competition Groups | 23.1337 | 0 | 0 | 2771.0579 | 0.0083483 | 25 | Residential_2029_Achievable_GWh_Before Competition Groups_25 | Furnace Whistle | 0.8348% | 0 | 23.1337 | Residential_2029_Achievable_GWh_Before Competition Groups_Furnace Whistle
Residential | Res ¦ Attic Insulation | 2029 | Achievable | GWh | Before Competition Groups | 22.5681 | 0 | 0 | 2771.0579 | 0.0081442 | 26 | Residential_2029_Achievable_GWh_Before Competition Groups_26 | Attic Insulation | 0.8144% | 0 | 22.5681 | Residential_2029_Achievable_GWh_Before Competition Groups_Attic Insulation
Residential | Res ¦ Energy Star Room Air Conditioner | 2029 | Economic | GWh | Before Competition Groups | 77.4792 | 0 | 0 | 9629.0068 | 0.0080464 | 22 | Residential_2029_Economic_GWh_Before Competition Groups_22 | Energy Star Room Air Conditioner | 0.8046% | 0 | 77.4792 | Residential_2029_Economic_GWh_Before Competition Groups_Energy Star Room Air Conditioner
Residential | Res ¦ Clothes Drying Racks | 2029 | Economic | GWh | Before Competition Groups | 76.8293 | 0 | 0 | 9629.0068 | 0.0079789 | 23 | Residential_2029_Economic_GWh_Before Competition Groups_23 | Clothes Drying Racks | 0.7979% | 0 | 76.8293 | Residential_2029_Economic_GWh_Before Competition Groups_Clothes Drying Racks
Residential | Res ¦ Freezer Recycling | 2029 | Economic | GWh | Before Competition Groups | 73.8257 | 0 | 0 | 9629.0068 | 0.007667 | 24 | Residential_2029_Economic_GWh_Before Competition Groups_24 | Freezer Recycling | 0.7667% | 0 | 73.8257 | Residential_2029_Economic_GWh_Before Competition Groups_Freezer Recycling
Residential | Res ¦ Duct Insulation | 2029 | Economic | GWh | Before Competition Groups | 70.7163 | 0 | 0 | 9629.0068 | 0.0073441 | 25 | Residential_2029_Economic_GWh_Before Competition Groups_25 | Duct Insulation | 0.7344% | 0 | 70.7163 | Residential_2029_Economic_GWh_Before Competition Groups_Duct Insulation
Residential | Res ¦ Furnace with ECM | 2029 | Technical | GWh | Before Competition Groups | 121.8525 | 0 | 0 | 17012.8258 | 0.0071624 | 32 | Residential_2029_Technical_GWh_Before Competition Groups_32 | Furnace with ECM | 0.7162% | 0 | 121.8525 | Residential_2029_Technical_GWh_Before Competition Groups_Furnace with ECM
Residential | Res ¦ Energy Star Room Air Conditioner | 2029 | Achievable | GWh | Before Competition Groups | 19.1474 | 0 | 0 | 2771.0579 | 0.0069098 | 27 | Residential_2029_Achievable_GWh_Before Competition Groups_27 | Energy Star Room Air Conditioner | 0.691% | 0 | 19.1474 | Residential_2029_Achievable_GWh_Before Competition Groups_Energy Star Room Air Conditioner
Residential | Res ¦ Outside Air Economizer | 2029 | Achievable | GWh | Before Competition Groups | 18.976 | 0 | 0 | 2771.0579 | 0.0068479 | 28 | Residential_2029_Achievable_GWh_Before Competition Groups_28 | Outside Air Economizer | 0.6848% | 0 | 18.976 | Residential_2029_Achievable_GWh_Before Competition Groups_Outside Air Economizer
Residential | Res ¦ Lighting Motion Sensors, Timers, Dimmers | 2029 | Technical | GWh | Before Competition Groups | 114.6521 | 0 | 0 | 17012.8258 | 0.0067392 | 33 | Residential_2029_Technical_GWh_Before Competition Groups_33 | Lighting Motion Sensors, Timers, Dimmers | 0.6739% | 0 | 114.6521 | Residential_2029_Technical_GWh_Before Competition Groups_Lighting Motion Sensors, Timers, Dimmers
Residential | Res ¦ Radiant Barrier | 2029 | Technical | GWh | Before Competition Groups | 112.2145 | 0 | 0 | 17012.8258 | 0.0065959 | 34 | Residential_2029_Technical_GWh_Before Competition Groups_34 | Radiant Barrier | 0.6596% | 0 | 112.2145 | Residential_2029_Technical_GWh_Before Competition Groups_Radiant Barrier
Residential | Res ¦ Occupancy Sensors MF | 2029 | Technical | GWh | Before Competition Groups | 109.983 | 0 | 0 | 17012.8258 | 0.0064647 | 35 | Residential_2029_Technical_GWh_Before Competition Groups_35 | Occupancy Sensors MF | 0.6465% | 0 | 109.983 | Residential_2029_Technical_GWh_Before Competition Groups_Occupancy Sensors MF
Residential | Res ¦ Energy Star Windows | 2029 | Economic | GWh | Before Competition Groups | 59.7789 | 0 | 0 | 9629.0068 | 0.0062082 | 26 | Residential_2029_Economic_GWh_Before Competition Groups_26 | Energy Star Windows | 0.6208% | 0 | 59.7789 | Residential_2029_Economic_GWh_Before Competition Groups_Energy Star Windows
Residential | Res ¦ Floor Insulation | 2029 | Economic | GWh | Before Competition Groups | 58.9708 | 0 | 0 | 9629.0068 | 0.0061243 | 27 | Residential_2029_Economic_GWh_Before Competition Groups_27 | Floor Insulation | 0.6124% | 0 | 58.9708 | Residential_2029_Economic_GWh_Before Competition Groups_Floor Insulation
Residential | Res ¦ Variable Refrigerant Flow Heat Pump | 2029 | Technical | GWh | Before Competition Groups | 93.3936 | 0 | 0 | 17012.8258 | 0.0054896 | 36 | Residential_2029_Technical_GWh_Before Competition Groups_36 | Variable Refrigerant Flow Heat Pump | 0.549% | 0 | 93.3936 | Residential_2029_Technical_GWh_Before Competition Groups_Variable Refrigerant Flow Heat Pump
Residential | Res ¦ LED Parking Lot Fixture | 2029 | Technical | GWh | Before Competition Groups | 93.3467 | 0 | 0 | 17012.8258 | 0.0054868 | 37 | Residential_2029_Technical_GWh_Before Competition Groups_37 | LED Parking Lot Fixture | 0.5487% | 0 | 93.3467 | Residential_2029_Technical_GWh_Before Competition Groups_LED Parking Lot Fixture
Residential | Res ¦ Networked/ Connected - Indoor LED Luminaire | 2029 | Technical | GWh | Before Competition Groups | 88.4497 | 0 | 0 | 17012.8258 | 0.005199 | 38 | Residential_2029_Technical_GWh_Before Competition Groups_38 | Networked/ Connected - Indoor LED Luminaire | 0.5199% | 0 | 88.4497 | Residential_2029_Technical_GWh_Before Competition Groups_Networked/ Connected - Indoor LED Luminaire
Residential | Res ¦ Ceiling Insulation | 2029 | Technical | GWh | Before Competition Groups | 87.6771 | 0 | 0 | 17012.8258 | 0.0051536 | 39 | Residential_2029_Technical_GWh_Before Competition Groups_39 | Ceiling Insulation | 0.5154% | 0 | 87.6771 | Residential_2029_Technical_GWh_Before Competition Groups_Ceiling Insulation
Residential | Res ¦ Window Film | 2029 | Technical | GWh | Before Competition Groups | 87.4138 | 0 | 0 | 17012.8258 | 0.0051381 | 40 | Residential_2029_Technical_GWh_Before Competition Groups_40 | Window Film | 0.5138% | 0 | 87.4138 | Residential_2029_Technical_GWh_Before Competition Groups_Window Film
Residential | Res ¦ ENERGY STAR LED LAMPS (REFLECTOR LAMPs/MR16/PAR 16) | 2029 | Achievable | GWh | Before Competition Groups | 14.0029 | 0 | 0 | 2771.0579 | 0.0050533 | 29 | Residential_2029_Achievable_GWh_Before Competition Groups_29 | ENERGY STAR LED LAMPS (REFLECTOR LAMPs/MR16/PAR 16) | 0.5053% | 0 | 14.0029 | Residential_2029_Achievable_GWh_Before Competition Groups_ENERGY STAR LED LAMPS (REFLECTOR LAMPs/MR16/PAR 16)
Residential | Res ¦ Advanced BAS/Controllers | 2029 | Economic | GWh | Before Competition Groups | 47.8191 | 0 | 0 | 9629.0068 | 0.0049662 | 28 | Residential_2029_Economic_GWh_Before Competition Groups_28 | Advanced BAS/Controllers | 0.4966% | 0 | 47.8191 | Residential_2029_Economic_GWh_Before Competition Groups_Advanced BAS/Controllers
Residential | Res ¦ Refrigerator Recycling | 2029 | Technical | GWh | Before Competition Groups | 84.146 | 0 | 0 | 17012.8258 | 0.004946 | 41 | Residential_2029_Technical_GWh_Before Competition Groups_41 | Refrigerator Recycling | 0.4946% | 0 | 84.146 | Residential_2029_Technical_GWh_Before Competition Groups_Refrigerator Recycling
Residential | Res ¦ LED Downlight | 2029 | Technical | GWh | Before Competition Groups | 81.2785 | 0 | 0 | 17012.8258 | 0.0047775 | 42 | Residential_2029_Technical_GWh_Before Competition Groups_42 | LED Downlight | 0.4777% | 0 | 81.2785 | Residential_2029_Technical_GWh_Before Competition Groups_LED Downlight
Residential | Res ¦ Wall Insulation | 2029 | Economic | GWh | Before Competition Groups | 44.7587 | 0 | 0 | 9629.0068 | 0.0046483 | 29 | Residential_2029_Economic_GWh_Before Competition Groups_29 | Wall Insulation | 0.4648% | 0 | 44.7587 | Residential_2029_Economic_GWh_Before Competition Groups_Wall Insulation
Residential | Res ¦ Energy Star Room Air Conditioner | 2029 | Technical | GWh | Before Competition Groups | 78.5357 | 0 | 0 | 17012.8258 | 0.0046163 | 43 | Residential_2029_Technical_GWh_Before Competition Groups_43 | Energy Star Room Air Conditioner | 0.4616% | 0 | 78.5357 | Residential_2029_Technical_GWh_Before Competition Groups_Energy Star Room Air Conditioner
Residential | Res ¦ Clothes Drying Racks | 2029 | Technical | GWh | Before Competition Groups | 76.8293 | 0 | 0 | 17012.8258 | 0.004516 | 44 | Residential_2029_Technical_GWh_Before Competition Groups_44 | Clothes Drying Racks | 0.4516% | 0 | 76.8293 | Residential_2029_Technical_GWh_Before Competition Groups_Clothes Drying Racks
Residential | Res ¦ LED Exterior Area Lights - LED Fixture (200W) | 2029 | Economic | GWh | Before Competition Groups | 43.05 | 0 | 0 | 9629.0068 | 0.0044709 | 30 | Residential_2029_Economic_GWh_Before Competition Groups_30 | LED Exterior Area Lights - LED Fixture (200W) | 0.4471% | 0 | 43.05 | Residential_2029_Economic_GWh_Before Competition Groups_LED Exterior Area Lights - LED Fixture (200W)
Residential | Res ¦ Energy Star Clothes Dryer | 2029 | Achievable | GWh | Before Competition Groups | 12.0535 | 0 | 0 | 2771.0579 | 0.0043498 | 30 | Residential_2029_Achievable_GWh_Before Competition Groups_30 | Energy Star Clothes Dryer | 0.435% | 0 | 12.0535 | Residential_2029_Achievable_GWh_Before Competition Groups_Energy Star Clothes Dryer
Residential | Res ¦ Freezer Recycling | 2029 | Technical | GWh | Before Competition Groups | 73.8257 | 0 | 0 | 17012.8258 | 0.0043394 | 45 | Residential_2029_Technical_GWh_Before Competition Groups_45 | Freezer Recycling | 0.4339% | 0 | 73.8257 | Residential_2029_Technical_GWh_Before Competition Groups_Freezer Recycling
Residential | Res ¦ LED Tube Re-Lamp | 2029 | Achievable | GWh | Before Competition Groups | 11.9372 | 0 | 0 | 2771.0579 | 0.0043078 | 31 | Residential_2029_Achievable_GWh_Before Competition Groups_31 | LED Tube Re-Lamp | 0.4308% | 0 | 11.9372 | Residential_2029_Achievable_GWh_Before Competition Groups_LED Tube Re-Lamp
Residential | Res ¦ Duct Insulation | 2029 | Technical | GWh | Before Competition Groups | 73.1055 | 0 | 0 | 17012.8258 | 0.0042971 | 46 | Residential_2029_Technical_GWh_Before Competition Groups_46 | Duct Insulation | 0.4297% | 0 | 73.1055 | Residential_2029_Technical_GWh_Before Competition Groups_Duct Insulation
Residential | Res ¦ Minimize Hot and Warm Clothes Wash | 2029 | Economic | GWh | Before Competition Groups | 40.917 | 0 | 0 | 9629.0068 | 0.0042494 | 31 | Residential_2029_Economic_GWh_Before Competition Groups_31 | Minimize Hot and Warm Clothes Wash | 0.4249% | 0 | 40.917 | Residential_2029_Economic_GWh_Before Competition Groups_Minimize Hot and Warm Clothes Wash
Residential | Res ¦ Minimize Hot and Warm Clothes Wash | 2029 | Achievable | GWh | Before Competition Groups | 11.6428 | 0 | 0 | 2771.0579 | 0.0042016 | 32 | Residential_2029_Achievable_GWh_Before Competition Groups_32 | Minimize Hot and Warm Clothes Wash | 0.4202% | 0 | 11.6428 | Residential_2029_Achievable_GWh_Before Competition Groups_Minimize Hot and Warm Clothes Wash
Residential | Res ¦ Furnace Whistle | 2029 | Economic | GWh | Before Competition Groups | 40.0715 | 0 | 0 | 9629.0068 | 0.0041615 | 32 | Residential_2029_Economic_GWh_Before Competition Groups_32 | Furnace Whistle | 0.4162% | 0 | 40.0715 | Residential_2029_Economic_GWh_Before Competition Groups_Furnace Whistle
Residential | Res ¦ Energy Star Clothes Dryer | 2029 | Economic | GWh | Before Competition Groups | 38.9831 | 0 | 0 | 9629.0068 | 0.0040485 | 33 | Residential_2029_Economic_GWh_Before Competition Groups_33 | Energy Star Clothes Dryer | 0.4049% | 0 | 38.9831 | Residential_2029_Economic_GWh_Before Competition Groups_Energy Star Clothes Dryer
Residential | Res ¦ Solar Powered Attic Fan | 2029 | Technical | GWh | Before Competition Groups | 63.134 | 0 | 0 | 17012.8258 | 0.003711 | 47 | Residential_2029_Technical_GWh_Before Competition Groups_47 | Solar Powered Attic Fan | 0.3711% | 0 | 63.134 | Residential_2029_Technical_GWh_Before Competition Groups_Solar Powered Attic Fan
Residential | Res ¦ Variable Frequency Drive (VFD) | 2029 | Achievable | GWh | Before Competition Groups | 9.9745 | 0 | 0 | 2771.0579 | 0.0035995 | 33 | Residential_2029_Achievable_GWh_Before Competition Groups_33 | Variable Frequency Drive (VFD) | 0.36% | 0 | 9.9745 | Residential_2029_Achievable_GWh_Before Competition Groups_Variable Frequency Drive (VFD)
Residential | Res ¦ INTEGRAL LED TROFFERS | 2029 | Technical | GWh | Before Competition Groups | 60.2458 | 0 | 0 | 17012.8258 | 0.0035412 | 48 | Residential_2029_Technical_GWh_Before Competition Groups_48 | INTEGRAL LED TROFFERS | 0.3541% | 0 | 60.2458 | Residential_2029_Technical_GWh_Before Competition Groups_INTEGRAL LED TROFFERS
Residential | Res ¦ Floor Insulation | 2029 | Technical | GWh | Before Competition Groups | 58.9708 | 0 | 0 | 17012.8258 | 0.0034663 | 49 | Residential_2029_Technical_GWh_Before Competition Groups_49 | Floor Insulation | 0.3466% | 0 | 58.9708 | Residential_2029_Technical_GWh_Before Competition Groups_Floor Insulation
Residential | Res ¦ CO Sensors for parking garage exhaust fans | 2029 | Achievable | GWh | Before Competition Groups | 9.5167 | 0 | 0 | 2771.0579 | 0.0034343 | 34 | Residential_2029_Achievable_GWh_Before Competition Groups_34 | CO Sensors for parking garage exhaust fans | 0.3434% | 0 | 9.5167 | Residential_2029_Achievable_GWh_Before Competition Groups_CO Sensors for parking garage exhaust fans
Residential | Res ¦ Air Source Heat Pump | 2029 | Technical | GWh | Before Competition Groups | 55.5907 | 0 | 0 | 17012.8258 | 0.0032676 | 50 | Residential_2029_Technical_GWh_Before Competition Groups_50 | Air Source Heat Pump | 0.3268% | 0 | 55.5907 | Residential_2029_Technical_GWh_Before Competition Groups_Air Source Heat Pump
Residential | Res ¦ Energy Star Ceiling Fan/Lighting | 2029 | Technical | GWh | Before Competition Groups | 55.1092 | 0 | 0 | 17012.8258 | 0.0032393 | 51 | Residential_2029_Technical_GWh_Before Competition Groups_51 | Energy Star Ceiling Fan/Lighting | 0.3239% | 0 | 55.1092 | Residential_2029_Technical_GWh_Before Competition Groups_Energy Star Ceiling Fan/Lighting
Residential | Res ¦ Outside Air Economizer | 2029 | Economic | GWh | Before Competition Groups | 29.0338 | 0 | 0 | 9629.0068 | 0.0030152 | 34 | Residential_2029_Economic_GWh_Before Competition Groups_34 | Outside Air Economizer | 0.3015% | 0 | 29.0338 | Residential_2029_Economic_GWh_Before Competition Groups_Outside Air Economizer
Residential | Res ¦ Dehumidifier Recycling | 2029 | Technical | GWh | Before Competition Groups | 50.7044 | 0 | 0 | 17012.8258 | 0.0029804 | 52 | Residential_2029_Technical_GWh_Before Competition Groups_52 | Dehumidifier Recycling | 0.298% | 0 | 50.7044 | Residential_2029_Technical_GWh_Before Competition Groups_Dehumidifier Recycling
Residential | Res ¦ Basement or Crawlspace Insulation | 2029 | Economic | GWh | Before Competition Groups | 28.6216 | 0 | 0 | 9629.0068 | 0.0029724 | 35 | Residential_2029_Economic_GWh_Before Competition Groups_35 | Basement or Crawlspace Insulation | 0.2972% | 0 | 28.6216 | Residential_2029_Economic_GWh_Before Competition Groups_Basement or Crawlspace Insulation
Residential | Res ¦ High Efficiency Chiller (avg of water and air cooled) | 2029 | Achievable | GWh | Before Competition Groups | 8.1522 | 0 | 0 | 2771.0579 | 0.0029419 | 35 | Residential_2029_Achievable_GWh_Before Competition Groups_35 | High Efficiency Chiller (avg of water and air cooled) | 0.2942% | 0 | 8.1522 | Residential_2029_Achievable_GWh_Before Competition Groups_High Efficiency Chiller (avg of water and air cooled)
Residential | Res ¦ Duct Insulation MF | 2029 | Economic | GWh | Before Competition Groups | 27.6235 | 0 | 0 | 9629.0068 | 0.0028688 | 36 | Residential_2029_Economic_GWh_Before Competition Groups_36 | Duct Insulation MF | 0.2869% | 0 | 27.6235 | Residential_2029_Economic_GWh_Before Competition Groups_Duct Insulation MF
Residential | Res ¦ Energy Star Freezer | 2029 | Technical | GWh | Before Competition Groups | 48.6195 | 0 | 0 | 17012.8258 | 0.0028578 | 53 | Residential_2029_Technical_GWh_Before Competition Groups_53 | Energy Star Freezer | 0.2858% | 0 | 48.6195 | Residential_2029_Technical_GWh_Before Competition Groups_Energy Star Freezer
Residential | Res ¦ Advanced BAS/Controllers | 2029 | Technical | GWh | Before Competition Groups | 47.8191 | 0 | 0 | 17012.8258 | 0.0028108 | 54 | Residential_2029_Technical_GWh_Before Competition Groups_54 | Advanced BAS/Controllers | 0.2811% | 0 | 47.8191 | Residential_2029_Technical_GWh_Before Competition Groups_Advanced BAS/Controllers
Residential | Res ¦ Water Heater Temperature Setback | 2029 | Achievable | GWh | Before Competition Groups | 7.3711 | 0 | 0 | 2771.0579 | 0.00266 | 36 | Residential_2029_Achievable_GWh_Before Competition Groups_36 | Water Heater Temperature Setback | 0.266% | 0 | 7.3711 | Residential_2029_Achievable_GWh_Before Competition Groups_Water Heater Temperature Setback
Residential | Res ¦ Home Energy Reports | 2029 | Technical | GWh | Before Competition Groups | 45.0493 | 0 | 0 | 17012.8258 | 0.002648 | 55 | Residential_2029_Technical_GWh_Before Competition Groups_55 | Home Energy Reports | 0.2648% | 0 | 45.0493 | Residential_2029_Technical_GWh_Before Competition Groups_Home Energy Reports
Residential | Res ¦ LED Exterior Area Lights - LED Fixture (200W) | 2029 | Technical | GWh | Before Competition Groups | 43.05 | 0 | 0 | 17012.8258 | 0.0025304 | 56 | Residential_2029_Technical_GWh_Before Competition Groups_56 | LED Exterior Area Lights - LED Fixture (200W) | 0.253% | 0 | 43.05 | Residential_2029_Technical_GWh_Before Competition Groups_LED Exterior Area Lights - LED Fixture (200W)
Residential | Res ¦ Duct Insulation | 2029 | Achievable | GWh | Before Competition Groups | 6.9876 | 0 | 0 | 2771.0579 | 0.0025216 | 37 | Residential_2029_Achievable_GWh_Before Competition Groups_37 | Duct Insulation | 0.2522% | 0 | 6.9876 | Residential_2029_Achievable_GWh_Before Competition Groups_Duct Insulation
Residential | Res ¦ Demand Control Ventilation | 2029 | Achievable | GWh | Before Competition Groups | 6.6869 | 0 | 0 | 2771.0579 | 0.0024131 | 38 | Residential_2029_Achievable_GWh_Before Competition Groups_38 | Demand Control Ventilation | 0.2413% | 0 | 6.6869 | Residential_2029_Achievable_GWh_Before Competition Groups_Demand Control Ventilation
Residential | Res ¦ Minimize Hot and Warm Clothes Wash | 2029 | Technical | GWh | Before Competition Groups | 40.917 | 0 | 0 | 17012.8258 | 0.0024051 | 57 | Residential_2029_Technical_GWh_Before Competition Groups_57 | Minimize Hot and Warm Clothes Wash | 0.2405% | 0 | 40.917 | Residential_2029_Technical_GWh_Before Competition Groups_Minimize Hot and Warm Clothes Wash
Residential | Res ¦ Furnace Whistle | 2029 | Technical | GWh | Before Competition Groups | 40.0715 | 0 | 0 | 17012.8258 | 0.0023554 | 58 | Residential_2029_Technical_GWh_Before Competition Groups_58 | Furnace Whistle | 0.2355% | 0 | 40.0715 | Residential_2029_Technical_GWh_Before Competition Groups_Furnace Whistle
Residential | Res ¦ Demand Control Ventilation | 2029 | Economic | GWh | Before Competition Groups | 21.9918 | 0 | 0 | 9629.0068 | 0.0022839 | 37 | Residential_2029_Economic_GWh_Before Competition Groups_37 | Demand Control Ventilation | 0.2284% | 0 | 21.9918 | Residential_2029_Economic_GWh_Before Competition Groups_Demand Control Ventilation
Residential | Res ¦ Heat Recovery Ventilator | 2029 | Economic | GWh | Before Competition Groups | 21.6727 | 0 | 0 | 9629.0068 | 0.0022508 | 38 | Residential_2029_Economic_GWh_Before Competition Groups_38 | Heat Recovery Ventilator | 0.2251% | 0 | 21.6727 | Residential_2029_Economic_GWh_Before Competition Groups_Heat Recovery Ventilator
Residential | Res ¦ Heat Pump Water Heater | 2029 | Technical | GWh | Before Competition Groups | 38.1362 | 0 | 0 | 17012.8258 | 0.0022416 | 59 | Residential_2029_Technical_GWh_Before Competition Groups_59 | Heat Pump Water Heater | 0.2242% | 0 | 38.1362 | Residential_2029_Technical_GWh_Before Competition Groups_Heat Pump Water Heater
Residential | Res ¦ Early Hot Water Heater Replacement | 2029 | Technical | GWh | Before Competition Groups | 36.3858 | 0 | 0 | 17012.8258 | 0.0021387 | 60 | Residential_2029_Technical_GWh_Before Competition Groups_60 | Early Hot Water Heater Replacement | 0.2139% | 0 | 36.3858 | Residential_2029_Technical_GWh_Before Competition Groups_Early Hot Water Heater Replacement
Residential | Res ¦ Floor Insulation | 2029 | Achievable | GWh | Before Competition Groups | 5.9233 | 0 | 0 | 2771.0579 | 0.0021376 | 39 | Residential_2029_Achievable_GWh_Before Competition Groups_39 | Floor Insulation | 0.2138% | 0 | 5.9233 | Residential_2029_Achievable_GWh_Before Competition Groups_Floor Insulation
Residential | Res ¦ Tankless Water Heater | 2029 | Technical | GWh | Before Competition Groups | 34.4886 | 0 | 0 | 17012.8258 | 0.0020272 | 61 | Residential_2029_Technical_GWh_Before Competition Groups_61 | Tankless Water Heater | 0.2027% | 0 | 34.4886 | Residential_2029_Technical_GWh_Before Competition Groups_Tankless Water Heater
Residential | Res ¦ Duct Insulation MF | 2029 | Technical | GWh | Before Competition Groups | 32.9408 | 0 | 0 | 17012.8258 | 0.0019362 | 62 | Residential_2029_Technical_GWh_Before Competition Groups_62 | Duct Insulation MF | 0.1936% | 0 | 32.9408 | Residential_2029_Technical_GWh_Before Competition Groups_Duct Insulation MF
Residential | Res ¦ CO Sensors for parking garage exhaust fans | 2029 | Economic | GWh | Before Competition Groups | 18.3181 | 0 | 0 | 9629.0068 | 0.0019024 | 39 | Residential_2029_Economic_GWh_Before Competition Groups_39 | CO Sensors for parking garage exhaust fans | 0.1902% | 0 | 18.3181 | Residential_2029_Economic_GWh_Before Competition Groups_CO Sensors for parking garage exhaust fans
Residential | Res ¦ ENERGY STAR LED LAMPS (REFLECTOR LAMPs/MR16/PAR 16) | 2029 | Economic | GWh | Before Competition Groups | 17.8805 | 0 | 0 | 9629.0068 | 0.0018569 | 40 | Residential_2029_Economic_GWh_Before Competition Groups_40 | ENERGY STAR LED LAMPS (REFLECTOR LAMPs/MR16/PAR 16) | 0.1857% | 0 | 17.8805 | Residential_2029_Economic_GWh_Before Competition Groups_ENERGY STAR LED LAMPS (REFLECTOR LAMPs/MR16/PAR 16)
Residential | Res ¦ Central Lighting Control System | 2029 | Technical | GWh | Before Competition Groups | 31.5747 | 0 | 0 | 17012.8258 | 0.0018559 | 63 | Residential_2029_Technical_GWh_Before Competition Groups_63 | Central Lighting Control System | 0.1856% | 0 | 31.5747 | Residential_2029_Technical_GWh_Before Competition Groups_Central Lighting Control System
Residential | Res ¦ Variable Frequency Drive (VFD) | 2029 | Economic | GWh | Before Competition Groups | 17.2785 | 0 | 0 | 9629.0068 | 0.0017944 | 41 | Residential_2029_Economic_GWh_Before Competition Groups_41 | Variable Frequency Drive (VFD) | 0.1794% | 0 | 17.2785 | Residential_2029_Economic_GWh_Before Competition Groups_Variable Frequency Drive (VFD)
Residential | Res ¦ Central Air Conditioner Maintenance | 2029 | Technical | GWh | Before Competition Groups | 29.9549 | 0 | 0 | 17012.8258 | 0.0017607 | 64 | Residential_2029_Technical_GWh_Before Competition Groups_64 | Central Air Conditioner Maintenance | 0.1761% | 0 | 29.9549 | Residential_2029_Technical_GWh_Before Competition Groups_Central Air Conditioner Maintenance
Residential | Res ¦ Energy Star Dehumidifier | 2029 | Technical | GWh | Before Competition Groups | 29.8085 | 0 | 0 | 17012.8258 | 0.0017521 | 65 | Residential_2029_Technical_GWh_Before Competition Groups_65 | Energy Star Dehumidifier | 0.1752% | 0 | 29.8085 | Residential_2029_Technical_GWh_Before Competition Groups_Energy Star Dehumidifier
Residential | Res ¦ Energy Star Windows | 2029 | Achievable | GWh | Before Competition Groups | 4.7966 | 0 | 0 | 2771.0579 | 0.0017309 | 40 | Residential_2029_Achievable_GWh_Before Competition Groups_40 | Energy Star Windows | 0.1731% | 0 | 4.7966 | Residential_2029_Achievable_GWh_Before Competition Groups_Energy Star Windows
Residential | Res ¦ Outside Air Economizer | 2029 | Technical | GWh | Before Competition Groups | 29.0338 | 0 | 0 | 17012.8258 | 0.0017066 | 66 | Residential_2029_Technical_GWh_Before Competition Groups_66 | Outside Air Economizer | 0.1707% | 0 | 29.0338 | Residential_2029_Technical_GWh_Before Competition Groups_Outside Air Economizer
Residential | Res ¦ Ceiling Insulation | 2029 | Economic | GWh | Before Competition Groups | 15.0622 | 0 | 0 | 9629.0068 | 0.0015643 | 42 | Residential_2029_Economic_GWh_Before Competition Groups_42 | Ceiling Insulation | 0.1564% | 0 | 15.0622 | Residential_2029_Economic_GWh_Before Competition Groups_Ceiling Insulation
Residential | Res ¦ Wall Insulation | 2029 | Achievable | GWh | Before Competition Groups | 4.2704 | 0 | 0 | 2771.0579 | 0.0015411 | 41 | Residential_2029_Achievable_GWh_Before Competition Groups_41 | Wall Insulation | 0.1541% | 0 | 4.2704 | Residential_2029_Achievable_GWh_Before Competition Groups_Wall Insulation
Residential | Res ¦ LED Tube Re-Lamp | 2029 | Technical | GWh | Before Competition Groups | 25.609 | 0 | 0 | 17012.8258 | 0.0015053 | 67 | Residential_2029_Technical_GWh_Before Competition Groups_67 | LED Tube Re-Lamp | 0.1505% | 0 | 25.609 | Residential_2029_Technical_GWh_Before Competition Groups_LED Tube Re-Lamp
Residential | Res ¦ Drain Water Heat Recovery | 2029 | Technical | GWh | Before Competition Groups | 24.4243 | 0 | 0 | 17012.8258 | 0.0014356 | 68 | Residential_2029_Technical_GWh_Before Competition Groups_68 | Drain Water Heat Recovery | 0.1436% | 0 | 24.4243 | Residential_2029_Technical_GWh_Before Competition Groups_Drain Water Heat Recovery
Residential | Res ¦ Condensing Make Up Air Unit | 2029 | Achievable | GWh | Before Competition Groups | 3.932 | 0 | 0 | 2771.0579 | 0.001419 | 42 | Residential_2029_Achievable_GWh_Before Competition Groups_42 | Condensing Make Up Air Unit | 0.1419% | 0 | 3.932 | Residential_2029_Achievable_GWh_Before Competition Groups_Condensing Make Up Air Unit
Residential | Res ¦ Tankless Water Heater | 2029 | Economic | GWh | Before Competition Groups | 13.5156 | 0 | 0 | 9629.0068 | 0.0014036 | 43 | Residential_2029_Economic_GWh_Before Competition Groups_43 | Tankless Water Heater | 0.1404% | 0 | 13.5156 | Residential_2029_Economic_GWh_Before Competition Groups_Tankless Water Heater
Residential | Res ¦ Home Energy Reports | 2029 | Achievable | GWh | Before Competition Groups | 3.7116 | 0 | 0 | 2771.0579 | 0.0013394 | 43 | Residential_2029_Achievable_GWh_Before Competition Groups_43 | Home Energy Reports | 0.1339% | 0 | 3.7116 | Residential_2029_Achievable_GWh_Before Competition Groups_Home Energy Reports
Residential | Res ¦ LED Tube Re-Lamp | 2029 | Economic | GWh | Before Competition Groups | 12.87 | 0 | 0 | 9629.0068 | 0.0013366 | 44 | Residential_2029_Economic_GWh_Before Competition Groups_44 | LED Tube Re-Lamp | 0.1337% | 0 | 12.87 | Residential_2029_Economic_GWh_Before Competition Groups_LED Tube Re-Lamp
Residential | Res ¦ Water Heater Temperature Setback | 2029 | Economic | GWh | Before Competition Groups | 12.7682 | 0 | 0 | 9629.0068 | 0.001326 | 45 | Residential_2029_Economic_GWh_Before Competition Groups_45 | Water Heater Temperature Setback | 0.1326% | 0 | 12.7682 | Residential_2029_Economic_GWh_Before Competition Groups_Water Heater Temperature Setback
Residential | Res ¦ Heat Recovery Ventilator | 2029 | Technical | GWh | Before Competition Groups | 22.3925 | 0 | 0 | 17012.8258 | 0.0013162 | 69 | Residential_2029_Technical_GWh_Before Competition Groups_69 | Heat Recovery Ventilator | 0.1316% | 0 | 22.3925 | Residential_2029_Technical_GWh_Before Competition Groups_Heat Recovery Ventilator
Residential | Res ¦ Demand Control Ventilation | 2029 | Technical | GWh | Before Competition Groups | 21.9918 | 0 | 0 | 17012.8258 | 0.0012927 | 70 | Residential_2029_Technical_GWh_Before Competition Groups_70 | Demand Control Ventilation | 0.1293% | 0 | 21.9918 | Residential_2029_Technical_GWh_Before Competition Groups_Demand Control Ventilation
Residential | Res ¦ Home Energy Reports | 2029 | Economic | GWh | Before Competition Groups | 12.001 | 0 | 0 | 9629.0068 | 0.0012463 | 46 | Residential_2029_Economic_GWh_Before Competition Groups_46 | Home Energy Reports | 0.1246% | 0 | 12.001 | Residential_2029_Economic_GWh_Before Competition Groups_Home Energy Reports
Residential | Res ¦ VFD on Pumps | 2029 | Achievable | GWh | Before Competition Groups | 3.0672 | 0 | 0 | 2771.0579 | 0.0011069 | 44 | Residential_2029_Achievable_GWh_Before Competition Groups_44 | VFD on Pumps | 0.1107% | 0 | 3.0672 | Residential_2029_Achievable_GWh_Before Competition Groups_VFD on Pumps
Residential | Res ¦ Solar Water Heating System | 2029 | Technical | GWh | Before Competition Groups | 18.7978 | 0 | 0 | 17012.8258 | 0.0011049 | 71 | Residential_2029_Technical_GWh_Before Competition Groups_71 | Solar Water Heating System | 0.1105% | 0 | 18.7978 | Residential_2029_Technical_GWh_Before Competition Groups_Solar Water Heating System
Residential | Res ¦ CO Sensors for parking garage exhaust fans | 2029 | Technical | GWh | Before Competition Groups | 18.3181 | 0 | 0 | 17012.8258 | 0.0010767 | 72 | Residential_2029_Technical_GWh_Before Competition Groups_72 | CO Sensors for parking garage exhaust fans | 0.1077% | 0 | 18.3181 | Residential_2029_Technical_GWh_Before Competition Groups_CO Sensors for parking garage exhaust fans
Residential | Res ¦ Tankless Water Heater | 2029 | Achievable | GWh | Before Competition Groups | 2.9483 | 0 | 0 | 2771.0579 | 0.001064 | 45 | Residential_2029_Achievable_GWh_Before Competition Groups_45 | Tankless Water Heater | 0.1064% | 0 | 2.9483 | Residential_2029_Achievable_GWh_Before Competition Groups_Tankless Water Heater
Residential | Res ¦ ENERGY STAR LED LAMPS (REFLECTOR LAMPs/MR16/PAR 16) | 2029 | Technical | GWh | Before Competition Groups | 17.8805 | 0 | 0 | 17012.8258 | 0.001051 | 73 | Residential_2029_Technical_GWh_Before Competition Groups_73 | ENERGY STAR LED LAMPS (REFLECTOR LAMPs/MR16/PAR 16) | 0.1051% | 0 | 17.8805 | Residential_2029_Technical_GWh_Before Competition Groups_ENERGY STAR LED LAMPS (REFLECTOR LAMPs/MR16/PAR 16)
Residential | Res ¦ Condensing Make Up Air Unit | 2029 | Economic | GWh | Before Competition Groups | 9.9588 | 0 | 0 | 9629.0068 | 0.0010342 | 47 | Residential_2029_Economic_GWh_Before Competition Groups_47 | Condensing Make Up Air Unit | 0.1034% | 0 | 9.9588 | Residential_2029_Economic_GWh_Before Competition Groups_Condensing Make Up Air Unit
Residential | Res ¦ Variable Frequency Drive (VFD) | 2029 | Technical | GWh | Before Competition Groups | 17.2785 | 0 | 0 | 17012.8258 | 0.0010156 | 74 | Residential_2029_Technical_GWh_Before Competition Groups_74 | Variable Frequency Drive (VFD) | 0.1016% | 0 | 17.2785 | Residential_2029_Technical_GWh_Before Competition Groups_Variable Frequency Drive (VFD)
Residential | Res ¦ High Efficiency Storage Water Heater | 2029 | Technical | GWh | Before Competition Groups | 16.6271 | 0 | 0 | 17012.8258 | 0.00097733 | 75 | Residential_2029_Technical_GWh_Before Competition Groups_75 | High Efficiency Storage Water Heater | 0.09773% | 0 | 16.6271 | Residential_2029_Technical_GWh_Before Competition Groups_High Efficiency Storage Water Heater
Residential | Res ¦ High Efficiency Chiller (avg of water and air cooled) | 2029 | Economic | GWh | Before Competition Groups | 9.389 | 0 | 0 | 9629.0068 | 0.00097508 | 48 | Residential_2029_Economic_GWh_Before Competition Groups_48 | High Efficiency Chiller (avg of water and air cooled) | 0.09751% | 0 | 9.389 | Residential_2029_Economic_GWh_Before Competition Groups_High Efficiency Chiller (avg of water and air cooled)
Residential | Res ¦ Duct Insulation MF | 2029 | Achievable | GWh | Before Competition Groups | 2.6162 | 0 | 0 | 2771.0579 | 0.00094412 | 46 | Residential_2029_Achievable_GWh_Before Competition Groups_46 | Duct Insulation MF | 0.09441% | 0 | 2.6162 | Residential_2029_Achievable_GWh_Before Competition Groups_Duct Insulation MF
Residential | Res ¦ Energy Star Dishwasher | 2029 | Technical | GWh | Before Competition Groups | 15.6477 | 0 | 0 | 17012.8258 | 0.00091976 | 76 | Residential_2029_Technical_GWh_Before Competition Groups_76 | Energy Star Dishwasher | 0.09198% | 0 | 15.6477 | Residential_2029_Technical_GWh_Before Competition Groups_Energy Star Dishwasher
Residential | Res ¦ ENERGY STAR LED Lamps (General Service Lamps) | 2029 | Achievable | GWh | Before Competition Groups | 2.3795 | 0 | 0 | 2771.0579 | 0.0008587 | 47 | Residential_2029_Achievable_GWh_Before Competition Groups_47 | ENERGY STAR LED Lamps (General Service Lamps) | 0.08587% | 0 | 2.3795 | Residential_2029_Achievable_GWh_Before Competition Groups_ENERGY STAR LED Lamps (General Service Lamps)
Residential | Res ¦ Water Heater Temperature Setback | 2029 | Technical | GWh | Before Competition Groups | 12.7682 | 0 | 0 | 17012.8258 | 0.0007505 | 77 | Residential_2029_Technical_GWh_Before Competition Groups_77 | Water Heater Temperature Setback | 0.07505% | 0 | 12.7682 | Residential_2029_Technical_GWh_Before Competition Groups_Water Heater Temperature Setback
Residential | Res ¦ DHW Recirculation Systems | 2029 | Technical | GWh | Before Competition Groups | 11.5028 | 0 | 0 | 17012.8258 | 0.00067613 | 78 | Residential_2029_Technical_GWh_Before Competition Groups_78 | DHW Recirculation Systems | 0.06761% | 0 | 11.5028 | Residential_2029_Technical_GWh_Before Competition Groups_DHW Recirculation Systems
Residential | Res ¦ Air Source Heat Pump Maintenance | 2029 | Technical | GWh | Before Competition Groups | 10.3804 | 0 | 0 | 17012.8258 | 0.00061015 | 79 | Residential_2029_Technical_GWh_Before Competition Groups_79 | Air Source Heat Pump Maintenance | 0.06101% | 0 | 10.3804 | Residential_2029_Technical_GWh_Before Competition Groups_Air Source Heat Pump Maintenance
Residential | Res ¦ Condensing Make Up Air Unit | 2029 | Technical | GWh | Before Competition Groups | 9.9588 | 0 | 0 | 17012.8258 | 0.00058537 | 80 | Residential_2029_Technical_GWh_Before Competition Groups_80 | Condensing Make Up Air Unit | 0.05854% | 0 | 9.9588 | Residential_2029_Technical_GWh_Before Competition Groups_Condensing Make Up Air Unit
Residential | Res ¦ Heat Recovery Ventilator | 2029 | Achievable | GWh | Before Competition Groups | 1.6083 | 0 | 0 | 2771.0579 | 0.0005804 | 48 | Residential_2029_Achievable_GWh_Before Competition Groups_48 | Heat Recovery Ventilator | 0.05804% | 0 | 1.6083 | Residential_2029_Achievable_GWh_Before Competition Groups_Heat Recovery Ventilator
Residential | Res ¦ Drain Water Heat Recovery | 2029 | Economic | GWh | Before Competition Groups | 5.4627 | 0 | 0 | 9629.0068 | 0.00056732 | 49 | Residential_2029_Economic_GWh_Before Competition Groups_49 | Drain Water Heat Recovery | 0.05673% | 0 | 5.4627 | Residential_2029_Economic_GWh_Before Competition Groups_Drain Water Heat Recovery
Residential | Res ¦ High Efficiency Chiller (avg of water and air cooled) | 2029 | Technical | GWh | Before Competition Groups | 9.389 | 0 | 0 | 17012.8258 | 0.00055188 | 81 | Residential_2029_Technical_GWh_Before Competition Groups_81 | High Efficiency Chiller (avg of water and air cooled) | 0.05519% | 0 | 9.389 | Residential_2029_Technical_GWh_Before Competition Groups_High Efficiency Chiller (avg of water and air cooled)
Residential | Res ¦ VFD on Pumps | 2029 | Economic | GWh | Before Competition Groups | 5.3133 | 0 | 0 | 9629.0068 | 0.00055181 | 50 | Residential_2029_Economic_GWh_Before Competition Groups_50 | VFD on Pumps | 0.05518% | 0 | 5.3133 | Residential_2029_Economic_GWh_Before Competition Groups_VFD on Pumps
Residential | Res ¦ ECM MOTORS FOR HVAC APPLICATION (FAN-POWERED VAV BOX) | 2029 | Achievable | GWh | Before Competition Groups | 1.5006 | 0 | 0 | 2771.0579 | 0.00054152 | 49 | Residential_2029_Achievable_GWh_Before Competition Groups_49 | ECM MOTORS FOR HVAC APPLICATION (FAN-POWERED VAV BOX) | 0.05415% | 0 | 1.5006 | Residential_2029_Achievable_GWh_Before Competition Groups_ECM MOTORS FOR HVAC APPLICATION (FAN-POWERED VAV BOX)
Residential | Res ¦ Basement or Crawlspace Insulation | 2029 | Achievable | GWh | Before Competition Groups | 1.4057 | 0 | 0 | 2771.0579 | 0.00050729 | 50 | Residential_2029_Achievable_GWh_Before Competition Groups_50 | Basement or Crawlspace Insulation | 0.05073% | 0 | 1.4057 | Residential_2029_Achievable_GWh_Before Competition Groups_Basement or Crawlspace Insulation
Residential | Res ¦ ENERGY STAR LED Lamps (General Service Lamps) | 2029 | Economic | GWh | Before Competition Groups | 3.0911 | 0 | 0 | 9629.0068 | 0.00032102 | 51 | Residential_2029_Economic_GWh_Before Competition Groups_51 | ENERGY STAR LED Lamps (General Service Lamps) | 0.0321% | 0 | 3.0911 | Residential_2029_Economic_GWh_Before Competition Groups_ENERGY STAR LED Lamps (General Service Lamps)
Residential | Res ¦ Beverage Vending Machine Controls | 2029 | Achievable | GWh | Before Competition Groups | 0.86566 | 0 | 0 | 2771.0579 | 0.00031239 | 51 | Residential_2029_Achievable_GWh_Before Competition Groups_51 | Beverage Vending Machine Controls | 0.03124% | 0 | 0.86566 | Residential_2029_Achievable_GWh_Before Competition Groups_Beverage Vending Machine Controls
Residential | Res ¦ VFD on Pumps | 2029 | Technical | GWh | Before Competition Groups | 5.3133 | 0 | 0 | 17012.8258 | 0.00031231 | 82 | Residential_2029_Technical_GWh_Before Competition Groups_82 | VFD on Pumps | 0.03123% | 0 | 5.3133 | Residential_2029_Technical_GWh_Before Competition Groups_VFD on Pumps
Residential | Res ¦ ECM MOTORS FOR HVAC APPLICATION (FAN-POWERED VAV BOX) | 2029 | Economic | GWh | Before Competition Groups | 2.9641 | 0 | 0 | 9629.0068 | 0.00030783 | 52 | Residential_2029_Economic_GWh_Before Competition Groups_52 | ECM MOTORS FOR HVAC APPLICATION (FAN-POWERED VAV BOX) | 0.03078% | 0 | 2.9641 | Residential_2029_Economic_GWh_Before Competition Groups_ECM MOTORS FOR HVAC APPLICATION (FAN-POWERED VAV BOX)
Residential | Res ¦ Beverage Vending Machine Controls | 2029 | Economic | GWh | Before Competition Groups | 2.0413 | 0 | 0 | 9629.0068 | 0.000212 | 53 | Residential_2029_Economic_GWh_Before Competition Groups_53 | Beverage Vending Machine Controls | 0.0212% | 0 | 2.0413 | Residential_2029_Economic_GWh_Before Competition Groups_Beverage Vending Machine Controls
Residential | Res ¦ ENERGY STAR LED Lamps (General Service Lamps) | 2029 | Technical | GWh | Before Competition Groups | 3.0911 | 0 | 0 | 17012.8258 | 0.00018169 | 83 | Residential_2029_Technical_GWh_Before Competition Groups_83 | ENERGY STAR LED Lamps (General Service Lamps) | 0.01817% | 0 | 3.0911 | Residential_2029_Technical_GWh_Before Competition Groups_ENERGY STAR LED Lamps (General Service Lamps)
Residential | Res ¦ ECM MOTORS FOR HVAC APPLICATION (FAN-POWERED VAV BOX) | 2029 | Technical | GWh | Before Competition Groups | 2.9641 | 0 | 0 | 17012.8258 | 0.00017423 | 84 | Residential_2029_Technical_GWh_Before Competition Groups_84 | ECM MOTORS FOR HVAC APPLICATION (FAN-POWERED VAV BOX) | 0.01742% | 0 | 2.9641 | Residential_2029_Technical_GWh_Before Competition Groups_ECM MOTORS FOR HVAC APPLICATION (FAN-POWERED VAV BOX)
Residential | Res ¦ HVAC Optimization | 2029 | Technical | GWh | Before Competition Groups | 2.5786 | 0 | 0 | 17012.8258 | 0.00015157 | 85 | Residential_2029_Technical_GWh_Before Competition Groups_85 | HVAC Optimization | 0.01516% | 0 | 2.5786 | Residential_2029_Technical_GWh_Before Competition Groups_HVAC Optimization
Residential | Res ¦ Drain Water Heat Recovery | 2029 | Achievable | GWh | Before Competition Groups | 0.3726 | 0 | 0 | 2771.0579 | 0.00013446 | 52 | Residential_2029_Achievable_GWh_Before Competition Groups_52 | Drain Water Heat Recovery | 0.01345% | 0 | 0.3726 | Residential_2029_Achievable_GWh_Before Competition Groups_Drain Water Heat Recovery
Residential | Res ¦ Beverage Vending Machine Controls | 2029 | Technical | GWh | Before Competition Groups | 2.0413 | 0 | 0 | 17012.8258 | 0.00011999 | 86 | Residential_2029_Technical_GWh_Before Competition Groups_86 | Beverage Vending Machine Controls | 0.012% | 0 | 2.0413 | Residential_2029_Technical_GWh_Before Competition Groups_Beverage Vending Machine Controls
Residential | Res ¦ Ceiling Insulation | 2029 | Achievable | GWh | Before Competition Groups | 0.15616 | 0 | 0 | 2771.0579 | 5.6353e-05 | 53 | Residential_2029_Achievable_GWh_Before Competition Groups_53 | Ceiling Insulation | 0.005635% | 0 | 0.15616 | Residential_2029_Achievable_GWh_Before Competition Groups_Ceiling Insulation
Residential | Res ¦ Wall Insulation MF | 2029 | Technical | GWh | Before Competition Groups | 0.64643 | 0 | 0 | 17012.8258 | 3.7997e-05 | 87 | Residential_2029_Technical_GWh_Before Competition Groups_87 | Wall Insulation MF | 0.0038% | 0 | 0.64643 | Residential_2029_Technical_GWh_Before Competition Groups_Wall Insulation MF
Residential | Res ¦ Chilled Water Optimization | 2029 | Achievable | GWh | Before Competition Groups | 0.10008 | 0 | 0 | 2771.0579 | 3.6117e-05 | 54 | Residential_2029_Achievable_GWh_Before Competition Groups_54 | Chilled Water Optimization | 0.003612% | 0 | 0.10008 | Residential_2029_Achievable_GWh_Before Competition Groups_Chilled Water Optimization
Residential | Res ¦ LED High Bay Fixture | 2029 | Economic | GWh | Before Competition Groups | 0.27767 | 0 | 0 | 9629.0068 | 2.8837e-05 | 54 | Residential_2029_Economic_GWh_Before Competition Groups_54 | LED High Bay Fixture | 0.002884% | 0 | 0.27767 | Residential_2029_Economic_GWh_Before Competition Groups_LED High Bay Fixture
Residential | Res ¦ Chilled Water Optimization | 2029 | Economic | GWh | Before Competition Groups | 0.24301 | 0 | 0 | 9629.0068 | 2.5237e-05 | 55 | Residential_2029_Economic_GWh_Before Competition Groups_55 | Chilled Water Optimization | 0.002524% | 0 | 0.24301 | Residential_2029_Economic_GWh_Before Competition Groups_Chilled Water Optimization
Residential | Res ¦ LED Recessed Downlights | 2029 | Technical | GWh | Before Competition Groups | 0.3207 | 0 | 0 | 17012.8258 | 1.885e-05 | 88 | Residential_2029_Technical_GWh_Before Competition Groups_88 | LED Recessed Downlights | 0.001885% | 0 | 0.3207 | Residential_2029_Technical_GWh_Before Competition Groups_LED Recessed Downlights
Residential | Res ¦ LED High Bay Fixture | 2029 | Technical | GWh | Before Competition Groups | 0.27767 | 0 | 0 | 17012.8258 | 1.6321e-05 | 89 | Residential_2029_Technical_GWh_Before Competition Groups_89 | LED High Bay Fixture | 0.001632% | 0 | 0.27767 | Residential_2029_Technical_GWh_Before Competition Groups_LED High Bay Fixture
Residential | Res ¦ LED High Bay Fixture | 2029 | Achievable | GWh | Before Competition Groups | 0.04068 | 0 | 0 | 2771.0579 | 1.468e-05 | 55 | Residential_2029_Achievable_GWh_Before Competition Groups_55 | LED High Bay Fixture | 0.001468% | 0 | 0.04068 | Residential_2029_Achievable_GWh_Before Competition Groups_LED High Bay Fixture
Residential | Res ¦ Chilled Water Optimization | 2029 | Technical | GWh | Before Competition Groups | 0.24301 | 0 | 0 | 17012.8258 | 1.4284e-05 | 90 | Residential_2029_Technical_GWh_Before Competition Groups_90 | Chilled Water Optimization | 0.001428% | 0 | 0.24301 | Residential_2029_Technical_GWh_Before Competition Groups_Chilled Water Optimization
Residential | Res ¦ Wall Insulation MF | 2029 | Economic | GWh | Before Competition Groups | 0.053061 | 0 | 0 | 9629.0068 | 5.5106e-06 | 56 | Residential_2029_Economic_GWh_Before Competition Groups_56 | Wall Insulation MF | 0.0005511% | 0 | 0.053061 | Residential_2029_Economic_GWh_Before Competition Groups_Wall Insulation MF
Residential | Res ¦ Solar Water Preheat (Pools/DHW) | 2029 | Technical | GWh | Before Competition Groups | 0.054246 | 0 | 0 | 17012.8258 | 3.1885e-06 | 91 | Residential_2029_Technical_GWh_Before Competition Groups_91 | Solar Water Preheat (Pools/DHW) | 0.0003189% | 0 | 0.054246 | Residential_2029_Technical_GWh_Before Competition Groups_Solar Water Preheat (Pools/DHW)
Residential | Res ¦ Wall Insulation MF | 2029 | Achievable | GWh | Before Competition Groups | 0.0053328 | 0 | 0 | 2771.0579 | 1.9245e-06 | 56 | Residential_2029_Achievable_GWh_Before Competition Groups_56 | Wall Insulation MF | 0.0001924% | 0 | 0.0053328 | Residential_2029_Achievable_GWh_Before Competition Groups_Wall Insulation MF
Residential | Res ¦ Photocell Controls (Outdoor) | 2029 | Technical | GWh | Before Competition Groups | 0.00034386 | 0 | 0 | 17012.8258 | 2.0212e-08 | 92 | Residential_2029_Technical_GWh_Before Competition Groups_92 | Photocell Controls (Outdoor) | 2.021e-06% | 0 | 0.00034386 | Residential_2029_Technical_GWh_Before Competition Groups_Photocell Controls (Outdoor)
Residential | Res ¦ Air Source Heat Pump | 2029 | Achievable | GWh | Before Competition Groups | 0 | 0 | 0 | 2771.0579 | 0 | 57 | Residential_2029_Achievable_GWh_Before Competition Groups_57 | Air Source Heat Pump | 0% | 0 | 0 | Residential_2029_Achievable_GWh_Before Competition Groups_Air Source Heat Pump
Residential | Res ¦ Air Source Heat Pump | 2029 | Economic | GWh | Before Competition Groups | 0 | 0 | 0 | 9629.0068 | 0 | 57 | Residential_2029_Economic_GWh_Before Competition Groups_57 | Air Source Heat Pump | 0% | 0 | 0 | Residential_2029_Economic_GWh_Before Competition Groups_Air Source Heat Pump
Residential | Res ¦ DHW Recirculation Systems | 2029 | Achievable | GWh | Before Competition Groups | 0 | 0 | 0 | 2771.0579 | 0 | 58 | Residential_2029_Achievable_GWh_Before Competition Groups_58 | DHW Recirculation Systems | 0% | 0 | 0 | Residential_2029_Achievable_GWh_Before Competition Groups_DHW Recirculation Systems
Residential | Res ¦ DHW Recirculation Systems | 2029 | Economic | GWh | Before Competition Groups | 0 | 0 | 0 | 9629.0068 | 0 | 58 | Residential_2029_Economic_GWh_Before Competition Groups_58 | DHW Recirculation Systems | 0% | 0 | 0 | Residential_2029_Economic_GWh_Before Competition Groups_DHW Recirculation Systems
Residential | Res ¦ Early Hot Water Heater Replacement | 2029 | Achievable | GWh | Before Competition Groups | 0 | 0 | 0 | 2771.0579 | 0 | 59 | Residential_2029_Achievable_GWh_Before Competition Groups_59 | Early Hot Water Heater Replacement | 0% | 0 | 0 | Residential_2029_Achievable_GWh_Before Competition Groups_Early Hot Water Heater Replacement
Residential | Res ¦ Early Hot Water Heater Replacement | 2029 | Economic | GWh | Before Competition Groups | 0 | 0 | 0 | 9629.0068 | 0 | 59 | Residential_2029_Economic_GWh_Before Competition Groups_59 | Early Hot Water Heater Replacement | 0% | 0 | 0 | Residential_2029_Economic_GWh_Before Competition Groups_Early Hot Water Heater Replacement
Residential | Res ¦ Energy Star Dehumidifier | 2029 | Achievable | GWh | Before Competition Groups | 0 | 0 | 0 | 2771.0579 | 0 | 60 | Residential_2029_Achievable_GWh_Before Competition Groups_60 | Energy Star Dehumidifier | 0% | 0 | 0 | Residential_2029_Achievable_GWh_Before Competition Groups_Energy Star Dehumidifier
Residential | Res ¦ Energy Star Dehumidifier | 2029 | Economic | GWh | Before Competition Groups | 0 | 0 | 0 | 9629.0068 | 0 | 60 | Residential_2029_Economic_GWh_Before Competition Groups_60 | Energy Star Dehumidifier | 0% | 0 | 0 | Residential_2029_Economic_GWh_Before Competition Groups_Energy Star Dehumidifier
Residential | Res ¦ Energy Star Freezer | 2029 | Achievable | GWh | Before Competition Groups | 0 | 0 | 0 | 2771.0579 | 0 | 61 | Residential_2029_Achievable_GWh_Before Competition Groups_61 | Energy Star Freezer | 0% | 0 | 0 | Residential_2029_Achievable_GWh_Before Competition Groups_Energy Star Freezer
Residential | Res ¦ Energy Star Freezer | 2029 | Economic | GWh | Before Competition Groups | 0 | 0 | 0 | 9629.0068 | 0 | 61 | Residential_2029_Economic_GWh_Before Competition Groups_61 | Energy Star Freezer | 0% | 0 | 0 | Residential_2029_Economic_GWh_Before Competition Groups_Energy Star Freezer
Residential | Res ¦ Furnace with ECM | 2029 | Achievable | GWh | Before Competition Groups | 0 | 0 | 0 | 2771.0579 | 0 | 62 | Residential_2029_Achievable_GWh_Before Competition Groups_62 | Furnace with ECM | 0% | 0 | 0 | Residential_2029_Achievable_GWh_Before Competition Groups_Furnace with ECM
Residential | Res ¦ Furnace with ECM | 2029 | Economic | GWh | Before Competition Groups | 0 | 0 | 0 | 9629.0068 | 0 | 62 | Residential_2029_Economic_GWh_Before Competition Groups_62 | Furnace with ECM | 0% | 0 | 0 | Residential_2029_Economic_GWh_Before Competition Groups_Furnace with ECM
Residential | Res ¦ Heat Pump Water Heater | 2029 | Achievable | GWh | Before Competition Groups | 0 | 0 | 0 | 2771.0579 | 0 | 63 | Residential_2029_Achievable_GWh_Before Competition Groups_63 | Heat Pump Water Heater | 0% | 0 | 0 | Residential_2029_Achievable_GWh_Before Competition Groups_Heat Pump Water Heater
Residential | Res ¦ Heat Pump Water Heater | 2029 | Economic | GWh | Before Competition Groups | 0 | 0 | 0 | 9629.0068 | 0 | 63 | Residential_2029_Economic_GWh_Before Competition Groups_63 | Heat Pump Water Heater | 0% | 0 | 0 | Residential_2029_Economic_GWh_Before Competition Groups_Heat Pump Water Heater
Residential | Res ¦ LED Downlight | 2029 | Achievable | GWh | Before Competition Groups | 0 | 0 | 0 | 2771.0579 | 0 | 64 | Residential_2029_Achievable_GWh_Before Competition Groups_64 | LED Downlight | 0% | 0 | 0 | Residential_2029_Achievable_GWh_Before Competition Groups_LED Downlight
Residential | Res ¦ LED Downlight | 2029 | Economic | GWh | Before Competition Groups | 0 | 0 | 0 | 9629.0068 | 0 | 64 | Residential_2029_Economic_GWh_Before Competition Groups_64 | LED Downlight | 0% | 0 | 0 | Residential_2029_Economic_GWh_Before Competition Groups_LED Downlight
Residential | Res ¦ Lighting Motion Sensors, Timers, Dimmers | 2029 | Achievable | GWh | Before Competition Groups | 0 | 0 | 0 | 2771.0579 | 0 | 65 | Residential_2029_Achievable_GWh_Before Competition Groups_65 | Lighting Motion Sensors, Timers, Dimmers | 0% | 0 | 0 | Residential_2029_Achievable_GWh_Before Competition Groups_Lighting Motion Sensors, Timers, Dimmers
Residential | Res ¦ Lighting Motion Sensors, Timers, Dimmers | 2029 | Economic | GWh | Before Competition Groups | 0 | 0 | 0 | 9629.0068 | 0 | 65 | Residential_2029_Economic_GWh_Before Competition Groups_65 | Lighting Motion Sensors, Timers, Dimmers | 0% | 0 | 0 | Residential_2029_Economic_GWh_Before Competition Groups_Lighting Motion Sensors, Timers, Dimmers
Residential | Res ¦ Networked/ Connected - Indoor LED Luminaire | 2029 | Achievable | GWh | Before Competition Groups | 0 | 0 | 0 | 2771.0579 | 0 | 66 | Residential_2029_Achievable_GWh_Before Competition Groups_66 | Networked/ Connected - Indoor LED Luminaire | 0% | 0 | 0 | Residential_2029_Achievable_GWh_Before Competition Groups_Networked/ Connected - Indoor LED Luminaire
Residential | Res ¦ Networked/ Connected - Indoor LED Luminaire | 2029 | Economic | GWh | Before Competition Groups | 0 | 0 | 0 | 9629.0068 | 0 | 66 | Residential_2029_Economic_GWh_Before Competition Groups_66 | Networked/ Connected - Indoor LED Luminaire | 0% | 0 | 0 | Residential_2029_Economic_GWh_Before Competition Groups_Networked/ Connected - Indoor LED Luminaire
Residential | Res ¦ Radiant Barrier | 2029 | Achievable | GWh | Before Competition Groups | 0 | 0 | 0 | 2771.0579 | 0 | 67 | Residential_2029_Achievable_GWh_Before Competition Groups_67 | Radiant Barrier | 0% | 0 | 0 | Residential_2029_Achievable_GWh_Before Competition Groups_Radiant Barrier
Residential | Res ¦ Radiant Barrier | 2029 | Economic | GWh | Before Competition Groups | 0 | 0 | 0 | 9629.0068 | 0 | 67 | Residential_2029_Economic_GWh_Before Competition Groups_67 | Radiant Barrier | 0% | 0 | 0 | Residential_2029_Economic_GWh_Before Competition Groups_Radiant Barrier
Residential | Res ¦ Smart Power Bar | 2029 | Achievable | GWh | Before Competition Groups | 0 | 0 | 0 | 2771.0579 | 0 | 68 | Residential_2029_Achievable_GWh_Before Competition Groups_68 | Smart Power Bar | 0% | 0 | 0 | Residential_2029_Achievable_GWh_Before Competition Groups_Smart Power Bar
Residential | Res ¦ Smart Power Bar | 2029 | Economic | GWh | Before Competition Groups | 0 | 0 | 0 | 9629.0068 | 0 | 68 | Residential_2029_Economic_GWh_Before Competition Groups_68 | Smart Power Bar | 0% | 0 | 0 | Residential_2029_Economic_GWh_Before Competition Groups_Smart Power Bar
Residential | Res ¦ Variable Refrigerant Flow Heat Pump | 2029 | Achievable | GWh | Before Competition Groups | 0 | 0 | 0 | 2771.0579 | 0 | 69 | Residential_2029_Achievable_GWh_Before Competition Groups_69 | Variable Refrigerant Flow Heat Pump | 0% | 0 | 0 | Residential_2029_Achievable_GWh_Before Competition Groups_Variable Refrigerant Flow Heat Pump
Residential | Res ¦ Variable Refrigerant Flow Heat Pump | 2029 | Economic | GWh | Before Competition Groups | 0 | 0 | 0 | 9629.0068 | 0 | 69 | Residential_2029_Economic_GWh_Before Competition Groups_69 | Variable Refrigerant Flow Heat Pump | 0% | 0 | 0 | Residential_2029_Economic_GWh_Before Competition Groups_Variable Refrigerant Flow Heat Pump
Residential | Res ¦ Energy Star A Line, PAR, MR Lamps | 2030 | Economic | GWh | Before Competition Groups | 1415.3299 | 0 | 0 | 10086.7388 | 0.14032 | 1 | Residential_2030_Economic_GWh_Before Competition Groups_1 | Energy Star A Line, PAR, MR Lamps | 14.03% | 0 | 1415.3299 | Residential_2030_Economic_GWh_Before Competition Groups_Energy Star A Line, PAR, MR Lamps
Residential | Res ¦ Energy Star LED Bulbs General Purpose LEDs | 2030 | Economic | GWh | Before Competition Groups | 1254.8149 | 0 | 0 | 10086.7388 | 0.1244 | 2 | Residential_2030_Economic_GWh_Before Competition Groups_2 | Energy Star LED Bulbs General Purpose LEDs | 12.44% | 0 | 1254.8149 | Residential_2030_Economic_GWh_Before Competition Groups_Energy Star LED Bulbs General Purpose LEDs
Residential | Res ¦ Energy Star LED Specialty Bulbs | 2030 | Economic | GWh | Before Competition Groups | 1100.4625 | 0 | 0 | 10086.7388 | 0.1091 | 3 | Residential_2030_Economic_GWh_Before Competition Groups_3 | Energy Star LED Specialty Bulbs | 10.91% | 0 | 1100.4625 | Residential_2030_Economic_GWh_Before Competition Groups_Energy Star LED Specialty Bulbs
Residential | Res ¦ Energy Star Clothes Washer | 2030 | Achievable | GWh | Before Competition Groups | 331.0471 | 0 | 0 | 3258.8639 | 0.10158 | 1 | Residential_2030_Achievable_GWh_Before Competition Groups_1 | Energy Star Clothes Washer | 10.16% | 0 | 331.0471 | Residential_2030_Achievable_GWh_Before Competition Groups_Energy Star Clothes Washer
Residential | Res ¦ Smart Power Bar | 2030 | Technical | GWh | Before Competition Groups | 1542.9168 | 0 | 0 | 17732.8457 | 0.087009 | 1 | Residential_2030_Technical_GWh_Before Competition Groups_1 | Smart Power Bar | 8.701% | 0 | 1542.9168 | Residential_2030_Technical_GWh_Before Competition Groups_Smart Power Bar
Residential | Res ¦ Variable Speed Pool Pump Motor | 2030 | Achievable | GWh | Before Competition Groups | 276.1002 | 0 | 0 | 3258.8639 | 0.084723 | 2 | Residential_2030_Achievable_GWh_Before Competition Groups_2 | Variable Speed Pool Pump Motor | 8.472% | 0 | 276.1002 | Residential_2030_Achievable_GWh_Before Competition Groups_Variable Speed Pool Pump Motor
Residential | Res ¦ Energy Star LED Bulbs General Purpose LEDs | 2030 | Achievable | GWh | Before Competition Groups | 260.6665 | 0 | 0 | 3258.8639 | 0.079987 | 3 | Residential_2030_Achievable_GWh_Before Competition Groups_3 | Energy Star LED Bulbs General Purpose LEDs | 7.999% | 0 | 260.6665 | Residential_2030_Achievable_GWh_Before Competition Groups_Energy Star LED Bulbs General Purpose LEDs
Residential | Res ¦ Energy Star A Line, PAR, MR Lamps | 2030 | Technical | GWh | Before Competition Groups | 1415.3299 | 0 | 0 | 17732.8457 | 0.079814 | 2 | Residential_2030_Technical_GWh_Before Competition Groups_2 | Energy Star A Line, PAR, MR Lamps | 7.981% | 0 | 1415.3299 | Residential_2030_Technical_GWh_Before Competition Groups_Energy Star A Line, PAR, MR Lamps
Residential | Res ¦ Energy Star LED Bulbs General Purpose LEDs | 2030 | Technical | GWh | Before Competition Groups | 1254.8149 | 0 | 0 | 17732.8457 | 0.070762 | 3 | Residential_2030_Technical_GWh_Before Competition Groups_3 | Energy Star LED Bulbs General Purpose LEDs | 7.076% | 0 | 1254.8149 | Residential_2030_Technical_GWh_Before Competition Groups_Energy Star LED Bulbs General Purpose LEDs
Residential | Res ¦ Energy Star LED Specialty Bulbs | 2030 | Achievable | GWh | Before Competition Groups | 230.4864 | 0 | 0 | 3258.8639 | 0.070726 | 4 | Residential_2030_Achievable_GWh_Before Competition Groups_4 | Energy Star LED Specialty Bulbs | 7.073% | 0 | 230.4864 | Residential_2030_Achievable_GWh_Before Competition Groups_Energy Star LED Specialty Bulbs
Residential | Res ¦ Car Block Heater Timer | 2030 | Achievable | GWh | Before Competition Groups | 227.8312 | 0 | 0 | 3258.8639 | 0.069911 | 5 | Residential_2030_Achievable_GWh_Before Competition Groups_5 | Car Block Heater Timer | 6.991% | 0 | 227.8312 | Residential_2030_Achievable_GWh_Before Competition Groups_Car Block Heater Timer
Residential | Res ¦ Adaptive Thermostat | 2030 | Economic | GWh | Before Competition Groups | 692.7313 | 0 | 0 | 10086.7388 | 0.068677 | 4 | Residential_2030_Economic_GWh_Before Competition Groups_4 | Adaptive Thermostat | 6.868% | 0 | 692.7313 | Residential_2030_Economic_GWh_Before Competition Groups_Adaptive Thermostat
Residential | Res ¦ Building Recommissioning, Operations and Maintenance (O&M) Improvements | 2030 | Achievable | GWh | Before Competition Groups | 216.8413 | 0 | 0 | 3258.8639 | 0.066539 | 6 | Residential_2030_Achievable_GWh_Before Competition Groups_6 | Building Recommissioning, Operations and Maintenance (O&M) Improvements | 6.654% | 0 | 216.8413 | Residential_2030_Achievable_GWh_Before Competition Groups_Building Recommissioning, Operations and Maintenance (O&M) Improvements
Residential | Res ¦ Energy Star LED Specialty Bulbs | 2030 | Technical | GWh | Before Competition Groups | 1100.4625 | 0 | 0 | 17732.8457 | 0.062058 | 4 | Residential_2030_Technical_GWh_Before Competition Groups_4 | Energy Star LED Specialty Bulbs | 6.206% | 0 | 1100.4625 | Residential_2030_Technical_GWh_Before Competition Groups_Energy Star LED Specialty Bulbs
Residential | Res ¦ Ductless Mini-Split Heat Pump | 2030 | Achievable | GWh | Before Competition Groups | 189.4316 | 0 | 0 | 3258.8639 | 0.058128 | 7 | Residential_2030_Achievable_GWh_Before Competition Groups_7 | Ductless Mini-Split Heat Pump | 5.813% | 0 | 189.4316 | Residential_2030_Achievable_GWh_Before Competition Groups_Ductless Mini-Split Heat Pump
Residential | Res ¦ Air Sealing | 2030 | Economic | GWh | Before Competition Groups | 546.7774 | 0 | 0 | 10086.7388 | 0.054208 | 5 | Residential_2030_Economic_GWh_Before Competition Groups_5 | Air Sealing | 5.421% | 0 | 546.7774 | Residential_2030_Economic_GWh_Before Competition Groups_Air Sealing
Residential | Res ¦ Networked/ Connected - Indoor LED Lamp | 2030 | Technical | GWh | Before Competition Groups | 853.9691 | 0 | 0 | 17732.8457 | 0.048157 | 5 | Residential_2030_Technical_GWh_Before Competition Groups_5 | Networked/ Connected - Indoor LED Lamp | 4.816% | 0 | 853.9691 | Residential_2030_Technical_GWh_Before Competition Groups_Networked/ Connected - Indoor LED Lamp
Residential | Res ¦ Energy Star Clothes Washer | 2030 | Economic | GWh | Before Competition Groups | 473.9677 | 0 | 0 | 10086.7388 | 0.046989 | 6 | Residential_2030_Economic_GWh_Before Competition Groups_6 | Energy Star Clothes Washer | 4.699% | 0 | 473.9677 | Residential_2030_Economic_GWh_Before Competition Groups_Energy Star Clothes Washer
Residential | Res ¦ Energy Star A Line, PAR, MR Lamps | 2030 | Achievable | GWh | Before Competition Groups | 145.5794 | 0 | 0 | 3258.8639 | 0.044672 | 8 | Residential_2030_Achievable_GWh_Before Competition Groups_8 | Energy Star A Line, PAR, MR Lamps | 4.467% | 0 | 145.5794 | Residential_2030_Achievable_GWh_Before Competition Groups_Energy Star A Line, PAR, MR Lamps
Residential | Res ¦ Ductless Mini-Split Heat Pump | 2030 | Economic | GWh | Before Competition Groups | 428.7384 | 0 | 0 | 10086.7388 | 0.042505 | 7 | Residential_2030_Economic_GWh_Before Competition Groups_7 | Ductless Mini-Split Heat Pump | 4.251% | 0 | 428.7384 | Residential_2030_Economic_GWh_Before Competition Groups_Ductless Mini-Split Heat Pump
Residential | Res ¦ Variable Speed Pool Pump Motor | 2030 | Economic | GWh | Before Competition Groups | 410.2643 | 0 | 0 | 10086.7388 | 0.040674 | 8 | Residential_2030_Economic_GWh_Before Competition Groups_8 | Variable Speed Pool Pump Motor | 4.067% | 0 | 410.2643 | Residential_2030_Economic_GWh_Before Competition Groups_Variable Speed Pool Pump Motor
Residential | Res ¦ Adaptive Thermostat | 2030 | Technical | GWh | Before Competition Groups | 692.7313 | 0 | 0 | 17732.8457 | 0.039065 | 6 | Residential_2030_Technical_GWh_Before Competition Groups_6 | Adaptive Thermostat | 3.906% | 0 | 692.7313 | Residential_2030_Technical_GWh_Before Competition Groups_Adaptive Thermostat
Residential | Res ¦ Adaptive Thermostat | 2030 | Achievable | GWh | Before Competition Groups | 126.4103 | 0 | 0 | 3258.8639 | 0.03879 | 9 | Residential_2030_Achievable_GWh_Before Competition Groups_9 | Adaptive Thermostat | 3.879% | 0 | 126.4103 | Residential_2030_Achievable_GWh_Before Competition Groups_Adaptive Thermostat
Residential | Res ¦ Car Block Heater Timer | 2030 | Economic | GWh | Before Competition Groups | 360.7922 | 0 | 0 | 10086.7388 | 0.035769 | 9 | Residential_2030_Economic_GWh_Before Competition Groups_9 | Car Block Heater Timer | 3.577% | 0 | 360.7922 | Residential_2030_Economic_GWh_Before Competition Groups_Car Block Heater Timer
Residential | Res ¦ Energy Star Torchiere | 2030 | Achievable | GWh | Before Competition Groups | 110.9125 | 0 | 0 | 3258.8639 | 0.034034 | 10 | Residential_2030_Achievable_GWh_Before Competition Groups_10 | Energy Star Torchiere | 3.403% | 0 | 110.9125 | Residential_2030_Achievable_GWh_Before Competition Groups_Energy Star Torchiere
Residential | Res ¦ Comprehensive Draft Proofing | 2030 | Achievable | GWh | Before Competition Groups | 108.8986 | 0 | 0 | 3258.8639 | 0.033416 | 11 | Residential_2030_Achievable_GWh_Before Competition Groups_11 | Comprehensive Draft Proofing | 3.342% | 0 | 108.8986 | Residential_2030_Achievable_GWh_Before Competition Groups_Comprehensive Draft Proofing
Residential | Res ¦ Building Recommissioning, Operations and Maintenance (O&M) Improvements | 2030 | Economic | GWh | Before Competition Groups | 322.1859 | 0 | 0 | 10086.7388 | 0.031942 | 10 | Residential_2030_Economic_GWh_Before Competition Groups_10 | Building Recommissioning, Operations and Maintenance (O&M) Improvements | 3.194% | 0 | 322.1859 | Residential_2030_Economic_GWh_Before Competition Groups_Building Recommissioning, Operations and Maintenance (O&M) Improvements
Residential | Res ¦ Energy Star Refrigerator | 2030 | Technical | GWh | Before Competition Groups | 560.7902 | 0 | 0 | 17732.8457 | 0.031624 | 7 | Residential_2030_Technical_GWh_Before Competition Groups_7 | Energy Star Refrigerator | 3.162% | 0 | 560.7902 | Residential_2030_Technical_GWh_Before Competition Groups_Energy Star Refrigerator
Residential | Res ¦ Air Sealing | 2030 | Technical | GWh | Before Competition Groups | 546.7774 | 0 | 0 | 17732.8457 | 0.030834 | 8 | Residential_2030_Technical_GWh_Before Competition Groups_8 | Air Sealing | 3.083% | 0 | 546.7774 | Residential_2030_Technical_GWh_Before Competition Groups_Air Sealing
Residential | Res ¦ Basement Wall Insulation | 2030 | Economic | GWh | Before Competition Groups | 286.3852 | 0 | 0 | 10086.7388 | 0.028392 | 11 | Residential_2030_Economic_GWh_Before Competition Groups_11 | Basement Wall Insulation | 2.839% | 0 | 286.3852 | Residential_2030_Economic_GWh_Before Competition Groups_Basement Wall Insulation
Residential | Res ¦ Smart Burners | 2030 | Economic | GWh | Before Competition Groups | 280.3468 | 0 | 0 | 10086.7388 | 0.027794 | 12 | Residential_2030_Economic_GWh_Before Competition Groups_12 | Smart Burners | 2.779% | 0 | 280.3468 | Residential_2030_Economic_GWh_Before Competition Groups_Smart Burners
Residential | Res ¦ Heavy Duty Outdoor/Holiday Plug-in Timers | 2030 | Achievable | GWh | Before Competition Groups | 89.958 | 0 | 0 | 3258.8639 | 0.027604 | 12 | Residential_2030_Achievable_GWh_Before Competition Groups_12 | Heavy Duty Outdoor/Holiday Plug-in Timers | 2.76% | 0 | 89.958 | Residential_2030_Achievable_GWh_Before Competition Groups_Heavy Duty Outdoor/Holiday Plug-in Timers
Residential | Res ¦ Energy Star Light Fixture | 2030 | Achievable | GWh | Before Competition Groups | 88.0689 | 0 | 0 | 3258.8639 | 0.027024 | 13 | Residential_2030_Achievable_GWh_Before Competition Groups_13 | Energy Star Light Fixture | 2.702% | 0 | 88.0689 | Residential_2030_Achievable_GWh_Before Competition Groups_Energy Star Light Fixture
Residential | Res ¦ Smart Burners | 2030 | Technical | GWh | Before Competition Groups | 476.6786 | 0 | 0 | 17732.8457 | 0.026881 | 9 | Residential_2030_Technical_GWh_Before Competition Groups_9 | Smart Burners | 2.688% | 0 | 476.6786 | Residential_2030_Technical_GWh_Before Competition Groups_Smart Burners
Residential | Res ¦ Energy Star Clothes Washer | 2030 | Technical | GWh | Before Competition Groups | 473.9677 | 0 | 0 | 17732.8457 | 0.026728 | 10 | Residential_2030_Technical_GWh_Before Competition Groups_10 | Energy Star Clothes Washer | 2.673% | 0 | 473.9677 | Residential_2030_Technical_GWh_Before Competition Groups_Energy Star Clothes Washer
Residential | Res ¦ Energy Star Torchiere | 2030 | Economic | GWh | Before Competition Groups | 249.8956 | 0 | 0 | 10086.7388 | 0.024775 | 13 | Residential_2030_Economic_GWh_Before Competition Groups_13 | Energy Star Torchiere | 2.477% | 0 | 249.8956 | Residential_2030_Economic_GWh_Before Competition Groups_Energy Star Torchiere
Residential | Res ¦ Energy Star Central Air Conditioner | 2030 | Technical | GWh | Before Competition Groups | 432.4855 | 0 | 0 | 17732.8457 | 0.024389 | 11 | Residential_2030_Technical_GWh_Before Competition Groups_11 | Energy Star Central Air Conditioner | 2.439% | 0 | 432.4855 | Residential_2030_Technical_GWh_Before Competition Groups_Energy Star Central Air Conditioner
Residential | Res ¦ Ductless Mini-Split Heat Pump | 2030 | Technical | GWh | Before Competition Groups | 428.7384 | 0 | 0 | 17732.8457 | 0.024178 | 12 | Residential_2030_Technical_GWh_Before Competition Groups_12 | Ductless Mini-Split Heat Pump | 2.418% | 0 | 428.7384 | Residential_2030_Technical_GWh_Before Competition Groups_Ductless Mini-Split Heat Pump
Residential | Res ¦ Energy Star Ground Source Heat Pump | 2030 | Technical | GWh | Before Competition Groups | 421.8301 | 0 | 0 | 17732.8457 | 0.023788 | 13 | Residential_2030_Technical_GWh_Before Competition Groups_13 | Energy Star Ground Source Heat Pump | 2.379% | 0 | 421.8301 | Residential_2030_Technical_GWh_Before Competition Groups_Energy Star Ground Source Heat Pump
Residential | Res ¦ LED Parking Lot Fixture | 2030 | Achievable | GWh | Before Competition Groups | 77.5146 | 0 | 0 | 3258.8639 | 0.023786 | 14 | Residential_2030_Achievable_GWh_Before Competition Groups_14 | LED Parking Lot Fixture | 2.379% | 0 | 77.5146 | Residential_2030_Achievable_GWh_Before Competition Groups_LED Parking Lot Fixture
Residential | Res ¦ Energy Star Air Source Heat Pump | 2030 | Economic | GWh | Before Competition Groups | 238.4582 | 0 | 0 | 10086.7388 | 0.023641 | 14 | Residential_2030_Economic_GWh_Before Competition Groups_14 | Energy Star Air Source Heat Pump | 2.364% | 0 | 238.4582 | Residential_2030_Economic_GWh_Before Competition Groups_Energy Star Air Source Heat Pump
Residential | Res ¦ Variable Speed Pool Pump Motor | 2030 | Technical | GWh | Before Competition Groups | 410.2643 | 0 | 0 | 17732.8457 | 0.023136 | 14 | Residential_2030_Technical_GWh_Before Competition Groups_14 | Variable Speed Pool Pump Motor | 2.314% | 0 | 410.2643 | Residential_2030_Technical_GWh_Before Competition Groups_Variable Speed Pool Pump Motor
Residential | Res ¦ Occupancy Sensors MF | 2030 | Achievable | GWh | Before Competition Groups | 74.4998 | 0 | 0 | 3258.8639 | 0.022861 | 15 | Residential_2030_Achievable_GWh_Before Competition Groups_15 | Occupancy Sensors MF | 2.286% | 0 | 74.4998 | Residential_2030_Achievable_GWh_Before Competition Groups_Occupancy Sensors MF
Residential | Res ¦ Heat Pump Clothes Dryer | 2030 | Technical | GWh | Before Competition Groups | 394.9429 | 0 | 0 | 17732.8457 | 0.022272 | 15 | Residential_2030_Technical_GWh_Before Competition Groups_15 | Heat Pump Clothes Dryer | 2.227% | 0 | 394.9429 | Residential_2030_Technical_GWh_Before Competition Groups_Heat Pump Clothes Dryer
Residential | Res ¦ Attic Insulation | 2030 | Economic | GWh | Before Competition Groups | 221.0548 | 0 | 0 | 10086.7388 | 0.021915 | 15 | Residential_2030_Economic_GWh_Before Competition Groups_15 | Attic Insulation | 2.192% | 0 | 221.0548 | Residential_2030_Economic_GWh_Before Competition Groups_Attic Insulation
Residential | Res ¦ Air Sealing | 2030 | Achievable | GWh | Before Competition Groups | 66.7177 | 0 | 0 | 3258.8639 | 0.020473 | 16 | Residential_2030_Achievable_GWh_Before Competition Groups_16 | Air Sealing | 2.047% | 0 | 66.7177 | Residential_2030_Achievable_GWh_Before Competition Groups_Air Sealing
Residential | Res ¦ Car Block Heater Timer | 2030 | Technical | GWh | Before Competition Groups | 360.7922 | 0 | 0 | 17732.8457 | 0.020346 | 16 | Residential_2030_Technical_GWh_Before Competition Groups_16 | Car Block Heater Timer | 2.035% | 0 | 360.7922 | Residential_2030_Technical_GWh_Before Competition Groups_Car Block Heater Timer
Residential | Res ¦ Energy Star Light Fixture | 2030 | Economic | GWh | Before Competition Groups | 202.2446 | 0 | 0 | 10086.7388 | 0.020051 | 16 | Residential_2030_Economic_GWh_Before Competition Groups_16 | Energy Star Light Fixture | 2.005% | 0 | 202.2446 | Residential_2030_Economic_GWh_Before Competition Groups_Energy Star Light Fixture
Residential | Res ¦ Energy Star Light Fixture | 2030 | Technical | GWh | Before Competition Groups | 347.4745 | 0 | 0 | 17732.8457 | 0.019595 | 17 | Residential_2030_Technical_GWh_Before Competition Groups_17 | Energy Star Light Fixture | 1.959% | 0 | 347.4745 | Residential_2030_Technical_GWh_Before Competition Groups_Energy Star Light Fixture
Residential | Res ¦ Passive Attic Ventilation | 2030 | Technical | GWh | Before Competition Groups | 327.8162 | 0 | 0 | 17732.8457 | 0.018486 | 18 | Residential_2030_Technical_GWh_Before Competition Groups_18 | Passive Attic Ventilation | 1.849% | 0 | 327.8162 | Residential_2030_Technical_GWh_Before Competition Groups_Passive Attic Ventilation
Residential | Res ¦ Smart Burners | 2030 | Achievable | GWh | Before Competition Groups | 59.8961 | 0 | 0 | 3258.8639 | 0.018379 | 17 | Residential_2030_Achievable_GWh_Before Competition Groups_17 | Smart Burners | 1.838% | 0 | 59.8961 | Residential_2030_Achievable_GWh_Before Competition Groups_Smart Burners
Residential | Res ¦ Building Recommissioning, Operations and Maintenance (O&M) Improvements | 2030 | Technical | GWh | Before Competition Groups | 322.1859 | 0 | 0 | 17732.8457 | 0.018169 | 19 | Residential_2030_Technical_GWh_Before Competition Groups_19 | Building Recommissioning, Operations and Maintenance (O&M) Improvements | 1.817% | 0 | 322.1859 | Residential_2030_Technical_GWh_Before Competition Groups_Building Recommissioning, Operations and Maintenance (O&M) Improvements
Residential | Res ¦ Refrigerator Recycling | 2030 | Achievable | GWh | Before Competition Groups | 55.7333 | 0 | 0 | 3258.8639 | 0.017102 | 18 | Residential_2030_Achievable_GWh_Before Competition Groups_18 | Refrigerator Recycling | 1.71% | 0 | 55.7333 | Residential_2030_Achievable_GWh_Before Competition Groups_Refrigerator Recycling
Residential | Res ¦ Energy Star Windows | 2030 | Technical | GWh | Before Competition Groups | 296.7889 | 0 | 0 | 17732.8457 | 0.016737 | 20 | Residential_2030_Technical_GWh_Before Competition Groups_20 | Energy Star Windows | 1.674% | 0 | 296.7889 | Residential_2030_Technical_GWh_Before Competition Groups_Energy Star Windows
Residential | Res ¦ Induction Cooking Stove Top | 2030 | Technical | GWh | Before Competition Groups | 293.634 | 0 | 0 | 17732.8457 | 0.016559 | 21 | Residential_2030_Technical_GWh_Before Competition Groups_21 | Induction Cooking Stove Top | 1.656% | 0 | 293.634 | Residential_2030_Technical_GWh_Before Competition Groups_Induction Cooking Stove Top
Residential | Res ¦ Basement Wall Insulation | 2030 | Technical | GWh | Before Competition Groups | 286.3852 | 0 | 0 | 17732.8457 | 0.01615 | 22 | Residential_2030_Technical_GWh_Before Competition Groups_22 | Basement Wall Insulation | 1.615% | 0 | 286.3852 | Residential_2030_Technical_GWh_Before Competition Groups_Basement Wall Insulation
Residential | Res ¦ Comprehensive Draft Proofing | 2030 | Economic | GWh | Before Competition Groups | 161.8024 | 0 | 0 | 10086.7388 | 0.016041 | 17 | Residential_2030_Economic_GWh_Before Competition Groups_17 | Comprehensive Draft Proofing | 1.604% | 0 | 161.8024 | Residential_2030_Economic_GWh_Before Competition Groups_Comprehensive Draft Proofing
Residential | Res ¦ Clothes Drying Racks | 2030 | Achievable | GWh | Before Competition Groups | 50.8684 | 0 | 0 | 3258.8639 | 0.015609 | 19 | Residential_2030_Achievable_GWh_Before Competition Groups_19 | Clothes Drying Racks | 1.561% | 0 | 50.8684 | Residential_2030_Achievable_GWh_Before Competition Groups_Clothes Drying Racks
Residential | Res ¦ Freezer Recycling | 2030 | Achievable | GWh | Before Competition Groups | 48.7831 | 0 | 0 | 3258.8639 | 0.014969 | 20 | Residential_2030_Achievable_GWh_Before Competition Groups_20 | Freezer Recycling | 1.497% | 0 | 48.7831 | Residential_2030_Achievable_GWh_Before Competition Groups_Freezer Recycling
Residential | Res ¦ Heavy Duty Outdoor/Holiday Plug-in Timers | 2030 | Economic | GWh | Before Competition Groups | 149.036 | 0 | 0 | 10086.7388 | 0.014775 | 18 | Residential_2030_Economic_GWh_Before Competition Groups_18 | Heavy Duty Outdoor/Holiday Plug-in Timers | 1.478% | 0 | 149.036 | Residential_2030_Economic_GWh_Before Competition Groups_Heavy Duty Outdoor/Holiday Plug-in Timers
Residential | Res ¦ Energy Star Torchiere | 2030 | Technical | GWh | Before Competition Groups | 249.8956 | 0 | 0 | 17732.8457 | 0.014092 | 23 | Residential_2030_Technical_GWh_Before Competition Groups_23 | Energy Star Torchiere | 1.409% | 0 | 249.8956 | Residential_2030_Technical_GWh_Before Competition Groups_Energy Star Torchiere
Residential | Res ¦ Energy Star Air Source Heat Pump | 2030 | Achievable | GWh | Before Competition Groups | 44.2694 | 0 | 0 | 3258.8639 | 0.013584 | 21 | Residential_2030_Achievable_GWh_Before Competition Groups_21 | Energy Star Air Source Heat Pump | 1.358% | 0 | 44.2694 | Residential_2030_Achievable_GWh_Before Competition Groups_Energy Star Air Source Heat Pump
Residential | Res ¦ Energy Star Air Source Heat Pump | 2030 | Technical | GWh | Before Competition Groups | 238.4582 | 0 | 0 | 17732.8457 | 0.013447 | 24 | Residential_2030_Technical_GWh_Before Competition Groups_24 | Energy Star Air Source Heat Pump | 1.345% | 0 | 238.4582 | Residential_2030_Technical_GWh_Before Competition Groups_Energy Star Air Source Heat Pump
Residential | Res ¦ Basement or Crawlspace Insulation | 2030 | Technical | GWh | Before Competition Groups | 238.3087 | 0 | 0 | 17732.8457 | 0.013439 | 25 | Residential_2030_Technical_GWh_Before Competition Groups_25 | Basement or Crawlspace Insulation | 1.344% | 0 | 238.3087 | Residential_2030_Technical_GWh_Before Competition Groups_Basement or Crawlspace Insulation
Residential | Res ¦ Energy Star Clothes Dryer | 2030 | Technical | GWh | Before Competition Groups | 225.579 | 0 | 0 | 17732.8457 | 0.012721 | 26 | Residential_2030_Technical_GWh_Before Competition Groups_26 | Energy Star Clothes Dryer | 1.272% | 0 | 225.579 | Residential_2030_Technical_GWh_Before Competition Groups_Energy Star Clothes Dryer
Residential | Res ¦ Ductless Mini-Split Air Conditioner | 2030 | Technical | GWh | Before Competition Groups | 224.387 | 0 | 0 | 17732.8457 | 0.012654 | 27 | Residential_2030_Technical_GWh_Before Competition Groups_27 | Ductless Mini-Split Air Conditioner | 1.265% | 0 | 224.387 | Residential_2030_Technical_GWh_Before Competition Groups_Ductless Mini-Split Air Conditioner
Residential | Res ¦ Attic Insulation | 2030 | Technical | GWh | Before Competition Groups | 221.0548 | 0 | 0 | 17732.8457 | 0.012466 | 28 | Residential_2030_Technical_GWh_Before Competition Groups_28 | Attic Insulation | 1.247% | 0 | 221.0548 | Residential_2030_Technical_GWh_Before Competition Groups_Attic Insulation
Residential | Res ¦ LED Exterior Area Lights - LED Fixture (200W) | 2030 | Achievable | GWh | Before Competition Groups | 35.5936 | 0 | 0 | 3258.8639 | 0.010922 | 22 | Residential_2030_Achievable_GWh_Before Competition Groups_22 | LED Exterior Area Lights - LED Fixture (200W) | 1.092% | 0 | 35.5936 | Residential_2030_Achievable_GWh_Before Competition Groups_LED Exterior Area Lights - LED Fixture (200W)
Residential | Res ¦ Occupancy Sensors MF | 2030 | Economic | GWh | Before Competition Groups | 109.7448 | 0 | 0 | 10086.7388 | 0.01088 | 19 | Residential_2030_Economic_GWh_Before Competition Groups_19 | Occupancy Sensors MF | 1.088% | 0 | 109.7448 | Residential_2030_Economic_GWh_Before Competition Groups_Occupancy Sensors MF
Residential | Res ¦ Basement Wall Insulation | 2030 | Achievable | GWh | Before Competition Groups | 34.9468 | 0 | 0 | 3258.8639 | 0.010724 | 23 | Residential_2030_Achievable_GWh_Before Competition Groups_23 | Basement Wall Insulation | 1.072% | 0 | 34.9468 | Residential_2030_Achievable_GWh_Before Competition Groups_Basement Wall Insulation
Residential | Res ¦ Wall Insulation | 2030 | Technical | GWh | Before Competition Groups | 173.2382 | 0 | 0 | 17732.8457 | 0.0097693 | 29 | Residential_2030_Technical_GWh_Before Competition Groups_29 | Wall Insulation | 0.9769% | 0 | 173.2382 | Residential_2030_Technical_GWh_Before Competition Groups_Wall Insulation
Residential | Res ¦ Advanced BAS/Controllers | 2030 | Achievable | GWh | Before Competition Groups | 31.6717 | 0 | 0 | 3258.8639 | 0.0097186 | 24 | Residential_2030_Achievable_GWh_Before Competition Groups_24 | Advanced BAS/Controllers | 0.9719% | 0 | 31.6717 | Residential_2030_Achievable_GWh_Before Competition Groups_Advanced BAS/Controllers
Residential | Res ¦ LED Parking Lot Fixture | 2030 | Economic | GWh | Before Competition Groups | 96.2983 | 0 | 0 | 10086.7388 | 0.009547 | 20 | Residential_2030_Economic_GWh_Before Competition Groups_20 | LED Parking Lot Fixture | 0.9547% | 0 | 96.2983 | Residential_2030_Economic_GWh_Before Competition Groups_LED Parking Lot Fixture
Residential | Res ¦ Heavy Duty Outdoor/Holiday Plug-in Timers | 2030 | Technical | GWh | Before Competition Groups | 165.1492 | 0 | 0 | 17732.8457 | 0.0093132 | 30 | Residential_2030_Technical_GWh_Before Competition Groups_30 | Heavy Duty Outdoor/Holiday Plug-in Timers | 0.9313% | 0 | 165.1492 | Residential_2030_Technical_GWh_Before Competition Groups_Heavy Duty Outdoor/Holiday Plug-in Timers
Residential | Res ¦ Comprehensive Draft Proofing | 2030 | Technical | GWh | Before Competition Groups | 161.8024 | 0 | 0 | 17732.8457 | 0.0091244 | 31 | Residential_2030_Technical_GWh_Before Competition Groups_31 | Comprehensive Draft Proofing | 0.9124% | 0 | 161.8024 | Residential_2030_Technical_GWh_Before Competition Groups_Comprehensive Draft Proofing
Residential | Res ¦ Energy Star Room Air Conditioner | 2030 | Economic | GWh | Before Competition Groups | 85.5863 | 0 | 0 | 10086.7388 | 0.008485 | 21 | Residential_2030_Economic_GWh_Before Competition Groups_21 | Energy Star Room Air Conditioner | 0.8485% | 0 | 85.5863 | Residential_2030_Economic_GWh_Before Competition Groups_Energy Star Room Air Conditioner
Residential | Res ¦ Attic Insulation | 2030 | Achievable | GWh | Before Competition Groups | 26.9702 | 0 | 0 | 3258.8639 | 0.0082759 | 25 | Residential_2030_Achievable_GWh_Before Competition Groups_25 | Attic Insulation | 0.8276% | 0 | 26.9702 | Residential_2030_Achievable_GWh_Before Competition Groups_Attic Insulation
Residential | Res ¦ Refrigerator Recycling | 2030 | Economic | GWh | Before Competition Groups | 82.8164 | 0 | 0 | 10086.7388 | 0.0082104 | 22 | Residential_2030_Economic_GWh_Before Competition Groups_22 | Refrigerator Recycling | 0.821% | 0 | 82.8164 | Residential_2030_Economic_GWh_Before Competition Groups_Refrigerator Recycling
Residential | Res ¦ Furnace Whistle | 2030 | Achievable | GWh | Before Competition Groups | 26.5435 | 0 | 0 | 3258.8639 | 0.008145 | 26 | Residential_2030_Achievable_GWh_Before Competition Groups_26 | Furnace Whistle | 0.8145% | 0 | 26.5435 | Residential_2030_Achievable_GWh_Before Competition Groups_Furnace Whistle
Residential | Res ¦ Clothes Drying Racks | 2030 | Economic | GWh | Before Competition Groups | 75.6154 | 0 | 0 | 10086.7388 | 0.0074965 | 23 | Residential_2030_Economic_GWh_Before Competition Groups_23 | Clothes Drying Racks | 0.7497% | 0 | 75.6154 | Residential_2030_Economic_GWh_Before Competition Groups_Clothes Drying Racks
Residential | Res ¦ Energy Star Room Air Conditioner | 2030 | Achievable | GWh | Before Competition Groups | 23.5039 | 0 | 0 | 3258.8639 | 0.0072123 | 27 | Residential_2030_Achievable_GWh_Before Competition Groups_27 | Energy Star Room Air Conditioner | 0.7212% | 0 | 23.5039 | Residential_2030_Achievable_GWh_Before Competition Groups_Energy Star Room Air Conditioner
Residential | Res ¦ Freezer Recycling | 2030 | Economic | GWh | Before Competition Groups | 72.6593 | 0 | 0 | 10086.7388 | 0.0072034 | 24 | Residential_2030_Economic_GWh_Before Competition Groups_24 | Freezer Recycling | 0.7203% | 0 | 72.6593 | Residential_2030_Economic_GWh_Before Competition Groups_Freezer Recycling
Residential | Res ¦ Lighting Motion Sensors, Timers, Dimmers | 2030 | Technical | GWh | Before Competition Groups | 126.3778 | 0 | 0 | 17732.8457 | 0.0071268 | 32 | Residential_2030_Technical_GWh_Before Competition Groups_32 | Lighting Motion Sensors, Timers, Dimmers | 0.7127% | 0 | 126.3778 | Residential_2030_Technical_GWh_Before Competition Groups_Lighting Motion Sensors, Timers, Dimmers
Residential | Res ¦ Duct Insulation | 2030 | Economic | GWh | Before Competition Groups | 69.8566 | 0 | 0 | 10086.7388 | 0.0069256 | 25 | Residential_2030_Economic_GWh_Before Competition Groups_25 | Duct Insulation | 0.6926% | 0 | 69.8566 | Residential_2030_Economic_GWh_Before Competition Groups_Duct Insulation
Residential | Res ¦ Furnace with ECM | 2030 | Technical | GWh | Before Competition Groups | 119.9273 | 0 | 0 | 17732.8457 | 0.006763 | 33 | Residential_2030_Technical_GWh_Before Competition Groups_33 | Furnace with ECM | 0.6763% | 0 | 119.9273 | Residential_2030_Technical_GWh_Before Competition Groups_Furnace with ECM
Residential | Res ¦ Outside Air Economizer | 2030 | Achievable | GWh | Before Competition Groups | 21.7497 | 0 | 0 | 3258.8639 | 0.006674 | 28 | Residential_2030_Achievable_GWh_Before Competition Groups_28 | Outside Air Economizer | 0.6674% | 0 | 21.7497 | Residential_2030_Achievable_GWh_Before Competition Groups_Outside Air Economizer
Residential | Res ¦ Energy Star Clothes Dryer | 2030 | Achievable | GWh | Before Competition Groups | 20.721 | 0 | 0 | 3258.8639 | 0.0063583 | 29 | Residential_2030_Achievable_GWh_Before Competition Groups_29 | Energy Star Clothes Dryer | 0.6358% | 0 | 20.721 | Residential_2030_Achievable_GWh_Before Competition Groups_Energy Star Clothes Dryer
Residential | Res ¦ Radiant Barrier | 2030 | Technical | GWh | Before Competition Groups | 110.4415 | 0 | 0 | 17732.8457 | 0.0062281 | 34 | Residential_2030_Technical_GWh_Before Competition Groups_34 | Radiant Barrier | 0.6228% | 0 | 110.4415 | Residential_2030_Technical_GWh_Before Competition Groups_Radiant Barrier
Residential | Res ¦ Occupancy Sensors MF | 2030 | Technical | GWh | Before Competition Groups | 109.7448 | 0 | 0 | 17732.8457 | 0.0061888 | 35 | Residential_2030_Technical_GWh_Before Competition Groups_35 | Occupancy Sensors MF | 0.6189% | 0 | 109.7448 | Residential_2030_Technical_GWh_Before Competition Groups_Occupancy Sensors MF
Residential | Res ¦ Energy Star Windows | 2030 | Economic | GWh | Before Competition Groups | 58.8344 | 0 | 0 | 10086.7388 | 0.0058328 | 26 | Residential_2030_Economic_GWh_Before Competition Groups_26 | Energy Star Windows | 0.5833% | 0 | 58.8344 | Residential_2030_Economic_GWh_Before Competition Groups_Energy Star Windows
Residential | Res ¦ Floor Insulation | 2030 | Economic | GWh | Before Competition Groups | 58.0391 | 0 | 0 | 10086.7388 | 0.005754 | 27 | Residential_2030_Economic_GWh_Before Competition Groups_27 | Floor Insulation | 0.5754% | 0 | 58.0391 | Residential_2030_Economic_GWh_Before Competition Groups_Floor Insulation
Residential | Res ¦ Energy Star Clothes Dryer | 2030 | Economic | GWh | Before Competition Groups | 56.8912 | 0 | 0 | 10086.7388 | 0.0056402 | 28 | Residential_2030_Economic_GWh_Before Competition Groups_28 | Energy Star Clothes Dryer | 0.564% | 0 | 56.8912 | Residential_2030_Economic_GWh_Before Competition Groups_Energy Star Clothes Dryer
Residential | Res ¦ Variable Refrigerant Flow Heat Pump | 2030 | Technical | GWh | Before Competition Groups | 96.8005 | 0 | 0 | 17732.8457 | 0.0054588 | 36 | Residential_2030_Technical_GWh_Before Competition Groups_36 | Variable Refrigerant Flow Heat Pump | 0.5459% | 0 | 96.8005 | Residential_2030_Technical_GWh_Before Competition Groups_Variable Refrigerant Flow Heat Pump
Residential | Res ¦ LED Parking Lot Fixture | 2030 | Technical | GWh | Before Competition Groups | 96.2983 | 0 | 0 | 17732.8457 | 0.0054305 | 37 | Residential_2030_Technical_GWh_Before Competition Groups_37 | LED Parking Lot Fixture | 0.5431% | 0 | 96.2983 | Residential_2030_Technical_GWh_Before Competition Groups_LED Parking Lot Fixture
Residential | Res ¦ Networked/ Connected - Indoor LED Luminaire | 2030 | Technical | GWh | Before Competition Groups | 94.1436 | 0 | 0 | 17732.8457 | 0.005309 | 38 | Residential_2030_Technical_GWh_Before Competition Groups_38 | Networked/ Connected - Indoor LED Luminaire | 0.5309% | 0 | 94.1436 | Residential_2030_Technical_GWh_Before Competition Groups_Networked/ Connected - Indoor LED Luminaire
Residential | Res ¦ Energy Star Room Air Conditioner | 2030 | Technical | GWh | Before Competition Groups | 86.7462 | 0 | 0 | 17732.8457 | 0.0048918 | 39 | Residential_2030_Technical_GWh_Before Competition Groups_39 | Energy Star Room Air Conditioner | 0.4892% | 0 | 86.7462 | Residential_2030_Technical_GWh_Before Competition Groups_Energy Star Room Air Conditioner
Residential | Res ¦ Ceiling Insulation | 2030 | Technical | GWh | Before Competition Groups | 86.2918 | 0 | 0 | 17732.8457 | 0.0048662 | 40 | Residential_2030_Technical_GWh_Before Competition Groups_40 | Ceiling Insulation | 0.4866% | 0 | 86.2918 | Residential_2030_Technical_GWh_Before Competition Groups_Ceiling Insulation
Residential | Res ¦ Window Film | 2030 | Technical | GWh | Before Competition Groups | 86.0327 | 0 | 0 | 17732.8457 | 0.0048516 | 41 | Residential_2030_Technical_GWh_Before Competition Groups_41 | Window Film | 0.4852% | 0 | 86.0327 | Residential_2030_Technical_GWh_Before Competition Groups_Window Film
Residential | Res ¦ LED Downlight | 2030 | Technical | GWh | Before Competition Groups | 83.3447 | 0 | 0 | 17732.8457 | 0.0047 | 42 | Residential_2030_Technical_GWh_Before Competition Groups_42 | LED Downlight | 0.47% | 0 | 83.3447 | Residential_2030_Technical_GWh_Before Competition Groups_LED Downlight
Residential | Res ¦ Refrigerator Recycling | 2030 | Technical | GWh | Before Competition Groups | 82.8164 | 0 | 0 | 17732.8457 | 0.0046702 | 43 | Residential_2030_Technical_GWh_Before Competition Groups_43 | Refrigerator Recycling | 0.467% | 0 | 82.8164 | Residential_2030_Technical_GWh_Before Competition Groups_Refrigerator Recycling
Residential | Res ¦ Advanced BAS/Controllers | 2030 | Economic | GWh | Before Competition Groups | 47.0636 | 0 | 0 | 10086.7388 | 0.0046659 | 29 | Residential_2030_Economic_GWh_Before Competition Groups_29 | Advanced BAS/Controllers | 0.4666% | 0 | 47.0636 | Residential_2030_Economic_GWh_Before Competition Groups_Advanced BAS/Controllers
Residential | Res ¦ ENERGY STAR LED LAMPS (REFLECTOR LAMPs/MR16/PAR 16) | 2030 | Achievable | GWh | Before Competition Groups | 15.0635 | 0 | 0 | 3258.8639 | 0.0046223 | 30 | Residential_2030_Achievable_GWh_Before Competition Groups_30 | ENERGY STAR LED LAMPS (REFLECTOR LAMPs/MR16/PAR 16) | 0.4622% | 0 | 15.0635 | Residential_2030_Achievable_GWh_Before Competition Groups_ENERGY STAR LED LAMPS (REFLECTOR LAMPs/MR16/PAR 16)
Residential | Res ¦ LED Exterior Area Lights - LED Fixture (200W) | 2030 | Economic | GWh | Before Competition Groups | 44.6305 | 0 | 0 | 10086.7388 | 0.0044247 | 30 | Residential_2030_Economic_GWh_Before Competition Groups_30 | LED Exterior Area Lights - LED Fixture (200W) | 0.4425% | 0 | 44.6305 | Residential_2030_Economic_GWh_Before Competition Groups_LED Exterior Area Lights - LED Fixture (200W)
Residential | Res ¦ Wall Insulation | 2030 | Economic | GWh | Before Competition Groups | 44.0515 | 0 | 0 | 10086.7388 | 0.0043673 | 31 | Residential_2030_Economic_GWh_Before Competition Groups_31 | Wall Insulation | 0.4367% | 0 | 44.0515 | Residential_2030_Economic_GWh_Before Competition Groups_Wall Insulation
Residential | Res ¦ LED Tube Re-Lamp | 2030 | Achievable | GWh | Before Competition Groups | 14.207 | 0 | 0 | 3258.8639 | 0.0043595 | 31 | Residential_2030_Achievable_GWh_Before Competition Groups_31 | LED Tube Re-Lamp | 0.4359% | 0 | 14.207 | Residential_2030_Achievable_GWh_Before Competition Groups_LED Tube Re-Lamp
Residential | Res ¦ Clothes Drying Racks | 2030 | Technical | GWh | Before Competition Groups | 75.6154 | 0 | 0 | 17732.8457 | 0.0042641 | 44 | Residential_2030_Technical_GWh_Before Competition Groups_44 | Clothes Drying Racks | 0.4264% | 0 | 75.6154 | Residential_2030_Technical_GWh_Before Competition Groups_Clothes Drying Racks
Residential | Res ¦ Freezer Recycling | 2030 | Technical | GWh | Before Competition Groups | 72.6593 | 0 | 0 | 17732.8457 | 0.0040974 | 45 | Residential_2030_Technical_GWh_Before Competition Groups_45 | Freezer Recycling | 0.4097% | 0 | 72.6593 | Residential_2030_Technical_GWh_Before Competition Groups_Freezer Recycling
Residential | Res ¦ Minimize Hot and Warm Clothes Wash | 2030 | Achievable | GWh | Before Competition Groups | 13.306 | 0 | 0 | 3258.8639 | 0.004083 | 32 | Residential_2030_Achievable_GWh_Before Competition Groups_32 | Minimize Hot and Warm Clothes Wash | 0.4083% | 0 | 13.306 | Residential_2030_Achievable_GWh_Before Competition Groups_Minimize Hot and Warm Clothes Wash
Residential | Res ¦ Duct Insulation | 2030 | Technical | GWh | Before Competition Groups | 71.9505 | 0 | 0 | 17732.8457 | 0.0040575 | 46 | Residential_2030_Technical_GWh_Before Competition Groups_46 | Duct Insulation | 0.4057% | 0 | 71.9505 | Residential_2030_Technical_GWh_Before Competition Groups_Duct Insulation
Residential | Res ¦ Solar Powered Attic Fan | 2030 | Technical | GWh | Before Competition Groups | 71.5484 | 0 | 0 | 17732.8457 | 0.0040348 | 47 | Residential_2030_Technical_GWh_Before Competition Groups_47 | Solar Powered Attic Fan | 0.4035% | 0 | 71.5484 | Residential_2030_Technical_GWh_Before Competition Groups_Solar Powered Attic Fan
Residential | Res ¦ Minimize Hot and Warm Clothes Wash | 2030 | Economic | GWh | Before Competition Groups | 40.2706 | 0 | 0 | 10086.7388 | 0.0039924 | 32 | Residential_2030_Economic_GWh_Before Competition Groups_32 | Minimize Hot and Warm Clothes Wash | 0.3992% | 0 | 40.2706 | Residential_2030_Economic_GWh_Before Competition Groups_Minimize Hot and Warm Clothes Wash
Residential | Res ¦ Furnace Whistle | 2030 | Economic | GWh | Before Competition Groups | 39.4384 | 0 | 0 | 10086.7388 | 0.0039099 | 33 | Residential_2030_Economic_GWh_Before Competition Groups_33 | Furnace Whistle | 0.391% | 0 | 39.4384 | Residential_2030_Economic_GWh_Before Competition Groups_Furnace Whistle
Residential | Res ¦ Variable Frequency Drive (VFD) | 2030 | Achievable | GWh | Before Competition Groups | 11.4448 | 0 | 0 | 3258.8639 | 0.0035119 | 33 | Residential_2030_Achievable_GWh_Before Competition Groups_33 | Variable Frequency Drive (VFD) | 0.3512% | 0 | 11.4448 | Residential_2030_Achievable_GWh_Before Competition Groups_Variable Frequency Drive (VFD)
Residential | Res ¦ Air Source Heat Pump | 2030 | Technical | GWh | Before Competition Groups | 62.2534 | 0 | 0 | 17732.8457 | 0.0035106 | 48 | Residential_2030_Technical_GWh_Before Competition Groups_48 | Air Source Heat Pump | 0.3511% | 0 | 62.2534 | Residential_2030_Technical_GWh_Before Competition Groups_Air Source Heat Pump
Residential | Res ¦ Energy Star Ceiling Fan/Lighting | 2030 | Technical | GWh | Before Competition Groups | 60.8417 | 0 | 0 | 17732.8457 | 0.003431 | 49 | Residential_2030_Technical_GWh_Before Competition Groups_49 | Energy Star Ceiling Fan/Lighting | 0.3431% | 0 | 60.8417 | Residential_2030_Technical_GWh_Before Competition Groups_Energy Star Ceiling Fan/Lighting
Residential | Res ¦ CO Sensors for parking garage exhaust fans | 2030 | Achievable | GWh | Before Competition Groups | 11.0924 | 0 | 0 | 3258.8639 | 0.0034038 | 34 | Residential_2030_Achievable_GWh_Before Competition Groups_34 | CO Sensors for parking garage exhaust fans | 0.3404% | 0 | 11.0924 | Residential_2030_Achievable_GWh_Before Competition Groups_CO Sensors for parking garage exhaust fans
Residential | Res ¦ INTEGRAL LED TROFFERS | 2030 | Technical | GWh | Before Competition Groups | 60.0727 | 0 | 0 | 17732.8457 | 0.0033877 | 50 | Residential_2030_Technical_GWh_Before Competition Groups_50 | INTEGRAL LED TROFFERS | 0.3388% | 0 | 60.0727 | Residential_2030_Technical_GWh_Before Competition Groups_INTEGRAL LED TROFFERS
Residential | Res ¦ Floor Insulation | 2030 | Technical | GWh | Before Competition Groups | 58.0391 | 0 | 0 | 17732.8457 | 0.003273 | 51 | Residential_2030_Technical_GWh_Before Competition Groups_51 | Floor Insulation | 0.3273% | 0 | 58.0391 | Residential_2030_Technical_GWh_Before Competition Groups_Floor Insulation
Residential | Res ¦ Basement or Crawlspace Insulation | 2030 | Economic | GWh | Before Competition Groups | 32.5993 | 0 | 0 | 10086.7388 | 0.0032319 | 34 | Residential_2030_Economic_GWh_Before Competition Groups_34 | Basement or Crawlspace Insulation | 0.3232% | 0 | 32.5993 | Residential_2030_Economic_GWh_Before Competition Groups_Basement or Crawlspace Insulation
Residential | Res ¦ Energy Star Freezer | 2030 | Technical | GWh | Before Competition Groups | 53.8318 | 0 | 0 | 17732.8457 | 0.0030357 | 52 | Residential_2030_Technical_GWh_Before Competition Groups_52 | Energy Star Freezer | 0.3036% | 0 | 53.8318 | Residential_2030_Technical_GWh_Before Competition Groups_Energy Star Freezer
Residential | Res ¦ Outside Air Economizer | 2030 | Economic | GWh | Before Competition Groups | 29.4841 | 0 | 0 | 10086.7388 | 0.0029231 | 35 | Residential_2030_Economic_GWh_Before Competition Groups_35 | Outside Air Economizer | 0.2923% | 0 | 29.4841 | Residential_2030_Economic_GWh_Before Competition Groups_Outside Air Economizer
Residential | Res ¦ Home Energy Reports | 2030 | Technical | GWh | Before Competition Groups | 50.9895 | 0 | 0 | 17732.8457 | 0.0028754 | 53 | Residential_2030_Technical_GWh_Before Competition Groups_53 | Home Energy Reports | 0.2875% | 0 | 50.9895 | Residential_2030_Technical_GWh_Before Competition Groups_Home Energy Reports
Residential | Res ¦ High Efficiency Chiller (avg of water and air cooled) | 2030 | Achievable | GWh | Before Competition Groups | 9.2873 | 0 | 0 | 3258.8639 | 0.0028499 | 35 | Residential_2030_Achievable_GWh_Before Competition Groups_35 | High Efficiency Chiller (avg of water and air cooled) | 0.285% | 0 | 9.2873 | Residential_2030_Achievable_GWh_Before Competition Groups_High Efficiency Chiller (avg of water and air cooled)
Residential | Res ¦ Dehumidifier Recycling | 2030 | Technical | GWh | Before Competition Groups | 49.9032 | 0 | 0 | 17732.8457 | 0.0028142 | 54 | Residential_2030_Technical_GWh_Before Competition Groups_54 | Dehumidifier Recycling | 0.2814% | 0 | 49.9032 | Residential_2030_Technical_GWh_Before Competition Groups_Dehumidifier Recycling
Residential | Res ¦ Energy Star Windows | 2030 | Achievable | GWh | Before Competition Groups | 8.7935 | 0 | 0 | 3258.8639 | 0.0026983 | 36 | Residential_2030_Achievable_GWh_Before Competition Groups_36 | Energy Star Windows | 0.2698% | 0 | 8.7935 | Residential_2030_Achievable_GWh_Before Competition Groups_Energy Star Windows
Residential | Res ¦ Duct Insulation MF | 2030 | Economic | GWh | Before Competition Groups | 27.187 | 0 | 0 | 10086.7388 | 0.0026953 | 36 | Residential_2030_Economic_GWh_Before Competition Groups_36 | Duct Insulation MF | 0.2695% | 0 | 27.187 | Residential_2030_Economic_GWh_Before Competition Groups_Duct Insulation MF
Residential | Res ¦ Advanced BAS/Controllers | 2030 | Technical | GWh | Before Competition Groups | 47.0636 | 0 | 0 | 17732.8457 | 0.002654 | 55 | Residential_2030_Technical_GWh_Before Competition Groups_55 | Advanced BAS/Controllers | 0.2654% | 0 | 47.0636 | Residential_2030_Technical_GWh_Before Competition Groups_Advanced BAS/Controllers
Residential | Res ¦ Water Heater Temperature Setback | 2030 | Achievable | GWh | Before Competition Groups | 8.4576 | 0 | 0 | 3258.8639 | 0.0025953 | 37 | Residential_2030_Achievable_GWh_Before Competition Groups_37 | Water Heater Temperature Setback | 0.2595% | 0 | 8.4576 | Residential_2030_Achievable_GWh_Before Competition Groups_Water Heater Temperature Setback
Residential | Res ¦ Duct Insulation | 2030 | Achievable | GWh | Before Competition Groups | 8.3649 | 0 | 0 | 3258.8639 | 0.0025668 | 38 | Residential_2030_Achievable_GWh_Before Competition Groups_38 | Duct Insulation | 0.2567% | 0 | 8.3649 | Residential_2030_Achievable_GWh_Before Competition Groups_Duct Insulation
Residential | Res ¦ LED Exterior Area Lights - LED Fixture (200W) | 2030 | Technical | GWh | Before Competition Groups | 44.6305 | 0 | 0 | 17732.8457 | 0.0025168 | 56 | Residential_2030_Technical_GWh_Before Competition Groups_56 | LED Exterior Area Lights - LED Fixture (200W) | 0.2517% | 0 | 44.6305 | Residential_2030_Technical_GWh_Before Competition Groups_LED Exterior Area Lights - LED Fixture (200W)
Residential | Res ¦ Heat Recovery Ventilator | 2030 | Economic | GWh | Before Competition Groups | 24.6082 | 0 | 0 | 10086.7388 | 0.0024397 | 37 | Residential_2030_Economic_GWh_Before Competition Groups_37 | Heat Recovery Ventilator | 0.244% | 0 | 24.6082 | Residential_2030_Economic_GWh_Before Competition Groups_Heat Recovery Ventilator
Residential | Res ¦ Heat Pump Water Heater | 2030 | Technical | GWh | Before Competition Groups | 42.4038 | 0 | 0 | 17732.8457 | 0.0023913 | 57 | Residential_2030_Technical_GWh_Before Competition Groups_57 | Heat Pump Water Heater | 0.2391% | 0 | 42.4038 | Residential_2030_Technical_GWh_Before Competition Groups_Heat Pump Water Heater
Residential | Res ¦ Demand Control Ventilation | 2030 | Achievable | GWh | Before Competition Groups | 7.7845 | 0 | 0 | 3258.8639 | 0.0023887 | 39 | Residential_2030_Achievable_GWh_Before Competition Groups_39 | Demand Control Ventilation | 0.2389% | 0 | 7.7845 | Residential_2030_Achievable_GWh_Before Competition Groups_Demand Control Ventilation
Residential | Res ¦ Minimize Hot and Warm Clothes Wash | 2030 | Technical | GWh | Before Competition Groups | 40.2706 | 0 | 0 | 17732.8457 | 0.002271 | 58 | Residential_2030_Technical_GWh_Before Competition Groups_58 | Minimize Hot and Warm Clothes Wash | 0.2271% | 0 | 40.2706 | Residential_2030_Technical_GWh_Before Competition Groups_Minimize Hot and Warm Clothes Wash
Residential | Res ¦ Furnace Whistle | 2030 | Technical | GWh | Before Competition Groups | 39.4384 | 0 | 0 | 17732.8457 | 0.002224 | 59 | Residential_2030_Technical_GWh_Before Competition Groups_59 | Furnace Whistle | 0.2224% | 0 | 39.4384 | Residential_2030_Technical_GWh_Before Competition Groups_Furnace Whistle
Residential | Res ¦ Floor Insulation | 2030 | Achievable | GWh | Before Competition Groups | 7.0786 | 0 | 0 | 3258.8639 | 0.0021721 | 40 | Residential_2030_Achievable_GWh_Before Competition Groups_40 | Floor Insulation | 0.2172% | 0 | 7.0786 | Residential_2030_Achievable_GWh_Before Competition Groups_Floor Insulation
Residential | Res ¦ Tankless Water Heater | 2030 | Technical | GWh | Before Competition Groups | 38.3523 | 0 | 0 | 17732.8457 | 0.0021628 | 60 | Residential_2030_Technical_GWh_Before Competition Groups_60 | Tankless Water Heater | 0.2163% | 0 | 38.3523 | Residential_2030_Technical_GWh_Before Competition Groups_Tankless Water Heater
Residential | Res ¦ Demand Control Ventilation | 2030 | Economic | GWh | Before Competition Groups | 21.6443 | 0 | 0 | 10086.7388 | 0.0021458 | 38 | Residential_2030_Economic_GWh_Before Competition Groups_38 | Demand Control Ventilation | 0.2146% | 0 | 21.6443 | Residential_2030_Economic_GWh_Before Competition Groups_Demand Control Ventilation
Residential | Res ¦ Early Hot Water Heater Replacement | 2030 | Technical | GWh | Before Competition Groups | 35.8109 | 0 | 0 | 17732.8457 | 0.0020195 | 61 | Residential_2030_Technical_GWh_Before Competition Groups_61 | Early Hot Water Heater Replacement | 0.2019% | 0 | 35.8109 | Residential_2030_Technical_GWh_Before Competition Groups_Early Hot Water Heater Replacement
Residential | Res ¦ Central Lighting Control System | 2030 | Technical | GWh | Before Competition Groups | 34.5958 | 0 | 0 | 17732.8457 | 0.0019509 | 62 | Residential_2030_Technical_GWh_Before Competition Groups_62 | Central Lighting Control System | 0.1951% | 0 | 34.5958 | Residential_2030_Technical_GWh_Before Competition Groups_Central Lighting Control System
Residential | Res ¦ CO Sensors for parking garage exhaust fans | 2030 | Economic | GWh | Before Competition Groups | 18.6022 | 0 | 0 | 10086.7388 | 0.0018442 | 39 | Residential_2030_Economic_GWh_Before Competition Groups_39 | CO Sensors for parking garage exhaust fans | 0.1844% | 0 | 18.6022 | Residential_2030_Economic_GWh_Before Competition Groups_CO Sensors for parking garage exhaust fans
Residential | Res ¦ Duct Insulation MF | 2030 | Technical | GWh | Before Competition Groups | 32.4203 | 0 | 0 | 17732.8457 | 0.0018283 | 63 | Residential_2030_Technical_GWh_Before Competition Groups_63 | Duct Insulation MF | 0.1828% | 0 | 32.4203 | Residential_2030_Technical_GWh_Before Competition Groups_Duct Insulation MF
Residential | Res ¦ ENERGY STAR LED LAMPS (REFLECTOR LAMPs/MR16/PAR 16) | 2030 | Economic | GWh | Before Competition Groups | 18.1677 | 0 | 0 | 10086.7388 | 0.0018011 | 40 | Residential_2030_Economic_GWh_Before Competition Groups_40 | ENERGY STAR LED LAMPS (REFLECTOR LAMPs/MR16/PAR 16) | 0.1801% | 0 | 18.1677 | Residential_2030_Economic_GWh_Before Competition Groups_ENERGY STAR LED LAMPS (REFLECTOR LAMPs/MR16/PAR 16)
Residential | Res ¦ Tankless Water Heater | 2030 | Economic | GWh | Before Competition Groups | 17.3792 | 0 | 0 | 10086.7388 | 0.001723 | 41 | Residential_2030_Economic_GWh_Before Competition Groups_41 | Tankless Water Heater | 0.1723% | 0 | 17.3792 | Residential_2030_Economic_GWh_Before Competition Groups_Tankless Water Heater
Residential | Res ¦ Variable Frequency Drive (VFD) | 2030 | Economic | GWh | Before Competition Groups | 17.0055 | 0 | 0 | 10086.7388 | 0.0016859 | 42 | Residential_2030_Economic_GWh_Before Competition Groups_42 | Variable Frequency Drive (VFD) | 0.1686% | 0 | 17.0055 | Residential_2030_Economic_GWh_Before Competition Groups_Variable Frequency Drive (VFD)
Residential | Res ¦ Outside Air Economizer | 2030 | Technical | GWh | Before Competition Groups | 29.4841 | 0 | 0 | 17732.8457 | 0.0016627 | 64 | Residential_2030_Technical_GWh_Before Competition Groups_64 | Outside Air Economizer | 0.1663% | 0 | 29.4841 | Residential_2030_Technical_GWh_Before Competition Groups_Outside Air Economizer
Residential | Res ¦ Central Air Conditioner Maintenance | 2030 | Technical | GWh | Before Competition Groups | 29.4816 | 0 | 0 | 17732.8457 | 0.0016625 | 65 | Residential_2030_Technical_GWh_Before Competition Groups_65 | Central Air Conditioner Maintenance | 0.1663% | 0 | 29.4816 | Residential_2030_Technical_GWh_Before Competition Groups_Central Air Conditioner Maintenance
Residential | Res ¦ Energy Star Dehumidifier | 2030 | Technical | GWh | Before Competition Groups | 29.3376 | 0 | 0 | 17732.8457 | 0.0016544 | 66 | Residential_2030_Technical_GWh_Before Competition Groups_66 | Energy Star Dehumidifier | 0.1654% | 0 | 29.3376 | Residential_2030_Technical_GWh_Before Competition Groups_Energy Star Dehumidifier
Residential | Res ¦ LED Tube Re-Lamp | 2030 | Technical | GWh | Before Competition Groups | 27.9218 | 0 | 0 | 17732.8457 | 0.0015746 | 67 | Residential_2030_Technical_GWh_Before Competition Groups_67 | LED Tube Re-Lamp | 0.1575% | 0 | 27.9218 | Residential_2030_Technical_GWh_Before Competition Groups_LED Tube Re-Lamp
Residential | Res ¦ Wall Insulation | 2030 | Achievable | GWh | Before Competition Groups | 5.1283 | 0 | 0 | 3258.8639 | 0.0015736 | 41 | Residential_2030_Achievable_GWh_Before Competition Groups_41 | Wall Insulation | 0.1574% | 0 | 5.1283 | Residential_2030_Achievable_GWh_Before Competition Groups_Wall Insulation
Residential | Res ¦ Condensing Make Up Air Unit | 2030 | Achievable | GWh | Before Competition Groups | 4.9309 | 0 | 0 | 3258.8639 | 0.0015131 | 42 | Residential_2030_Achievable_GWh_Before Competition Groups_42 | Condensing Make Up Air Unit | 0.1513% | 0 | 4.9309 | Residential_2030_Achievable_GWh_Before Competition Groups_Condensing Make Up Air Unit
Residential | Res ¦ LED Tube Re-Lamp | 2030 | Economic | GWh | Before Competition Groups | 15.1827 | 0 | 0 | 10086.7388 | 0.0015052 | 43 | Residential_2030_Economic_GWh_Before Competition Groups_43 | LED Tube Re-Lamp | 0.1505% | 0 | 15.1827 | Residential_2030_Economic_GWh_Before Competition Groups_LED Tube Re-Lamp
Residential | Res ¦ Energy Star Freezer | 2030 | Achievable | GWh | Before Competition Groups | 4.8968 | 0 | 0 | 3258.8639 | 0.0015026 | 43 | Residential_2030_Achievable_GWh_Before Competition Groups_43 | Energy Star Freezer | 0.1503% | 0 | 4.8968 | Residential_2030_Achievable_GWh_Before Competition Groups_Energy Star Freezer
Residential | Res ¦ Home Energy Reports | 2030 | Achievable | GWh | Before Competition Groups | 4.8536 | 0 | 0 | 3258.8639 | 0.0014894 | 44 | Residential_2030_Achievable_GWh_Before Competition Groups_44 | Home Energy Reports | 0.1489% | 0 | 4.8536 | Residential_2030_Achievable_GWh_Before Competition Groups_Home Energy Reports
Residential | Res ¦ Ceiling Insulation | 2030 | Economic | GWh | Before Competition Groups | 14.8242 | 0 | 0 | 10086.7388 | 0.0014697 | 44 | Residential_2030_Economic_GWh_Before Competition Groups_44 | Ceiling Insulation | 0.147% | 0 | 14.8242 | Residential_2030_Economic_GWh_Before Competition Groups_Ceiling Insulation
Residential | Res ¦ Heat Recovery Ventilator | 2030 | Technical | GWh | Before Competition Groups | 25.4248 | 0 | 0 | 17732.8457 | 0.0014338 | 68 | Residential_2030_Technical_GWh_Before Competition Groups_68 | Heat Recovery Ventilator | 0.1434% | 0 | 25.4248 | Residential_2030_Technical_GWh_Before Competition Groups_Heat Recovery Ventilator
Residential | Res ¦ Tankless Water Heater | 2030 | Achievable | GWh | Before Competition Groups | 4.5031 | 0 | 0 | 3258.8639 | 0.0013818 | 45 | Residential_2030_Achievable_GWh_Before Competition Groups_45 | Tankless Water Heater | 0.1382% | 0 | 4.5031 | Residential_2030_Achievable_GWh_Before Competition Groups_Tankless Water Heater
Residential | Res ¦ Home Energy Reports | 2030 | Economic | GWh | Before Competition Groups | 13.9366 | 0 | 0 | 10086.7388 | 0.0013817 | 45 | Residential_2030_Economic_GWh_Before Competition Groups_45 | Home Energy Reports | 0.1382% | 0 | 13.9366 | Residential_2030_Economic_GWh_Before Competition Groups_Home Energy Reports
Residential | Res ¦ Drain Water Heat Recovery | 2030 | Technical | GWh | Before Competition Groups | 24.0384 | 0 | 0 | 17732.8457 | 0.0013556 | 69 | Residential_2030_Technical_GWh_Before Competition Groups_69 | Drain Water Heat Recovery | 0.1356% | 0 | 24.0384 | Residential_2030_Technical_GWh_Before Competition Groups_Drain Water Heat Recovery
Residential | Res ¦ Water Heater Temperature Setback | 2030 | Economic | GWh | Before Competition Groups | 12.5664 | 0 | 0 | 10086.7388 | 0.0012458 | 46 | Residential_2030_Economic_GWh_Before Competition Groups_46 | Water Heater Temperature Setback | 0.1246% | 0 | 12.5664 | Residential_2030_Economic_GWh_Before Competition Groups_Water Heater Temperature Setback
Residential | Res ¦ Demand Control Ventilation | 2030 | Technical | GWh | Before Competition Groups | 21.6443 | 0 | 0 | 17732.8457 | 0.0012206 | 70 | Residential_2030_Technical_GWh_Before Competition Groups_70 | Demand Control Ventilation | 0.1221% | 0 | 21.6443 | Residential_2030_Technical_GWh_Before Competition Groups_Demand Control Ventilation
Residential | Res ¦ Solar Water Heating System | 2030 | Technical | GWh | Before Competition Groups | 20.9027 | 0 | 0 | 17732.8457 | 0.0011788 | 71 | Residential_2030_Technical_GWh_Before Competition Groups_71 | Solar Water Heating System | 0.1179% | 0 | 20.9027 | Residential_2030_Technical_GWh_Before Competition Groups_Solar Water Heating System
Residential | Res ¦ Condensing Make Up Air Unit | 2030 | Economic | GWh | Before Competition Groups | 11.1815 | 0 | 0 | 10086.7388 | 0.0011085 | 47 | Residential_2030_Economic_GWh_Before Competition Groups_47 | Condensing Make Up Air Unit | 0.1109% | 0 | 11.1815 | Residential_2030_Economic_GWh_Before Competition Groups_Condensing Make Up Air Unit
Residential | Res ¦ VFD on Pumps | 2030 | Achievable | GWh | Before Competition Groups | 3.5193 | 0 | 0 | 3258.8639 | 0.0010799 | 46 | Residential_2030_Achievable_GWh_Before Competition Groups_46 | VFD on Pumps | 0.108% | 0 | 3.5193 | Residential_2030_Achievable_GWh_Before Competition Groups_VFD on Pumps
Residential | Res ¦ High Efficiency Chiller (avg of water and air cooled) | 2030 | Economic | GWh | Before Competition Groups | 10.5886 | 0 | 0 | 10086.7388 | 0.0010498 | 48 | Residential_2030_Economic_GWh_Before Competition Groups_48 | High Efficiency Chiller (avg of water and air cooled) | 0.105% | 0 | 10.5886 | Residential_2030_Economic_GWh_Before Competition Groups_High Efficiency Chiller (avg of water and air cooled)
Residential | Res ¦ CO Sensors for parking garage exhaust fans | 2030 | Technical | GWh | Before Competition Groups | 18.6022 | 0 | 0 | 17732.8457 | 0.001049 | 72 | Residential_2030_Technical_GWh_Before Competition Groups_72 | CO Sensors for parking garage exhaust fans | 0.1049% | 0 | 18.6022 | Residential_2030_Technical_GWh_Before Competition Groups_CO Sensors for parking garage exhaust fans
Residential | Res ¦ High Efficiency Storage Water Heater | 2030 | Technical | GWh | Before Competition Groups | 18.4787 | 0 | 0 | 17732.8457 | 0.0010421 | 73 | Residential_2030_Technical_GWh_Before Competition Groups_73 | High Efficiency Storage Water Heater | 0.1042% | 0 | 18.4787 | Residential_2030_Technical_GWh_Before Competition Groups_High Efficiency Storage Water Heater
Residential | Res ¦ ENERGY STAR LED LAMPS (REFLECTOR LAMPs/MR16/PAR 16) | 2030 | Technical | GWh | Before Competition Groups | 18.1677 | 0 | 0 | 17732.8457 | 0.0010245 | 74 | Residential_2030_Technical_GWh_Before Competition Groups_74 | ENERGY STAR LED LAMPS (REFLECTOR LAMPs/MR16/PAR 16) | 0.1025% | 0 | 18.1677 | Residential_2030_Technical_GWh_Before Competition Groups_ENERGY STAR LED LAMPS (REFLECTOR LAMPs/MR16/PAR 16)
Residential | Res ¦ Energy Star Dishwasher | 2030 | Technical | GWh | Before Competition Groups | 17.4166 | 0 | 0 | 17732.8457 | 0.00098217 | 75 | Residential_2030_Technical_GWh_Before Competition Groups_75 | Energy Star Dishwasher | 0.09822% | 0 | 17.4166 | Residential_2030_Technical_GWh_Before Competition Groups_Energy Star Dishwasher
Residential | Res ¦ Duct Insulation MF | 2030 | Achievable | GWh | Before Competition Groups | 3.1447 | 0 | 0 | 3258.8639 | 0.00096495 | 47 | Residential_2030_Achievable_GWh_Before Competition Groups_47 | Duct Insulation MF | 0.0965% | 0 | 3.1447 | Residential_2030_Achievable_GWh_Before Competition Groups_Duct Insulation MF
Residential | Res ¦ Variable Frequency Drive (VFD) | 2030 | Technical | GWh | Before Competition Groups | 17.0055 | 0 | 0 | 17732.8457 | 0.00095899 | 76 | Residential_2030_Technical_GWh_Before Competition Groups_76 | Variable Frequency Drive (VFD) | 0.0959% | 0 | 17.0055 | Residential_2030_Technical_GWh_Before Competition Groups_Variable Frequency Drive (VFD)
Residential | Res ¦ ENERGY STAR LED Lamps (General Service Lamps) | 2030 | Achievable | GWh | Before Competition Groups | 2.5739 | 0 | 0 | 3258.8639 | 0.00078981 | 48 | Residential_2030_Achievable_GWh_Before Competition Groups_48 | ENERGY STAR LED Lamps (General Service Lamps) | 0.07898% | 0 | 2.5739 | Residential_2030_Achievable_GWh_Before Competition Groups_ENERGY STAR LED Lamps (General Service Lamps)
Residential | Res ¦ Water Heater Temperature Setback | 2030 | Technical | GWh | Before Competition Groups | 12.5664 | 0 | 0 | 17732.8457 | 0.00070865 | 77 | Residential_2030_Technical_GWh_Before Competition Groups_77 | Water Heater Temperature Setback | 0.07087% | 0 | 12.5664 | Residential_2030_Technical_GWh_Before Competition Groups_Water Heater Temperature Setback
Residential | Res ¦ Heat Recovery Ventilator | 2030 | Achievable | GWh | Before Competition Groups | 2.2306 | 0 | 0 | 3258.8639 | 0.00068448 | 49 | Residential_2030_Achievable_GWh_Before Competition Groups_49 | Heat Recovery Ventilator | 0.06845% | 0 | 2.2306 | Residential_2030_Achievable_GWh_Before Competition Groups_Heat Recovery Ventilator
Residential | Res ¦ DHW Recirculation Systems | 2030 | Technical | GWh | Before Competition Groups | 11.3211 | 0 | 0 | 17732.8457 | 0.00063842 | 78 | Residential_2030_Technical_GWh_Before Competition Groups_78 | DHW Recirculation Systems | 0.06384% | 0 | 11.3211 | Residential_2030_Technical_GWh_Before Competition Groups_DHW Recirculation Systems
Residential | Res ¦ Condensing Make Up Air Unit | 2030 | Technical | GWh | Before Competition Groups | 11.1815 | 0 | 0 | 17732.8457 | 0.00063055 | 79 | Residential_2030_Technical_GWh_Before Competition Groups_79 | Condensing Make Up Air Unit | 0.06306% | 0 | 11.1815 | Residential_2030_Technical_GWh_Before Competition Groups_Condensing Make Up Air Unit
Residential | Res ¦ High Efficiency Chiller (avg of water and air cooled) | 2030 | Technical | GWh | Before Competition Groups | 10.5886 | 0 | 0 | 17732.8457 | 0.00059712 | 80 | Residential_2030_Technical_GWh_Before Competition Groups_80 | High Efficiency Chiller (avg of water and air cooled) | 0.05971% | 0 | 10.5886 | Residential_2030_Technical_GWh_Before Competition Groups_High Efficiency Chiller (avg of water and air cooled)
Residential | Res ¦ Basement or Crawlspace Insulation | 2030 | Achievable | GWh | Before Competition Groups | 1.8778 | 0 | 0 | 3258.8639 | 0.00057623 | 50 | Residential_2030_Achievable_GWh_Before Competition Groups_50 | Basement or Crawlspace Insulation | 0.05762% | 0 | 1.8778 | Residential_2030_Achievable_GWh_Before Competition Groups_Basement or Crawlspace Insulation
Residential | Res ¦ Air Source Heat Pump Maintenance | 2030 | Technical | GWh | Before Competition Groups | 10.2163 | 0 | 0 | 17732.8457 | 0.00057613 | 81 | Residential_2030_Technical_GWh_Before Competition Groups_81 | Air Source Heat Pump Maintenance | 0.05761% | 0 | 10.2163 | Residential_2030_Technical_GWh_Before Competition Groups_Air Source Heat Pump Maintenance
Residential | Res ¦ ECM MOTORS FOR HVAC APPLICATION (FAN-POWERED VAV BOX) | 2030 | Achievable | GWh | Before Competition Groups | 1.7496 | 0 | 0 | 3258.8639 | 0.00053687 | 51 | Residential_2030_Achievable_GWh_Before Competition Groups_51 | ECM MOTORS FOR HVAC APPLICATION (FAN-POWERED VAV BOX) | 0.05369% | 0 | 1.7496 | Residential_2030_Achievable_GWh_Before Competition Groups_ECM MOTORS FOR HVAC APPLICATION (FAN-POWERED VAV BOX)
Residential | Res ¦ Drain Water Heat Recovery | 2030 | Economic | GWh | Before Competition Groups | 5.3764 | 0 | 0 | 10086.7388 | 0.00053302 | 49 | Residential_2030_Economic_GWh_Before Competition Groups_49 | Drain Water Heat Recovery | 0.0533% | 0 | 5.3764 | Residential_2030_Economic_GWh_Before Competition Groups_Drain Water Heat Recovery
Residential | Res ¦ VFD on Pumps | 2030 | Economic | GWh | Before Competition Groups | 5.2294 | 0 | 0 | 10086.7388 | 0.00051844 | 50 | Residential_2030_Economic_GWh_Before Competition Groups_50 | VFD on Pumps | 0.05184% | 0 | 5.2294 | Residential_2030_Economic_GWh_Before Competition Groups_VFD on Pumps
Residential | Res ¦ Energy Star Freezer | 2030 | Economic | GWh | Before Competition Groups | 5.2123 | 0 | 0 | 10086.7388 | 0.00051675 | 51 | Residential_2030_Economic_GWh_Before Competition Groups_51 | Energy Star Freezer | 0.05168% | 0 | 5.2123 | Residential_2030_Economic_GWh_Before Competition Groups_Energy Star Freezer
Residential | Res ¦ Beverage Vending Machine Controls | 2030 | Achievable | GWh | Before Competition Groups | 1.0454 | 0 | 0 | 3258.8639 | 0.0003208 | 52 | Residential_2030_Achievable_GWh_Before Competition Groups_52 | Beverage Vending Machine Controls | 0.03208% | 0 | 1.0454 | Residential_2030_Achievable_GWh_Before Competition Groups_Beverage Vending Machine Controls
Residential | Res ¦ ENERGY STAR LED Lamps (General Service Lamps) | 2030 | Economic | GWh | Before Competition Groups | 3.1619 | 0 | 0 | 10086.7388 | 0.00031347 | 52 | Residential_2030_Economic_GWh_Before Competition Groups_52 | ENERGY STAR LED Lamps (General Service Lamps) | 0.03135% | 0 | 3.1619 | Residential_2030_Economic_GWh_Before Competition Groups_ENERGY STAR LED Lamps (General Service Lamps)
Residential | Res ¦ ECM MOTORS FOR HVAC APPLICATION (FAN-POWERED VAV BOX) | 2030 | Economic | GWh | Before Competition Groups | 3.01 | 0 | 0 | 10086.7388 | 0.00029841 | 53 | Residential_2030_Economic_GWh_Before Competition Groups_53 | ECM MOTORS FOR HVAC APPLICATION (FAN-POWERED VAV BOX) | 0.02984% | 0 | 3.01 | Residential_2030_Economic_GWh_Before Competition Groups_ECM MOTORS FOR HVAC APPLICATION (FAN-POWERED VAV BOX)
Residential | Res ¦ VFD on Pumps | 2030 | Technical | GWh | Before Competition Groups | 5.2294 | 0 | 0 | 17732.8457 | 0.0002949 | 82 | Residential_2030_Technical_GWh_Before Competition Groups_82 | VFD on Pumps | 0.02949% | 0 | 5.2294 | Residential_2030_Technical_GWh_Before Competition Groups_VFD on Pumps
Residential | Res ¦ Drain Water Heat Recovery | 2030 | Achievable | GWh | Before Competition Groups | 0.79266 | 0 | 0 | 3258.8639 | 0.00024323 | 53 | Residential_2030_Achievable_GWh_Before Competition Groups_53 | Drain Water Heat Recovery | 0.02432% | 0 | 0.79266 | Residential_2030_Achievable_GWh_Before Competition Groups_Drain Water Heat Recovery
Residential | Res ¦ Beverage Vending Machine Controls | 2030 | Economic | GWh | Before Competition Groups | 2.1043 | 0 | 0 | 10086.7388 | 0.00020862 | 54 | Residential_2030_Economic_GWh_Before Competition Groups_54 | Beverage Vending Machine Controls | 0.02086% | 0 | 2.1043 | Residential_2030_Economic_GWh_Before Competition Groups_Beverage Vending Machine Controls
Residential | Res ¦ ENERGY STAR LED Lamps (General Service Lamps) | 2030 | Technical | GWh | Before Competition Groups | 3.1619 | 0 | 0 | 17732.8457 | 0.00017831 | 83 | Residential_2030_Technical_GWh_Before Competition Groups_83 | ENERGY STAR LED Lamps (General Service Lamps) | 0.01783% | 0 | 3.1619 | Residential_2030_Technical_GWh_Before Competition Groups_ENERGY STAR LED Lamps (General Service Lamps)
Residential | Res ¦ ECM MOTORS FOR HVAC APPLICATION (FAN-POWERED VAV BOX) | 2030 | Technical | GWh | Before Competition Groups | 3.01 | 0 | 0 | 17732.8457 | 0.00016974 | 84 | Residential_2030_Technical_GWh_Before Competition Groups_84 | ECM MOTORS FOR HVAC APPLICATION (FAN-POWERED VAV BOX) | 0.01697% | 0 | 3.01 | Residential_2030_Technical_GWh_Before Competition Groups_ECM MOTORS FOR HVAC APPLICATION (FAN-POWERED VAV BOX)
Residential | Res ¦ HVAC Optimization | 2030 | Technical | GWh | Before Competition Groups | 2.6854 | 0 | 0 | 17732.8457 | 0.00015144 | 85 | Residential_2030_Technical_GWh_Before Competition Groups_85 | HVAC Optimization | 0.01514% | 0 | 2.6854 | Residential_2030_Technical_GWh_Before Competition Groups_HVAC Optimization
Residential | Res ¦ Beverage Vending Machine Controls | 2030 | Technical | GWh | Before Competition Groups | 2.1043 | 0 | 0 | 17732.8457 | 0.00011867 | 86 | Residential_2030_Technical_GWh_Before Competition Groups_86 | Beverage Vending Machine Controls | 0.01187% | 0 | 2.1043 | Residential_2030_Technical_GWh_Before Competition Groups_Beverage Vending Machine Controls
Residential | Res ¦ Ceiling Insulation | 2030 | Achievable | GWh | Before Competition Groups | 0.32612 | 0 | 0 | 3258.8639 | 0.00010007 | 54 | Residential_2030_Achievable_GWh_Before Competition Groups_54 | Ceiling Insulation | 0.01001% | 0 | 0.32612 | Residential_2030_Achievable_GWh_Before Competition Groups_Ceiling Insulation
Residential | Res ¦ Chilled Water Optimization | 2030 | Achievable | GWh | Before Competition Groups | 0.12525 | 0 | 0 | 3258.8639 | 3.8433e-05 | 55 | Residential_2030_Achievable_GWh_Before Competition Groups_55 | Chilled Water Optimization | 0.003843% | 0 | 0.12525 | Residential_2030_Achievable_GWh_Before Competition Groups_Chilled Water Optimization
Residential | Res ¦ Wall Insulation MF | 2030 | Technical | GWh | Before Competition Groups | 0.63622 | 0 | 0 | 17732.8457 | 3.5878e-05 | 87 | Residential_2030_Technical_GWh_Before Competition Groups_87 | Wall Insulation MF | 0.003588% | 0 | 0.63622 | Residential_2030_Technical_GWh_Before Competition Groups_Wall Insulation MF
Residential | Res ¦ LED High Bay Fixture | 2030 | Economic | GWh | Before Competition Groups | 0.27705 | 0 | 0 | 10086.7388 | 2.7467e-05 | 55 | Residential_2030_Economic_GWh_Before Competition Groups_55 | LED High Bay Fixture | 0.002747% | 0 | 0.27705 | Residential_2030_Economic_GWh_Before Competition Groups_LED High Bay Fixture
Residential | Res ¦ Chilled Water Optimization | 2030 | Economic | GWh | Before Competition Groups | 0.27298 | 0 | 0 | 10086.7388 | 2.7063e-05 | 56 | Residential_2030_Economic_GWh_Before Competition Groups_56 | Chilled Water Optimization | 0.002706% | 0 | 0.27298 | Residential_2030_Economic_GWh_Before Competition Groups_Chilled Water Optimization
Residential | Res ¦ LED High Bay Fixture | 2030 | Achievable | GWh | Before Competition Groups | 0.064498 | 0 | 0 | 3258.8639 | 1.9791e-05 | 56 | Residential_2030_Achievable_GWh_Before Competition Groups_56 | LED High Bay Fixture | 0.001979% | 0 | 0.064498 | Residential_2030_Achievable_GWh_Before Competition Groups_LED High Bay Fixture
Residential | Res ¦ LED Recessed Downlights | 2030 | Technical | GWh | Before Competition Groups | 0.32011 | 0 | 0 | 17732.8457 | 1.8052e-05 | 88 | Residential_2030_Technical_GWh_Before Competition Groups_88 | LED Recessed Downlights | 0.001805% | 0 | 0.32011 | Residential_2030_Technical_GWh_Before Competition Groups_LED Recessed Downlights
Residential | Res ¦ LED High Bay Fixture | 2030 | Technical | GWh | Before Competition Groups | 0.27705 | 0 | 0 | 17732.8457 | 1.5623e-05 | 89 | Residential_2030_Technical_GWh_Before Competition Groups_89 | LED High Bay Fixture | 0.001562% | 0 | 0.27705 | Residential_2030_Technical_GWh_Before Competition Groups_LED High Bay Fixture
Residential | Res ¦ Chilled Water Optimization | 2030 | Technical | GWh | Before Competition Groups | 0.27298 | 0 | 0 | 17732.8457 | 1.5394e-05 | 90 | Residential_2030_Technical_GWh_Before Competition Groups_90 | Chilled Water Optimization | 0.001539% | 0 | 0.27298 | Residential_2030_Technical_GWh_Before Competition Groups_Chilled Water Optimization
Residential | Res ¦ Wall Insulation MF | 2030 | Economic | GWh | Before Competition Groups | 0.052223 | 0 | 0 | 10086.7388 | 5.1774e-06 | 57 | Residential_2030_Economic_GWh_Before Competition Groups_57 | Wall Insulation MF | 0.0005177% | 0 | 0.052223 | Residential_2030_Economic_GWh_Before Competition Groups_Wall Insulation MF
Residential | Res ¦ Solar Water Preheat (Pools/DHW) | 2030 | Technical | GWh | Before Competition Groups | 0.061773 | 0 | 0 | 17732.8457 | 3.4835e-06 | 91 | Residential_2030_Technical_GWh_Before Competition Groups_91 | Solar Water Preheat (Pools/DHW) | 0.0003484% | 0 | 0.061773 | Residential_2030_Technical_GWh_Before Competition Groups_Solar Water Preheat (Pools/DHW)
Residential | Res ¦ Wall Insulation MF | 2030 | Achievable | GWh | Before Competition Groups | 0.0063731 | 0 | 0 | 3258.8639 | 1.9556e-06 | 57 | Residential_2030_Achievable_GWh_Before Competition Groups_57 | Wall Insulation MF | 0.0001956% | 0 | 0.0063731 | Residential_2030_Achievable_GWh_Before Competition Groups_Wall Insulation MF
Residential | Res ¦ Photocell Controls (Outdoor) | 2030 | Technical | GWh | Before Competition Groups | 0.0003431 | 0 | 0 | 17732.8457 | 1.9349e-08 | 92 | Residential_2030_Technical_GWh_Before Competition Groups_92 | Photocell Controls (Outdoor) | 1.935e-06% | 0 | 0.0003431 | Residential_2030_Technical_GWh_Before Competition Groups_Photocell Controls (Outdoor)
Residential | Res ¦ Air Source Heat Pump | 2030 | Achievable | GWh | Before Competition Groups | 0 | 0 | 0 | 3258.8639 | 0 | 58 | Residential_2030_Achievable_GWh_Before Competition Groups_58 | Air Source Heat Pump | 0% | 0 | 0 | Residential_2030_Achievable_GWh_Before Competition Groups_Air Source Heat Pump
Residential | Res ¦ Air Source Heat Pump | 2030 | Economic | GWh | Before Competition Groups | 0 | 0 | 0 | 10086.7388 | 0 | 58 | Residential_2030_Economic_GWh_Before Competition Groups_58 | Air Source Heat Pump | 0% | 0 | 0 | Residential_2030_Economic_GWh_Before Competition Groups_Air Source Heat Pump
Residential | Res ¦ DHW Recirculation Systems | 2030 | Achievable | GWh | Before Competition Groups | 0 | 0 | 0 | 3258.8639 | 0 | 59 | Residential_2030_Achievable_GWh_Before Competition Groups_59 | DHW Recirculation Systems | 0% | 0 | 0 | Residential_2030_Achievable_GWh_Before Competition Groups_DHW Recirculation Systems
Residential | Res ¦ DHW Recirculation Systems | 2030 | Economic | GWh | Before Competition Groups | 0 | 0 | 0 | 10086.7388 | 0 | 59 | Residential_2030_Economic_GWh_Before Competition Groups_59 | DHW Recirculation Systems | 0% | 0 | 0 | Residential_2030_Economic_GWh_Before Competition Groups_DHW Recirculation Systems
Residential | Res ¦ Early Hot Water Heater Replacement | 2030 | Achievable | GWh | Before Competition Groups | 0 | 0 | 0 | 3258.8639 | 0 | 60 | Residential_2030_Achievable_GWh_Before Competition Groups_60 | Early Hot Water Heater Replacement | 0% | 0 | 0 | Residential_2030_Achievable_GWh_Before Competition Groups_Early Hot Water Heater Replacement
Residential | Res ¦ Early Hot Water Heater Replacement | 2030 | Economic | GWh | Before Competition Groups | 0 | 0 | 0 | 10086.7388 | 0 | 60 | Residential_2030_Economic_GWh_Before Competition Groups_60 | Early Hot Water Heater Replacement | 0% | 0 | 0 | Residential_2030_Economic_GWh_Before Competition Groups_Early Hot Water Heater Replacement
Residential | Res ¦ Energy Star Dehumidifier | 2030 | Achievable | GWh | Before Competition Groups | 0 | 0 | 0 | 3258.8639 | 0 | 61 | Residential_2030_Achievable_GWh_Before Competition Groups_61 | Energy Star Dehumidifier | 0% | 0 | 0 | Residential_2030_Achievable_GWh_Before Competition Groups_Energy Star Dehumidifier
Residential | Res ¦ Energy Star Dehumidifier | 2030 | Economic | GWh | Before Competition Groups | 0 | 0 | 0 | 10086.7388 | 0 | 61 | Residential_2030_Economic_GWh_Before Competition Groups_61 | Energy Star Dehumidifier | 0% | 0 | 0 | Residential_2030_Economic_GWh_Before Competition Groups_Energy Star Dehumidifier
Residential | Res ¦ Furnace with ECM | 2030 | Achievable | GWh | Before Competition Groups | 0 | 0 | 0 | 3258.8639 | 0 | 62 | Residential_2030_Achievable_GWh_Before Competition Groups_62 | Furnace with ECM | 0% | 0 | 0 | Residential_2030_Achievable_GWh_Before Competition Groups_Furnace with ECM
Residential | Res ¦ Furnace with ECM | 2030 | Economic | GWh | Before Competition Groups | 0 | 0 | 0 | 10086.7388 | 0 | 62 | Residential_2030_Economic_GWh_Before Competition Groups_62 | Furnace with ECM | 0% | 0 | 0 | Residential_2030_Economic_GWh_Before Competition Groups_Furnace with ECM
Residential | Res ¦ Heat Pump Water Heater | 2030 | Achievable | GWh | Before Competition Groups | 0 | 0 | 0 | 3258.8639 | 0 | 63 | Residential_2030_Achievable_GWh_Before Competition Groups_63 | Heat Pump Water Heater | 0% | 0 | 0 | Residential_2030_Achievable_GWh_Before Competition Groups_Heat Pump Water Heater
Residential | Res ¦ Heat Pump Water Heater | 2030 | Economic | GWh | Before Competition Groups | 0 | 0 | 0 | 10086.7388 | 0 | 63 | Residential_2030_Economic_GWh_Before Competition Groups_63 | Heat Pump Water Heater | 0% | 0 | 0 | Residential_2030_Economic_GWh_Before Competition Groups_Heat Pump Water Heater
Residential | Res ¦ LED Downlight | 2030 | Achievable | GWh | Before Competition Groups | 0 | 0 | 0 | 3258.8639 | 0 | 64 | Residential_2030_Achievable_GWh_Before Competition Groups_64 | LED Downlight | 0% | 0 | 0 | Residential_2030_Achievable_GWh_Before Competition Groups_LED Downlight
Residential | Res ¦ LED Downlight | 2030 | Economic | GWh | Before Competition Groups | 0 | 0 | 0 | 10086.7388 | 0 | 64 | Residential_2030_Economic_GWh_Before Competition Groups_64 | LED Downlight | 0% | 0 | 0 | Residential_2030_Economic_GWh_Before Competition Groups_LED Downlight
Residential | Res ¦ Lighting Motion Sensors, Timers, Dimmers | 2030 | Achievable | GWh | Before Competition Groups | 0 | 0 | 0 | 3258.8639 | 0 | 65 | Residential_2030_Achievable_GWh_Before Competition Groups_65 | Lighting Motion Sensors, Timers, Dimmers | 0% | 0 | 0 | Residential_2030_Achievable_GWh_Before Competition Groups_Lighting Motion Sensors, Timers, Dimmers
Residential | Res ¦ Lighting Motion Sensors, Timers, Dimmers | 2030 | Economic | GWh | Before Competition Groups | 0 | 0 | 0 | 10086.7388 | 0 | 65 | Residential_2030_Economic_GWh_Before Competition Groups_65 | Lighting Motion Sensors, Timers, Dimmers | 0% | 0 | 0 | Residential_2030_Economic_GWh_Before Competition Groups_Lighting Motion Sensors, Timers, Dimmers
Residential | Res ¦ Networked/ Connected - Indoor LED Luminaire | 2030 | Achievable | GWh | Before Competition Groups | 0 | 0 | 0 | 3258.8639 | 0 | 66 | Residential_2030_Achievable_GWh_Before Competition Groups_66 | Networked/ Connected - Indoor LED Luminaire | 0% | 0 | 0 | Residential_2030_Achievable_GWh_Before Competition Groups_Networked/ Connected - Indoor LED Luminaire
Residential | Res ¦ Networked/ Connected - Indoor LED Luminaire | 2030 | Economic | GWh | Before Competition Groups | 0 | 0 | 0 | 10086.7388 | 0 | 66 | Residential_2030_Economic_GWh_Before Competition Groups_66 | Networked/ Connected - Indoor LED Luminaire | 0% | 0 | 0 | Residential_2030_Economic_GWh_Before Competition Groups_Networked/ Connected - Indoor LED Luminaire
Residential | Res ¦ Radiant Barrier | 2030 | Achievable | GWh | Before Competition Groups | 0 | 0 | 0 | 3258.8639 | 0 | 67 | Residential_2030_Achievable_GWh_Before Competition Groups_67 | Radiant Barrier | 0% | 0 | 0 | Residential_2030_Achievable_GWh_Before Competition Groups_Radiant Barrier
Residential | Res ¦ Radiant Barrier | 2030 | Economic | GWh | Before Competition Groups | 0 | 0 | 0 | 10086.7388 | 0 | 67 | Residential_2030_Economic_GWh_Before Competition Groups_67 | Radiant Barrier | 0% | 0 | 0 | Residential_2030_Economic_GWh_Before Competition Groups_Radiant Barrier
Residential | Res ¦ Smart Power Bar | 2030 | Achievable | GWh | Before Competition Groups | 0 | 0 | 0 | 3258.8639 | 0 | 68 | Residential_2030_Achievable_GWh_Before Competition Groups_68 | Smart Power Bar | 0% | 0 | 0 | Residential_2030_Achievable_GWh_Before Competition Groups_Smart Power Bar
Residential | Res ¦ Smart Power Bar | 2030 | Economic | GWh | Before Competition Groups | 0 | 0 | 0 | 10086.7388 | 0 | 68 | Residential_2030_Economic_GWh_Before Competition Groups_68 | Smart Power Bar | 0% | 0 | 0 | Residential_2030_Economic_GWh_Before Competition Groups_Smart Power Bar
Residential | Res ¦ Variable Refrigerant Flow Heat Pump | 2030 | Achievable | GWh | Before Competition Groups | 0 | 0 | 0 | 3258.8639 | 0 | 69 | Residential_2030_Achievable_GWh_Before Competition Groups_69 | Variable Refrigerant Flow Heat Pump | 0% | 0 | 0 | Residential_2030_Achievable_GWh_Before Competition Groups_Variable Refrigerant Flow Heat Pump
Residential | Res ¦ Variable Refrigerant Flow Heat Pump | 2030 | Economic | GWh | Before Competition Groups | 0 | 0 | 0 | 10086.7388 | 0 | 69 | Residential_2030_Economic_GWh_Before Competition Groups_69 | Variable Refrigerant Flow Heat Pump | 0% | 0 | 0 | Residential_2030_Economic_GWh_Before Competition Groups_Variable Refrigerant Flow Heat Pump
Residential | Res ¦ Smart Power Bar | 2031 | Economic | GWh | Before Competition Groups | 1518.5387 | 0 | 0 | 12032.8756 | 0.1262 | 1 | Residential_2031_Economic_GWh_Before Competition Groups_1 | Smart Power Bar | 12.62% | 0 | 1518.5387 | Residential_2031_Economic_GWh_Before Competition Groups_Smart Power Bar
Residential | Res ¦ Energy Star A Line, PAR, MR Lamps | 2031 | Economic | GWh | Before Competition Groups | 1486.4495 | 0 | 0 | 12032.8756 | 0.12353 | 2 | Residential_2031_Economic_GWh_Before Competition Groups_2 | Energy Star A Line, PAR, MR Lamps | 12.35% | 0 | 1486.4495 | Residential_2031_Economic_GWh_Before Competition Groups_Energy Star A Line, PAR, MR Lamps
Residential | Res ¦ Energy Star LED Bulbs General Purpose LEDs | 2031 | Economic | GWh | Before Competition Groups | 1322.8165 | 0 | 0 | 12032.8756 | 0.10993 | 3 | Residential_2031_Economic_GWh_Before Competition Groups_3 | Energy Star LED Bulbs General Purpose LEDs | 10.99% | 0 | 1322.8165 | Residential_2031_Economic_GWh_Before Competition Groups_Energy Star LED Bulbs General Purpose LEDs
Residential | Res ¦ Energy Star LED Specialty Bulbs | 2031 | Economic | GWh | Before Competition Groups | 1161.9159 | 0 | 0 | 12032.8756 | 0.096562 | 4 | Residential_2031_Economic_GWh_Before Competition Groups_4 | Energy Star LED Specialty Bulbs | 9.656% | 0 | 1161.9159 | Residential_2031_Economic_GWh_Before Competition Groups_Energy Star LED Specialty Bulbs
Residential | Res ¦ Energy Star Clothes Washer | 2031 | Achievable | GWh | Before Competition Groups | 375.9032 | 0 | 0 | 3899.8468 | 0.096389 | 1 | Residential_2031_Achievable_GWh_Before Competition Groups_1 | Energy Star Clothes Washer | 9.639% | 0 | 375.9032 | Residential_2031_Achievable_GWh_Before Competition Groups_Energy Star Clothes Washer
Residential | Res ¦ Smart Power Bar | 2031 | Technical | GWh | Before Competition Groups | 1518.5387 | 0 | 0 | 18398.0722 | 0.082538 | 1 | Residential_2031_Technical_GWh_Before Competition Groups_1 | Smart Power Bar | 8.254% | 0 | 1518.5387 | Residential_2031_Technical_GWh_Before Competition Groups_Smart Power Bar
Residential | Res ¦ Energy Star A Line, PAR, MR Lamps | 2031 | Technical | GWh | Before Competition Groups | 1486.4495 | 0 | 0 | 18398.0722 | 0.080794 | 2 | Residential_2031_Technical_GWh_Before Competition Groups_2 | Energy Star A Line, PAR, MR Lamps | 8.079% | 0 | 1486.4495 | Residential_2031_Technical_GWh_Before Competition Groups_Energy Star A Line, PAR, MR Lamps
Residential | Res ¦ Variable Speed Pool Pump Motor | 2031 | Achievable | GWh | Before Competition Groups | 307.1748 | 0 | 0 | 3899.8468 | 0.078766 | 2 | Residential_2031_Achievable_GWh_Before Competition Groups_2 | Variable Speed Pool Pump Motor | 7.877% | 0 | 307.1748 | Residential_2031_Achievable_GWh_Before Competition Groups_Variable Speed Pool Pump Motor
Residential | Res ¦ Energy Star LED Bulbs General Purpose LEDs | 2031 | Achievable | GWh | Before Competition Groups | 289.3783 | 0 | 0 | 3899.8468 | 0.074202 | 3 | Residential_2031_Achievable_GWh_Before Competition Groups_3 | Energy Star LED Bulbs General Purpose LEDs | 7.42% | 0 | 289.3783 | Residential_2031_Achievable_GWh_Before Competition Groups_Energy Star LED Bulbs General Purpose LEDs
Residential | Res ¦ Energy Star LED Bulbs General Purpose LEDs | 2031 | Technical | GWh | Before Competition Groups | 1322.8165 | 0 | 0 | 18398.0722 | 0.0719 | 3 | Residential_2031_Technical_GWh_Before Competition Groups_3 | Energy Star LED Bulbs General Purpose LEDs | 7.19% | 0 | 1322.8165 | Residential_2031_Technical_GWh_Before Competition Groups_Energy Star LED Bulbs General Purpose LEDs
Residential | Res ¦ Car Block Heater Timer | 2031 | Achievable | GWh | Before Competition Groups | 256.5249 | 0 | 0 | 3899.8468 | 0.065778 | 4 | Residential_2031_Achievable_GWh_Before Competition Groups_4 | Car Block Heater Timer | 6.578% | 0 | 256.5249 | Residential_2031_Achievable_GWh_Before Competition Groups_Car Block Heater Timer
Residential | Res ¦ Energy Star LED Specialty Bulbs | 2031 | Achievable | GWh | Before Competition Groups | 256.4334 | 0 | 0 | 3899.8468 | 0.065755 | 5 | Residential_2031_Achievable_GWh_Before Competition Groups_5 | Energy Star LED Specialty Bulbs | 6.575% | 0 | 256.4334 | Residential_2031_Achievable_GWh_Before Competition Groups_Energy Star LED Specialty Bulbs
Residential | Res ¦ Energy Star LED Specialty Bulbs | 2031 | Technical | GWh | Before Competition Groups | 1161.9159 | 0 | 0 | 18398.0722 | 0.063154 | 4 | Residential_2031_Technical_GWh_Before Competition Groups_4 | Energy Star LED Specialty Bulbs | 6.315% | 0 | 1161.9159 | Residential_2031_Technical_GWh_Before Competition Groups_Energy Star LED Specialty Bulbs
Residential | Res ¦ Building Recommissioning, Operations and Maintenance (O&M) Improvements | 2031 | Achievable | GWh | Before Competition Groups | 241.2445 | 0 | 0 | 3899.8468 | 0.06186 | 6 | Residential_2031_Achievable_GWh_Before Competition Groups_6 | Building Recommissioning, Operations and Maintenance (O&M) Improvements | 6.186% | 0 | 241.2445 | Residential_2031_Achievable_GWh_Before Competition Groups_Building Recommissioning, Operations and Maintenance (O&M) Improvements
Residential | Res ¦ Ductless Mini-Split Heat Pump | 2031 | Achievable | GWh | Before Competition Groups | 226.651 | 0 | 0 | 3899.8468 | 0.058118 | 7 | Residential_2031_Achievable_GWh_Before Competition Groups_7 | Ductless Mini-Split Heat Pump | 5.812% | 0 | 226.651 | Residential_2031_Achievable_GWh_Before Competition Groups_Ductless Mini-Split Heat Pump
Residential | Res ¦ Adaptive Thermostat | 2031 | Economic | GWh | Before Competition Groups | 696.3676 | 0 | 0 | 12032.8756 | 0.057872 | 5 | Residential_2031_Economic_GWh_Before Competition Groups_5 | Adaptive Thermostat | 5.787% | 0 | 696.3676 | Residential_2031_Economic_GWh_Before Competition Groups_Adaptive Thermostat
Residential | Res ¦ Networked/ Connected - Indoor LED Lamp | 2031 | Technical | GWh | Before Competition Groups | 897.5681 | 0 | 0 | 18398.0722 | 0.048786 | 5 | Residential_2031_Technical_GWh_Before Competition Groups_5 | Networked/ Connected - Indoor LED Lamp | 4.879% | 0 | 897.5681 | Residential_2031_Technical_GWh_Before Competition Groups_Networked/ Connected - Indoor LED Lamp
Residential | Res ¦ Air Sealing | 2031 | Economic | GWh | Before Competition Groups | 538.1384 | 0 | 0 | 12032.8756 | 0.044722 | 6 | Residential_2031_Economic_GWh_Before Competition Groups_6 | Air Sealing | 4.472% | 0 | 538.1384 | Residential_2031_Economic_GWh_Before Competition Groups_Air Sealing
Residential | Res ¦ Energy Star A Line, PAR, MR Lamps | 2031 | Achievable | GWh | Before Competition Groups | 171.8428 | 0 | 0 | 3899.8468 | 0.044064 | 8 | Residential_2031_Achievable_GWh_Before Competition Groups_8 | Energy Star A Line, PAR, MR Lamps | 4.406% | 0 | 171.8428 | Residential_2031_Achievable_GWh_Before Competition Groups_Energy Star A Line, PAR, MR Lamps
Residential | Res ¦ Energy Star Clothes Washer | 2031 | Economic | GWh | Before Competition Groups | 517.0344 | 0 | 0 | 12032.8756 | 0.042968 | 7 | Residential_2031_Economic_GWh_Before Competition Groups_7 | Energy Star Clothes Washer | 4.297% | 0 | 517.0344 | Residential_2031_Economic_GWh_Before Competition Groups_Energy Star Clothes Washer
Residential | Res ¦ Ductless Mini-Split Heat Pump | 2031 | Economic | GWh | Before Competition Groups | 473.9874 | 0 | 0 | 12032.8756 | 0.039391 | 8 | Residential_2031_Economic_GWh_Before Competition Groups_8 | Ductless Mini-Split Heat Pump | 3.939% | 0 | 473.9874 | Residential_2031_Economic_GWh_Before Competition Groups_Ductless Mini-Split Heat Pump
Residential | Res ¦ Adaptive Thermostat | 2031 | Technical | GWh | Before Competition Groups | 696.3676 | 0 | 0 | 18398.0722 | 0.03785 | 6 | Residential_2031_Technical_GWh_Before Competition Groups_6 | Adaptive Thermostat | 3.785% | 0 | 696.3676 | Residential_2031_Technical_GWh_Before Competition Groups_Adaptive Thermostat
Residential | Res ¦ Adaptive Thermostat | 2031 | Achievable | GWh | Before Competition Groups | 147.2998 | 0 | 0 | 3899.8468 | 0.037771 | 9 | Residential_2031_Achievable_GWh_Before Competition Groups_9 | Adaptive Thermostat | 3.777% | 0 | 147.2998 | Residential_2031_Achievable_GWh_Before Competition Groups_Adaptive Thermostat
Residential | Res ¦ Smart Power Bar | 2031 | Achievable | GWh | Before Competition Groups | 140.4265 | 0 | 0 | 3899.8468 | 0.036008 | 10 | Residential_2031_Achievable_GWh_Before Competition Groups_10 | Smart Power Bar | 3.601% | 0 | 140.4265 | Residential_2031_Achievable_GWh_Before Competition Groups_Smart Power Bar
Residential | Res ¦ Energy Star Torchiere | 2031 | Achievable | GWh | Before Competition Groups | 134.155 | 0 | 0 | 3899.8468 | 0.0344 | 11 | Residential_2031_Achievable_GWh_Before Competition Groups_11 | Energy Star Torchiere | 3.44% | 0 | 134.155 | Residential_2031_Achievable_GWh_Before Competition Groups_Energy Star Torchiere
Residential | Res ¦ Variable Speed Pool Pump Motor | 2031 | Economic | GWh | Before Competition Groups | 403.7821 | 0 | 0 | 12032.8756 | 0.033557 | 9 | Residential_2031_Economic_GWh_Before Competition Groups_9 | Variable Speed Pool Pump Motor | 3.356% | 0 | 403.7821 | Residential_2031_Economic_GWh_Before Competition Groups_Variable Speed Pool Pump Motor
Residential | Res ¦ Energy Star Refrigerator | 2031 | Technical | GWh | Before Competition Groups | 616.2014 | 0 | 0 | 18398.0722 | 0.033493 | 7 | Residential_2031_Technical_GWh_Before Competition Groups_7 | Energy Star Refrigerator | 3.349% | 0 | 616.2014 | Residential_2031_Technical_GWh_Before Competition Groups_Energy Star Refrigerator
Residential | Res ¦ Comprehensive Draft Proofing | 2031 | Achievable | GWh | Before Competition Groups | 121.1539 | 0 | 0 | 3899.8468 | 0.031066 | 12 | Residential_2031_Achievable_GWh_Before Competition Groups_12 | Comprehensive Draft Proofing | 3.107% | 0 | 121.1539 | Residential_2031_Achievable_GWh_Before Competition Groups_Comprehensive Draft Proofing
Residential | Res ¦ Car Block Heater Timer | 2031 | Economic | GWh | Before Competition Groups | 364.2799 | 0 | 0 | 12032.8756 | 0.030274 | 10 | Residential_2031_Economic_GWh_Before Competition Groups_10 | Car Block Heater Timer | 3.027% | 0 | 364.2799 | Residential_2031_Economic_GWh_Before Competition Groups_Car Block Heater Timer
Residential | Res ¦ Air Sealing | 2031 | Technical | GWh | Before Competition Groups | 538.1384 | 0 | 0 | 18398.0722 | 0.02925 | 8 | Residential_2031_Technical_GWh_Before Competition Groups_8 | Air Sealing | 2.925% | 0 | 538.1384 | Residential_2031_Technical_GWh_Before Competition Groups_Air Sealing
Residential | Res ¦ Smart Burners | 2031 | Technical | GWh | Before Competition Groups | 527.5504 | 0 | 0 | 18398.0722 | 0.028674 | 9 | Residential_2031_Technical_GWh_Before Competition Groups_9 | Smart Burners | 2.867% | 0 | 527.5504 | Residential_2031_Technical_GWh_Before Competition Groups_Smart Burners
Residential | Res ¦ Energy Star Clothes Washer | 2031 | Technical | GWh | Before Competition Groups | 517.0344 | 0 | 0 | 18398.0722 | 0.028103 | 10 | Residential_2031_Technical_GWh_Before Competition Groups_10 | Energy Star Clothes Washer | 2.81% | 0 | 517.0344 | Residential_2031_Technical_GWh_Before Competition Groups_Energy Star Clothes Washer
Residential | Res ¦ Smart Burners | 2031 | Economic | GWh | Before Competition Groups | 331.2186 | 0 | 0 | 12032.8756 | 0.027526 | 11 | Residential_2031_Economic_GWh_Before Competition Groups_11 | Smart Burners | 2.753% | 0 | 331.2186 | Residential_2031_Economic_GWh_Before Competition Groups_Smart Burners
Residential | Res ¦ Energy Star Light Fixture | 2031 | Achievable | GWh | Before Competition Groups | 105.5644 | 0 | 0 | 3899.8468 | 0.027069 | 13 | Residential_2031_Achievable_GWh_Before Competition Groups_13 | Energy Star Light Fixture | 2.707% | 0 | 105.5644 | Residential_2031_Achievable_GWh_Before Competition Groups_Energy Star Light Fixture
Residential | Res ¦ Building Recommissioning, Operations and Maintenance (O&M) Improvements | 2031 | Economic | GWh | Before Competition Groups | 317.0954 | 0 | 0 | 12032.8756 | 0.026352 | 12 | Residential_2031_Economic_GWh_Before Competition Groups_12 | Building Recommissioning, Operations and Maintenance (O&M) Improvements | 2.635% | 0 | 317.0954 | Residential_2031_Economic_GWh_Before Competition Groups_Building Recommissioning, Operations and Maintenance (O&M) Improvements
Residential | Res ¦ Heavy Duty Outdoor/Holiday Plug-in Timers | 2031 | Achievable | GWh | Before Competition Groups | 102.0304 | 0 | 0 | 3899.8468 | 0.026163 | 14 | Residential_2031_Achievable_GWh_Before Competition Groups_14 | Heavy Duty Outdoor/Holiday Plug-in Timers | 2.616% | 0 | 102.0304 | Residential_2031_Achievable_GWh_Before Competition Groups_Heavy Duty Outdoor/Holiday Plug-in Timers
Residential | Res ¦ Ductless Mini-Split Heat Pump | 2031 | Technical | GWh | Before Competition Groups | 473.9874 | 0 | 0 | 18398.0722 | 0.025763 | 11 | Residential_2031_Technical_GWh_Before Competition Groups_11 | Ductless Mini-Split Heat Pump | 2.576% | 0 | 473.9874 | Residential_2031_Technical_GWh_Before Competition Groups_Ductless Mini-Split Heat Pump
Residential | Res ¦ Energy Star Ground Source Heat Pump | 2031 | Technical | GWh | Before Competition Groups | 465.8325 | 0 | 0 | 18398.0722 | 0.02532 | 12 | Residential_2031_Technical_GWh_Before Competition Groups_12 | Energy Star Ground Source Heat Pump | 2.532% | 0 | 465.8325 | Residential_2031_Technical_GWh_Before Competition Groups_Energy Star Ground Source Heat Pump
Residential | Res ¦ Energy Star Central Air Conditioner | 2031 | Technical | GWh | Before Competition Groups | 436.62 | 0 | 0 | 18398.0722 | 0.023732 | 13 | Residential_2031_Technical_GWh_Before Competition Groups_13 | Energy Star Central Air Conditioner | 2.373% | 0 | 436.62 | Residential_2031_Technical_GWh_Before Competition Groups_Energy Star Central Air Conditioner
Residential | Res ¦ Heat Pump Clothes Dryer | 2031 | Technical | GWh | Before Competition Groups | 432.0705 | 0 | 0 | 18398.0722 | 0.023485 | 14 | Residential_2031_Technical_GWh_Before Competition Groups_14 | Heat Pump Clothes Dryer | 2.348% | 0 | 432.0705 | Residential_2031_Technical_GWh_Before Competition Groups_Heat Pump Clothes Dryer
Residential | Res ¦ Basement Wall Insulation | 2031 | Economic | GWh | Before Competition Groups | 281.8603 | 0 | 0 | 12032.8756 | 0.023424 | 13 | Residential_2031_Economic_GWh_Before Competition Groups_13 | Basement Wall Insulation | 2.342% | 0 | 281.8603 | Residential_2031_Economic_GWh_Before Competition Groups_Basement Wall Insulation
Residential | Res ¦ Energy Star Torchiere | 2031 | Economic | GWh | Before Competition Groups | 269.7858 | 0 | 0 | 12032.8756 | 0.022421 | 14 | Residential_2031_Economic_GWh_Before Competition Groups_14 | Energy Star Torchiere | 2.242% | 0 | 269.7858 | Residential_2031_Economic_GWh_Before Competition Groups_Energy Star Torchiere
Residential | Res ¦ Variable Speed Pool Pump Motor | 2031 | Technical | GWh | Before Competition Groups | 403.7821 | 0 | 0 | 18398.0722 | 0.021947 | 15 | Residential_2031_Technical_GWh_Before Competition Groups_15 | Variable Speed Pool Pump Motor | 2.195% | 0 | 403.7821 | Residential_2031_Technical_GWh_Before Competition Groups_Variable Speed Pool Pump Motor
Residential | Res ¦ Energy Star Air Source Heat Pump | 2031 | Economic | GWh | Before Competition Groups | 263.3133 | 0 | 0 | 12032.8756 | 0.021883 | 15 | Residential_2031_Economic_GWh_Before Competition Groups_15 | Energy Star Air Source Heat Pump | 2.188% | 0 | 263.3133 | Residential_2031_Economic_GWh_Before Competition Groups_Energy Star Air Source Heat Pump
Residential | Res ¦ LED Parking Lot Fixture | 2031 | Achievable | GWh | Before Competition Groups | 83.739 | 0 | 0 | 3899.8468 | 0.021472 | 15 | Residential_2031_Achievable_GWh_Before Competition Groups_15 | LED Parking Lot Fixture | 2.147% | 0 | 83.739 | Residential_2031_Achievable_GWh_Before Competition Groups_LED Parking Lot Fixture
Residential | Res ¦ Occupancy Sensors MF | 2031 | Achievable | GWh | Before Competition Groups | 82.9356 | 0 | 0 | 3899.8468 | 0.021266 | 16 | Residential_2031_Achievable_GWh_Before Competition Groups_16 | Occupancy Sensors MF | 2.127% | 0 | 82.9356 | Residential_2031_Achievable_GWh_Before Competition Groups_Occupancy Sensors MF
Residential | Res ¦ Smart Burners | 2031 | Achievable | GWh | Before Competition Groups | 81.8183 | 0 | 0 | 3899.8468 | 0.02098 | 17 | Residential_2031_Achievable_GWh_Before Competition Groups_17 | Smart Burners | 2.098% | 0 | 81.8183 | Residential_2031_Achievable_GWh_Before Competition Groups_Smart Burners
Residential | Res ¦ Air Sealing | 2031 | Achievable | GWh | Before Competition Groups | 78.3951 | 0 | 0 | 3899.8468 | 0.020102 | 18 | Residential_2031_Achievable_GWh_Before Competition Groups_18 | Air Sealing | 2.01% | 0 | 78.3951 | Residential_2031_Achievable_GWh_Before Competition Groups_Air Sealing
Residential | Res ¦ Energy Star Light Fixture | 2031 | Technical | GWh | Before Competition Groups | 366.0149 | 0 | 0 | 18398.0722 | 0.019894 | 16 | Residential_2031_Technical_GWh_Before Competition Groups_16 | Energy Star Light Fixture | 1.989% | 0 | 366.0149 | Residential_2031_Technical_GWh_Before Competition Groups_Energy Star Light Fixture
Residential | Res ¦ Car Block Heater Timer | 2031 | Technical | GWh | Before Competition Groups | 364.2799 | 0 | 0 | 18398.0722 | 0.0198 | 17 | Residential_2031_Technical_GWh_Before Competition Groups_17 | Car Block Heater Timer | 1.98% | 0 | 364.2799 | Residential_2031_Technical_GWh_Before Competition Groups_Car Block Heater Timer
Residential | Res ¦ Energy Star Light Fixture | 2031 | Economic | GWh | Before Competition Groups | 220.785 | 0 | 0 | 12032.8756 | 0.018348 | 16 | Residential_2031_Economic_GWh_Before Competition Groups_16 | Energy Star Light Fixture | 1.835% | 0 | 220.785 | Residential_2031_Economic_GWh_Before Competition Groups_Energy Star Light Fixture
Residential | Res ¦ Attic Insulation | 2031 | Economic | GWh | Before Competition Groups | 217.5621 | 0 | 0 | 12032.8756 | 0.018081 | 17 | Residential_2031_Economic_GWh_Before Competition Groups_17 | Attic Insulation | 1.808% | 0 | 217.5621 | Residential_2031_Economic_GWh_Before Competition Groups_Attic Insulation
Residential | Res ¦ Induction Cooking Stove Top | 2031 | Technical | GWh | Before Competition Groups | 324.971 | 0 | 0 | 18398.0722 | 0.017663 | 18 | Residential_2031_Technical_GWh_Before Competition Groups_18 | Induction Cooking Stove Top | 1.766% | 0 | 324.971 | Residential_2031_Technical_GWh_Before Competition Groups_Induction Cooking Stove Top
Residential | Res ¦ Passive Attic Ventilation | 2031 | Technical | GWh | Before Competition Groups | 322.6367 | 0 | 0 | 18398.0722 | 0.017536 | 19 | Residential_2031_Technical_GWh_Before Competition Groups_19 | Passive Attic Ventilation | 1.754% | 0 | 322.6367 | Residential_2031_Technical_GWh_Before Competition Groups_Passive Attic Ventilation
Residential | Res ¦ Building Recommissioning, Operations and Maintenance (O&M) Improvements | 2031 | Technical | GWh | Before Competition Groups | 317.0954 | 0 | 0 | 18398.0722 | 0.017235 | 20 | Residential_2031_Technical_GWh_Before Competition Groups_20 | Building Recommissioning, Operations and Maintenance (O&M) Improvements | 1.724% | 0 | 317.0954 | Residential_2031_Technical_GWh_Before Competition Groups_Building Recommissioning, Operations and Maintenance (O&M) Improvements
Residential | Res ¦ Refrigerator Recycling | 2031 | Achievable | GWh | Before Competition Groups | 62.006 | 0 | 0 | 3899.8468 | 0.0159 | 19 | Residential_2031_Achievable_GWh_Before Competition Groups_19 | Refrigerator Recycling | 1.59% | 0 | 62.006 | Residential_2031_Achievable_GWh_Before Competition Groups_Refrigerator Recycling
Residential | Res ¦ Energy Star Windows | 2031 | Technical | GWh | Before Competition Groups | 292.0997 | 0 | 0 | 18398.0722 | 0.015877 | 21 | Residential_2031_Technical_GWh_Before Competition Groups_21 | Energy Star Windows | 1.588% | 0 | 292.0997 | Residential_2031_Technical_GWh_Before Competition Groups_Energy Star Windows
Residential | Res ¦ Basement Wall Insulation | 2031 | Technical | GWh | Before Competition Groups | 281.8603 | 0 | 0 | 18398.0722 | 0.01532 | 22 | Residential_2031_Technical_GWh_Before Competition Groups_22 | Basement Wall Insulation | 1.532% | 0 | 281.8603 | Residential_2031_Technical_GWh_Before Competition Groups_Basement Wall Insulation
Residential | Res ¦ Energy Star Torchiere | 2031 | Technical | GWh | Before Competition Groups | 269.7858 | 0 | 0 | 18398.0722 | 0.014664 | 23 | Residential_2031_Technical_GWh_Before Competition Groups_23 | Energy Star Torchiere | 1.466% | 0 | 269.7858 | Residential_2031_Technical_GWh_Before Competition Groups_Energy Star Torchiere
Residential | Res ¦ Clothes Drying Racks | 2031 | Achievable | GWh | Before Competition Groups | 56.5959 | 0 | 0 | 3899.8468 | 0.014512 | 20 | Residential_2031_Achievable_GWh_Before Competition Groups_20 | Clothes Drying Racks | 1.451% | 0 | 56.5959 | Residential_2031_Achievable_GWh_Before Competition Groups_Clothes Drying Racks
Residential | Res ¦ Energy Star Air Source Heat Pump | 2031 | Achievable | GWh | Before Competition Groups | 55.9392 | 0 | 0 | 3899.8468 | 0.014344 | 21 | Residential_2031_Achievable_GWh_Before Competition Groups_21 | Energy Star Air Source Heat Pump | 1.434% | 0 | 55.9392 | Residential_2031_Achievable_GWh_Before Competition Groups_Energy Star Air Source Heat Pump
Residential | Res ¦ Energy Star Air Source Heat Pump | 2031 | Technical | GWh | Before Competition Groups | 263.3133 | 0 | 0 | 18398.0722 | 0.014312 | 24 | Residential_2031_Technical_GWh_Before Competition Groups_24 | Energy Star Air Source Heat Pump | 1.431% | 0 | 263.3133 | Residential_2031_Technical_GWh_Before Competition Groups_Energy Star Air Source Heat Pump
Residential | Res ¦ Freezer Recycling | 2031 | Achievable | GWh | Before Competition Groups | 54.2872 | 0 | 0 | 3899.8468 | 0.01392 | 22 | Residential_2031_Achievable_GWh_Before Competition Groups_22 | Freezer Recycling | 1.392% | 0 | 54.2872 | Residential_2031_Achievable_GWh_Before Competition Groups_Freezer Recycling
Residential | Res ¦ Energy Star Clothes Dryer | 2031 | Technical | GWh | Before Competition Groups | 246.7851 | 0 | 0 | 18398.0722 | 0.013414 | 25 | Residential_2031_Technical_GWh_Before Competition Groups_25 | Energy Star Clothes Dryer | 1.341% | 0 | 246.7851 | Residential_2031_Technical_GWh_Before Competition Groups_Energy Star Clothes Dryer
Residential | Res ¦ Ductless Mini-Split Air Conditioner | 2031 | Technical | GWh | Before Competition Groups | 244.2612 | 0 | 0 | 18398.0722 | 0.013276 | 26 | Residential_2031_Technical_GWh_Before Competition Groups_26 | Ductless Mini-Split Air Conditioner | 1.328% | 0 | 244.2612 | Residential_2031_Technical_GWh_Before Competition Groups_Ductless Mini-Split Air Conditioner
Residential | Res ¦ Comprehensive Draft Proofing | 2031 | Economic | GWh | Before Competition Groups | 159.2459 | 0 | 0 | 12032.8756 | 0.013234 | 18 | Residential_2031_Economic_GWh_Before Competition Groups_18 | Comprehensive Draft Proofing | 1.323% | 0 | 159.2459 | Residential_2031_Economic_GWh_Before Competition Groups_Comprehensive Draft Proofing
Residential | Res ¦ Basement or Crawlspace Insulation | 2031 | Technical | GWh | Before Competition Groups | 234.5434 | 0 | 0 | 18398.0722 | 0.012748 | 27 | Residential_2031_Technical_GWh_Before Competition Groups_27 | Basement or Crawlspace Insulation | 1.275% | 0 | 234.5434 | Residential_2031_Technical_GWh_Before Competition Groups_Basement or Crawlspace Insulation
Residential | Res ¦ Heavy Duty Outdoor/Holiday Plug-in Timers | 2031 | Economic | GWh | Before Competition Groups | 148.835 | 0 | 0 | 12032.8756 | 0.012369 | 19 | Residential_2031_Economic_GWh_Before Competition Groups_19 | Heavy Duty Outdoor/Holiday Plug-in Timers | 1.237% | 0 | 148.835 | Residential_2031_Economic_GWh_Before Competition Groups_Heavy Duty Outdoor/Holiday Plug-in Timers
Residential | Res ¦ Attic Insulation | 2031 | Technical | GWh | Before Competition Groups | 217.5621 | 0 | 0 | 18398.0722 | 0.011825 | 28 | Residential_2031_Technical_GWh_Before Competition Groups_28 | Attic Insulation | 1.183% | 0 | 217.5621 | Residential_2031_Technical_GWh_Before Competition Groups_Attic Insulation
Residential | Res ¦ Basement Wall Insulation | 2031 | Achievable | GWh | Before Competition Groups | 41.0635 | 0 | 0 | 3899.8468 | 0.01053 | 23 | Residential_2031_Achievable_GWh_Before Competition Groups_23 | Basement Wall Insulation | 1.053% | 0 | 41.0635 | Residential_2031_Achievable_GWh_Before Competition Groups_Basement Wall Insulation
Residential | Res ¦ LED Exterior Area Lights - LED Fixture (200W) | 2031 | Achievable | GWh | Before Competition Groups | 38.6862 | 0 | 0 | 3899.8468 | 0.0099199 | 24 | Residential_2031_Achievable_GWh_Before Competition Groups_24 | LED Exterior Area Lights - LED Fixture (200W) | 0.992% | 0 | 38.6862 | Residential_2031_Achievable_GWh_Before Competition Groups_LED Exterior Area Lights - LED Fixture (200W)
Residential | Res ¦ Wall Insulation | 2031 | Technical | GWh | Before Competition Groups | 170.501 | 0 | 0 | 18398.0722 | 0.0092673 | 29 | Residential_2031_Technical_GWh_Before Competition Groups_29 | Wall Insulation | 0.9267% | 0 | 170.501 | Residential_2031_Technical_GWh_Before Competition Groups_Wall Insulation
Residential | Res ¦ Occupancy Sensors MF | 2031 | Economic | GWh | Before Competition Groups | 109.6145 | 0 | 0 | 12032.8756 | 0.0091096 | 20 | Residential_2031_Economic_GWh_Before Competition Groups_20 | Occupancy Sensors MF | 0.911% | 0 | 109.6145 | Residential_2031_Economic_GWh_Before Competition Groups_Occupancy Sensors MF
Residential | Res ¦ Advanced BAS/Controllers | 2031 | Achievable | GWh | Before Competition Groups | 35.2364 | 0 | 0 | 3899.8468 | 0.0090353 | 25 | Residential_2031_Achievable_GWh_Before Competition Groups_25 | Advanced BAS/Controllers | 0.9035% | 0 | 35.2364 | Residential_2031_Achievable_GWh_Before Competition Groups_Advanced BAS/Controllers
Residential | Res ¦ Heavy Duty Outdoor/Holiday Plug-in Timers | 2031 | Technical | GWh | Before Competition Groups | 165.0693 | 0 | 0 | 18398.0722 | 0.0089721 | 30 | Residential_2031_Technical_GWh_Before Competition Groups_30 | Heavy Duty Outdoor/Holiday Plug-in Timers | 0.8972% | 0 | 165.0693 | Residential_2031_Technical_GWh_Before Competition Groups_Heavy Duty Outdoor/Holiday Plug-in Timers
Residential | Res ¦ Comprehensive Draft Proofing | 2031 | Technical | GWh | Before Competition Groups | 159.2459 | 0 | 0 | 18398.0722 | 0.0086556 | 31 | Residential_2031_Technical_GWh_Before Competition Groups_31 | Comprehensive Draft Proofing | 0.8656% | 0 | 159.2459 | Residential_2031_Technical_GWh_Before Competition Groups_Comprehensive Draft Proofing
Residential | Res ¦ LED Parking Lot Fixture | 2031 | Economic | GWh | Before Competition Groups | 98.9273 | 0 | 0 | 12032.8756 | 0.0082214 | 21 | Residential_2031_Economic_GWh_Before Competition Groups_21 | LED Parking Lot Fixture | 0.8221% | 0 | 98.9273 | Residential_2031_Economic_GWh_Before Competition Groups_LED Parking Lot Fixture
Residential | Res ¦ Attic Insulation | 2031 | Achievable | GWh | Before Competition Groups | 31.6906 | 0 | 0 | 3899.8468 | 0.0081261 | 26 | Residential_2031_Achievable_GWh_Before Competition Groups_26 | Attic Insulation | 0.8126% | 0 | 31.6906 | Residential_2031_Achievable_GWh_Before Competition Groups_Attic Insulation
Residential | Res ¦ Energy Star Room Air Conditioner | 2031 | Economic | GWh | Before Competition Groups | 93.1653 | 0 | 0 | 12032.8756 | 0.0077426 | 22 | Residential_2031_Economic_GWh_Before Competition Groups_22 | Energy Star Room Air Conditioner | 0.7743% | 0 | 93.1653 | Residential_2031_Economic_GWh_Before Competition Groups_Energy Star Room Air Conditioner
Residential | Res ¦ Energy Star Clothes Dryer | 2031 | Achievable | GWh | Before Competition Groups | 29.5468 | 0 | 0 | 3899.8468 | 0.0075764 | 27 | Residential_2031_Achievable_GWh_Before Competition Groups_27 | Energy Star Clothes Dryer | 0.7576% | 0 | 29.5468 | Residential_2031_Achievable_GWh_Before Competition Groups_Energy Star Clothes Dryer
Residential | Res ¦ Furnace Whistle | 2031 | Achievable | GWh | Before Competition Groups | 29.5306 | 0 | 0 | 3899.8468 | 0.0075723 | 28 | Residential_2031_Achievable_GWh_Before Competition Groups_28 | Furnace Whistle | 0.7572% | 0 | 29.5306 | Residential_2031_Achievable_GWh_Before Competition Groups_Furnace Whistle
Residential | Res ¦ Lighting Motion Sensors, Timers, Dimmers | 2031 | Technical | GWh | Before Competition Groups | 137.5505 | 0 | 0 | 18398.0722 | 0.0074764 | 32 | Residential_2031_Technical_GWh_Before Competition Groups_32 | Lighting Motion Sensors, Timers, Dimmers | 0.7476% | 0 | 137.5505 | Residential_2031_Technical_GWh_Before Competition Groups_Lighting Motion Sensors, Timers, Dimmers
Residential | Res ¦ Energy Star Room Air Conditioner | 2031 | Achievable | GWh | Before Competition Groups | 28.0768 | 0 | 0 | 3899.8468 | 0.0071995 | 29 | Residential_2031_Achievable_GWh_Before Competition Groups_29 | Energy Star Room Air Conditioner | 0.7199% | 0 | 28.0768 | Residential_2031_Achievable_GWh_Before Competition Groups_Energy Star Room Air Conditioner
Residential | Res ¦ Refrigerator Recycling | 2031 | Economic | GWh | Before Competition Groups | 81.5079 | 0 | 0 | 12032.8756 | 0.0067738 | 23 | Residential_2031_Economic_GWh_Before Competition Groups_23 | Refrigerator Recycling | 0.6774% | 0 | 81.5079 | Residential_2031_Economic_GWh_Before Competition Groups_Refrigerator Recycling
Residential | Res ¦ Furnace with ECM | 2031 | Technical | GWh | Before Competition Groups | 118.0324 | 0 | 0 | 18398.0722 | 0.0064155 | 33 | Residential_2031_Technical_GWh_Before Competition Groups_33 | Furnace with ECM | 0.6415% | 0 | 118.0324 | Residential_2031_Technical_GWh_Before Competition Groups_Furnace with ECM
Residential | Res ¦ Outside Air Economizer | 2031 | Achievable | GWh | Before Competition Groups | 24.2779 | 0 | 0 | 3899.8468 | 0.0062253 | 30 | Residential_2031_Achievable_GWh_Before Competition Groups_30 | Outside Air Economizer | 0.6225% | 0 | 24.2779 | Residential_2031_Achievable_GWh_Before Competition Groups_Outside Air Economizer
Residential | Res ¦ Clothes Drying Racks | 2031 | Economic | GWh | Before Competition Groups | 74.4207 | 0 | 0 | 12032.8756 | 0.0061848 | 24 | Residential_2031_Economic_GWh_Before Competition Groups_24 | Clothes Drying Racks | 0.6185% | 0 | 74.4207 | Residential_2031_Economic_GWh_Before Competition Groups_Clothes Drying Racks
Residential | Res ¦ Energy Star Clothes Dryer | 2031 | Economic | GWh | Before Competition Groups | 73.7954 | 0 | 0 | 12032.8756 | 0.0061328 | 25 | Residential_2031_Economic_GWh_Before Competition Groups_25 | Energy Star Clothes Dryer | 0.6133% | 0 | 73.7954 | Residential_2031_Economic_GWh_Before Competition Groups_Energy Star Clothes Dryer
Residential | Res ¦ Occupancy Sensors MF | 2031 | Technical | GWh | Before Competition Groups | 109.6145 | 0 | 0 | 18398.0722 | 0.0059579 | 34 | Residential_2031_Technical_GWh_Before Competition Groups_34 | Occupancy Sensors MF | 0.5958% | 0 | 109.6145 | Residential_2031_Technical_GWh_Before Competition Groups_Occupancy Sensors MF
Residential | Res ¦ Freezer Recycling | 2031 | Economic | GWh | Before Competition Groups | 71.5112 | 0 | 0 | 12032.8756 | 0.005943 | 26 | Residential_2031_Economic_GWh_Before Competition Groups_26 | Freezer Recycling | 0.5943% | 0 | 71.5112 | Residential_2031_Economic_GWh_Before Competition Groups_Freezer Recycling
Residential | Res ¦ Radiant Barrier | 2031 | Technical | GWh | Before Competition Groups | 108.6965 | 0 | 0 | 18398.0722 | 0.005908 | 35 | Residential_2031_Technical_GWh_Before Competition Groups_35 | Radiant Barrier | 0.5908% | 0 | 108.6965 | Residential_2031_Technical_GWh_Before Competition Groups_Radiant Barrier
Residential | Res ¦ Duct Insulation | 2031 | Economic | GWh | Before Competition Groups | 69.4548 | 0 | 0 | 12032.8756 | 0.0057721 | 27 | Residential_2031_Economic_GWh_Before Competition Groups_27 | Duct Insulation | 0.5772% | 0 | 69.4548 | Residential_2031_Economic_GWh_Before Competition Groups_Duct Insulation
Residential | Res ¦ Variable Refrigerant Flow Heat Pump | 2031 | Technical | GWh | Before Competition Groups | 100.0981 | 0 | 0 | 18398.0722 | 0.0054407 | 36 | Residential_2031_Technical_GWh_Before Competition Groups_36 | Variable Refrigerant Flow Heat Pump | 0.5441% | 0 | 100.0981 | Residential_2031_Technical_GWh_Before Competition Groups_Variable Refrigerant Flow Heat Pump
Residential | Res ¦ Networked/ Connected - Indoor LED Luminaire | 2031 | Technical | GWh | Before Competition Groups | 99.2036 | 0 | 0 | 18398.0722 | 0.0053921 | 37 | Residential_2031_Technical_GWh_Before Competition Groups_37 | Networked/ Connected - Indoor LED Luminaire | 0.5392% | 0 | 99.2036 | Residential_2031_Technical_GWh_Before Competition Groups_Networked/ Connected - Indoor LED Luminaire
Residential | Res ¦ LED Parking Lot Fixture | 2031 | Technical | GWh | Before Competition Groups | 98.9273 | 0 | 0 | 18398.0722 | 0.005377 | 38 | Residential_2031_Technical_GWh_Before Competition Groups_38 | LED Parking Lot Fixture | 0.5377% | 0 | 98.9273 | Residential_2031_Technical_GWh_Before Competition Groups_LED Parking Lot Fixture
Residential | Res ¦ LED Downlight | 2031 | Achievable | GWh | Before Competition Groups | 20.187 | 0 | 0 | 3899.8468 | 0.0051764 | 31 | Residential_2031_Achievable_GWh_Before Competition Groups_31 | LED Downlight | 0.5176% | 0 | 20.187 | Residential_2031_Achievable_GWh_Before Competition Groups_LED Downlight
Residential | Res ¦ Energy Star Room Air Conditioner | 2031 | Technical | GWh | Before Competition Groups | 94.4204 | 0 | 0 | 18398.0722 | 0.0051321 | 39 | Residential_2031_Technical_GWh_Before Competition Groups_39 | Energy Star Room Air Conditioner | 0.5132% | 0 | 94.4204 | Residential_2031_Technical_GWh_Before Competition Groups_Energy Star Room Air Conditioner
Residential | Res ¦ Energy Star Windows | 2031 | Economic | GWh | Before Competition Groups | 59.8855 | 0 | 0 | 12032.8756 | 0.0049768 | 28 | Residential_2031_Economic_GWh_Before Competition Groups_28 | Energy Star Windows | 0.4977% | 0 | 59.8855 | Residential_2031_Economic_GWh_Before Competition Groups_Energy Star Windows
Residential | Res ¦ Floor Insulation | 2031 | Economic | GWh | Before Competition Groups | 57.1221 | 0 | 0 | 12032.8756 | 0.0047472 | 29 | Residential_2031_Economic_GWh_Before Competition Groups_29 | Floor Insulation | 0.4747% | 0 | 57.1221 | Residential_2031_Economic_GWh_Before Competition Groups_Floor Insulation
Residential | Res ¦ LED Downlight | 2031 | Technical | GWh | Before Competition Groups | 85.3213 | 0 | 0 | 18398.0722 | 0.0046375 | 40 | Residential_2031_Technical_GWh_Before Competition Groups_40 | LED Downlight | 0.4638% | 0 | 85.3213 | Residential_2031_Technical_GWh_Before Competition Groups_LED Downlight
Residential | Res ¦ Ceiling Insulation | 2031 | Technical | GWh | Before Competition Groups | 84.9284 | 0 | 0 | 18398.0722 | 0.0046162 | 41 | Residential_2031_Technical_GWh_Before Competition Groups_41 | Ceiling Insulation | 0.4616% | 0 | 84.9284 | Residential_2031_Technical_GWh_Before Competition Groups_Ceiling Insulation
Residential | Res ¦ Window Film | 2031 | Technical | GWh | Before Competition Groups | 84.6734 | 0 | 0 | 18398.0722 | 0.0046023 | 42 | Residential_2031_Technical_GWh_Before Competition Groups_42 | Window Film | 0.4602% | 0 | 84.6734 | Residential_2031_Technical_GWh_Before Competition Groups_Window Film
Residential | Res ¦ Refrigerator Recycling | 2031 | Technical | GWh | Before Competition Groups | 81.5079 | 0 | 0 | 18398.0722 | 0.0044302 | 43 | Residential_2031_Technical_GWh_Before Competition Groups_43 | Refrigerator Recycling | 0.443% | 0 | 81.5079 | Residential_2031_Technical_GWh_Before Competition Groups_Refrigerator Recycling
Residential | Res ¦ Solar Powered Attic Fan | 2031 | Technical | GWh | Before Competition Groups | 79.8629 | 0 | 0 | 18398.0722 | 0.0043408 | 44 | Residential_2031_Technical_GWh_Before Competition Groups_44 | Solar Powered Attic Fan | 0.4341% | 0 | 79.8629 | Residential_2031_Technical_GWh_Before Competition Groups_Solar Powered Attic Fan
Residential | Res ¦ LED Tube Re-Lamp | 2031 | Achievable | GWh | Before Competition Groups | 16.2792 | 0 | 0 | 3899.8468 | 0.0041743 | 32 | Residential_2031_Achievable_GWh_Before Competition Groups_32 | LED Tube Re-Lamp | 0.4174% | 0 | 16.2792 | Residential_2031_Achievable_GWh_Before Competition Groups_LED Tube Re-Lamp
Residential | Res ¦ ENERGY STAR LED LAMPS (REFLECTOR LAMPs/MR16/PAR 16) | 2031 | Achievable | GWh | Before Competition Groups | 16.0105 | 0 | 0 | 3899.8468 | 0.0041054 | 33 | Residential_2031_Achievable_GWh_Before Competition Groups_33 | ENERGY STAR LED LAMPS (REFLECTOR LAMPs/MR16/PAR 16) | 0.4105% | 0 | 16.0105 | Residential_2031_Achievable_GWh_Before Competition Groups_ENERGY STAR LED LAMPS (REFLECTOR LAMPs/MR16/PAR 16)
Residential | Res ¦ Clothes Drying Racks | 2031 | Technical | GWh | Before Competition Groups | 74.4207 | 0 | 0 | 18398.0722 | 0.004045 | 45 | Residential_2031_Technical_GWh_Before Competition Groups_45 | Clothes Drying Racks | 0.4045% | 0 | 74.4207 | Residential_2031_Technical_GWh_Before Competition Groups_Clothes Drying Racks
Residential | Res ¦ Freezer Recycling | 2031 | Technical | GWh | Before Competition Groups | 71.5112 | 0 | 0 | 18398.0722 | 0.0038869 | 46 | Residential_2031_Technical_GWh_Before Competition Groups_46 | Freezer Recycling | 0.3887% | 0 | 71.5112 | Residential_2031_Technical_GWh_Before Competition Groups_Freezer Recycling
Residential | Res ¦ Advanced BAS/Controllers | 2031 | Economic | GWh | Before Competition Groups | 46.32 | 0 | 0 | 12032.8756 | 0.0038495 | 30 | Residential_2031_Economic_GWh_Before Competition Groups_30 | Advanced BAS/Controllers | 0.3849% | 0 | 46.32 | Residential_2031_Economic_GWh_Before Competition Groups_Advanced BAS/Controllers
Residential | Res ¦ Duct Insulation | 2031 | Technical | GWh | Before Competition Groups | 70.8137 | 0 | 0 | 18398.0722 | 0.003849 | 47 | Residential_2031_Technical_GWh_Before Competition Groups_47 | Duct Insulation | 0.3849% | 0 | 70.8137 | Residential_2031_Technical_GWh_Before Competition Groups_Duct Insulation
Residential | Res ¦ Minimize Hot and Warm Clothes Wash | 2031 | Achievable | GWh | Before Competition Groups | 14.9693 | 0 | 0 | 3899.8468 | 0.0038384 | 34 | Residential_2031_Achievable_GWh_Before Competition Groups_34 | Minimize Hot and Warm Clothes Wash | 0.3838% | 0 | 14.9693 | Residential_2031_Achievable_GWh_Before Competition Groups_Minimize Hot and Warm Clothes Wash
Residential | Res ¦ LED Exterior Area Lights - LED Fixture (200W) | 2031 | Economic | GWh | Before Competition Groups | 46.0604 | 0 | 0 | 12032.8756 | 0.0038279 | 31 | Residential_2031_Economic_GWh_Before Competition Groups_31 | LED Exterior Area Lights - LED Fixture (200W) | 0.3828% | 0 | 46.0604 | Residential_2031_Economic_GWh_Before Competition Groups_LED Exterior Area Lights - LED Fixture (200W)
Residential | Res ¦ Air Source Heat Pump | 2031 | Technical | GWh | Before Competition Groups | 68.6592 | 0 | 0 | 18398.0722 | 0.0037319 | 48 | Residential_2031_Technical_GWh_Before Competition Groups_48 | Air Source Heat Pump | 0.3732% | 0 | 68.6592 | Residential_2031_Technical_GWh_Before Competition Groups_Air Source Heat Pump
Residential | Res ¦ Wall Insulation | 2031 | Economic | GWh | Before Competition Groups | 43.3555 | 0 | 0 | 12032.8756 | 0.0036031 | 32 | Residential_2031_Economic_GWh_Before Competition Groups_32 | Wall Insulation | 0.3603% | 0 | 43.3555 | Residential_2031_Economic_GWh_Before Competition Groups_Wall Insulation
Residential | Res ¦ Energy Star Ceiling Fan/Lighting | 2031 | Technical | GWh | Before Competition Groups | 66.1926 | 0 | 0 | 18398.0722 | 0.0035978 | 49 | Residential_2031_Technical_GWh_Before Competition Groups_49 | Energy Star Ceiling Fan/Lighting | 0.3598% | 0 | 66.1926 | Residential_2031_Technical_GWh_Before Competition Groups_Energy Star Ceiling Fan/Lighting
Residential | Res ¦ Energy Star Windows | 2031 | Achievable | GWh | Before Competition Groups | 13.3811 | 0 | 0 | 3899.8468 | 0.0034312 | 35 | Residential_2031_Achievable_GWh_Before Competition Groups_35 | Energy Star Windows | 0.3431% | 0 | 13.3811 | Residential_2031_Achievable_GWh_Before Competition Groups_Energy Star Windows
Residential | Res ¦ Minimize Hot and Warm Clothes Wash | 2031 | Economic | GWh | Before Competition Groups | 39.6343 | 0 | 0 | 12032.8756 | 0.0032938 | 33 | Residential_2031_Economic_GWh_Before Competition Groups_33 | Minimize Hot and Warm Clothes Wash | 0.3294% | 0 | 39.6343 | Residential_2031_Economic_GWh_Before Competition Groups_Minimize Hot and Warm Clothes Wash
Residential | Res ¦ Variable Frequency Drive (VFD) | 2031 | Achievable | GWh | Before Competition Groups | 12.7328 | 0 | 0 | 3899.8468 | 0.0032649 | 36 | Residential_2031_Achievable_GWh_Before Competition Groups_36 | Variable Frequency Drive (VFD) | 0.3265% | 0 | 12.7328 | Residential_2031_Achievable_GWh_Before Competition Groups_Variable Frequency Drive (VFD)
Residential | Res ¦ INTEGRAL LED TROFFERS | 2031 | Technical | GWh | Before Competition Groups | 59.9404 | 0 | 0 | 18398.0722 | 0.003258 | 50 | Residential_2031_Technical_GWh_Before Competition Groups_50 | INTEGRAL LED TROFFERS | 0.3258% | 0 | 59.9404 | Residential_2031_Technical_GWh_Before Competition Groups_INTEGRAL LED TROFFERS
Residential | Res ¦ Furnace Whistle | 2031 | Economic | GWh | Before Competition Groups | 38.8153 | 0 | 0 | 12032.8756 | 0.0032258 | 34 | Residential_2031_Economic_GWh_Before Competition Groups_34 | Furnace Whistle | 0.3226% | 0 | 38.8153 | Residential_2031_Economic_GWh_Before Competition Groups_Furnace Whistle
Residential | Res ¦ CO Sensors for parking garage exhaust fans | 2031 | Achievable | GWh | Before Competition Groups | 12.5526 | 0 | 0 | 3899.8468 | 0.0032187 | 37 | Residential_2031_Achievable_GWh_Before Competition Groups_37 | CO Sensors for parking garage exhaust fans | 0.3219% | 0 | 12.5526 | Residential_2031_Achievable_GWh_Before Competition Groups_CO Sensors for parking garage exhaust fans
Residential | Res ¦ Energy Star Freezer | 2031 | Technical | GWh | Before Competition Groups | 58.7257 | 0 | 0 | 18398.0722 | 0.0031919 | 51 | Residential_2031_Technical_GWh_Before Competition Groups_51 | Energy Star Freezer | 0.3192% | 0 | 58.7257 | Residential_2031_Technical_GWh_Before Competition Groups_Energy Star Freezer
Residential | Res ¦ Floor Insulation | 2031 | Technical | GWh | Before Competition Groups | 57.1221 | 0 | 0 | 18398.0722 | 0.0031048 | 52 | Residential_2031_Technical_GWh_Before Competition Groups_52 | Floor Insulation | 0.3105% | 0 | 57.1221 | Residential_2031_Technical_GWh_Before Competition Groups_Floor Insulation
Residential | Res ¦ Home Energy Reports | 2031 | Technical | GWh | Before Competition Groups | 56.8192 | 0 | 0 | 18398.0722 | 0.0030883 | 53 | Residential_2031_Technical_GWh_Before Competition Groups_53 | Home Energy Reports | 0.3088% | 0 | 56.8192 | Residential_2031_Technical_GWh_Before Competition Groups_Home Energy Reports
Residential | Res ¦ Energy Star Freezer | 2031 | Achievable | GWh | Before Competition Groups | 11.224 | 0 | 0 | 3899.8468 | 0.002878 | 38 | Residential_2031_Achievable_GWh_Before Competition Groups_38 | Energy Star Freezer | 0.2878% | 0 | 11.224 | Residential_2031_Achievable_GWh_Before Competition Groups_Energy Star Freezer
Residential | Res ¦ Dehumidifier Recycling | 2031 | Technical | GWh | Before Competition Groups | 49.1148 | 0 | 0 | 18398.0722 | 0.0026696 | 54 | Residential_2031_Technical_GWh_Before Competition Groups_54 | Dehumidifier Recycling | 0.267% | 0 | 49.1148 | Residential_2031_Technical_GWh_Before Competition Groups_Dehumidifier Recycling
Residential | Res ¦ Basement or Crawlspace Insulation | 2031 | Economic | GWh | Before Competition Groups | 32.0842 | 0 | 0 | 12032.8756 | 0.0026664 | 35 | Residential_2031_Economic_GWh_Before Competition Groups_35 | Basement or Crawlspace Insulation | 0.2666% | 0 | 32.0842 | Residential_2031_Economic_GWh_Before Competition Groups_Basement or Crawlspace Insulation
Residential | Res ¦ High Efficiency Chiller (avg of water and air cooled) | 2031 | Achievable | GWh | Before Competition Groups | 10.398 | 0 | 0 | 3899.8468 | 0.0026663 | 39 | Residential_2031_Achievable_GWh_Before Competition Groups_39 | High Efficiency Chiller (avg of water and air cooled) | 0.2666% | 0 | 10.398 | Residential_2031_Achievable_GWh_Before Competition Groups_High Efficiency Chiller (avg of water and air cooled)
Residential | Res ¦ Duct Insulation | 2031 | Achievable | GWh | Before Competition Groups | 9.8494 | 0 | 0 | 3899.8468 | 0.0025256 | 40 | Residential_2031_Achievable_GWh_Before Competition Groups_40 | Duct Insulation | 0.2526% | 0 | 9.8494 | Residential_2031_Achievable_GWh_Before Competition Groups_Duct Insulation
Residential | Res ¦ Heat Pump Water Heater | 2031 | Technical | GWh | Before Competition Groups | 46.451 | 0 | 0 | 18398.0722 | 0.0025248 | 55 | Residential_2031_Technical_GWh_Before Competition Groups_55 | Heat Pump Water Heater | 0.2525% | 0 | 46.451 | Residential_2031_Technical_GWh_Before Competition Groups_Heat Pump Water Heater
Residential | Res ¦ Advanced BAS/Controllers | 2031 | Technical | GWh | Before Competition Groups | 46.32 | 0 | 0 | 18398.0722 | 0.0025177 | 56 | Residential_2031_Technical_GWh_Before Competition Groups_56 | Advanced BAS/Controllers | 0.2518% | 0 | 46.32 | Residential_2031_Technical_GWh_Before Competition Groups_Advanced BAS/Controllers
Residential | Res ¦ LED Exterior Area Lights - LED Fixture (200W) | 2031 | Technical | GWh | Before Competition Groups | 46.0604 | 0 | 0 | 18398.0722 | 0.0025035 | 57 | Residential_2031_Technical_GWh_Before Competition Groups_57 | LED Exterior Area Lights - LED Fixture (200W) | 0.2504% | 0 | 46.0604 | Residential_2031_Technical_GWh_Before Competition Groups_LED Exterior Area Lights - LED Fixture (200W)
Residential | Res ¦ Outside Air Economizer | 2031 | Economic | GWh | Before Competition Groups | 29.936 | 0 | 0 | 12032.8756 | 0.0024878 | 36 | Residential_2031_Economic_GWh_Before Competition Groups_36 | Outside Air Economizer | 0.2488% | 0 | 29.936 | Residential_2031_Economic_GWh_Before Competition Groups_Outside Air Economizer
Residential | Res ¦ Water Heater Temperature Setback | 2031 | Achievable | GWh | Before Competition Groups | 9.4094 | 0 | 0 | 3899.8468 | 0.0024128 | 41 | Residential_2031_Achievable_GWh_Before Competition Groups_41 | Water Heater Temperature Setback | 0.2413% | 0 | 9.4094 | Residential_2031_Achievable_GWh_Before Competition Groups_Water Heater Temperature Setback
Residential | Res ¦ Tankless Water Heater | 2031 | Technical | GWh | Before Competition Groups | 42.017 | 0 | 0 | 18398.0722 | 0.0022838 | 58 | Residential_2031_Technical_GWh_Before Competition Groups_58 | Tankless Water Heater | 0.2284% | 0 | 42.017 | Residential_2031_Technical_GWh_Before Competition Groups_Tankless Water Heater
Residential | Res ¦ Heat Recovery Ventilator | 2031 | Economic | GWh | Before Competition Groups | 27.4625 | 0 | 0 | 12032.8756 | 0.0022823 | 37 | Residential_2031_Economic_GWh_Before Competition Groups_37 | Heat Recovery Ventilator | 0.2282% | 0 | 27.4625 | Residential_2031_Economic_GWh_Before Competition Groups_Heat Recovery Ventilator
Residential | Res ¦ Demand Control Ventilation | 2031 | Achievable | GWh | Before Competition Groups | 8.8644 | 0 | 0 | 3899.8468 | 0.002273 | 42 | Residential_2031_Achievable_GWh_Before Competition Groups_42 | Demand Control Ventilation | 0.2273% | 0 | 8.8644 | Residential_2031_Achievable_GWh_Before Competition Groups_Demand Control Ventilation
Residential | Res ¦ Duct Insulation MF | 2031 | Economic | GWh | Before Competition Groups | 26.7575 | 0 | 0 | 12032.8756 | 0.0022237 | 38 | Residential_2031_Economic_GWh_Before Competition Groups_38 | Duct Insulation MF | 0.2224% | 0 | 26.7575 | Residential_2031_Economic_GWh_Before Competition Groups_Duct Insulation MF
Residential | Res ¦ Minimize Hot and Warm Clothes Wash | 2031 | Technical | GWh | Before Competition Groups | 39.6343 | 0 | 0 | 18398.0722 | 0.0021543 | 59 | Residential_2031_Technical_GWh_Before Competition Groups_59 | Minimize Hot and Warm Clothes Wash | 0.2154% | 0 | 39.6343 | Residential_2031_Technical_GWh_Before Competition Groups_Minimize Hot and Warm Clothes Wash
Residential | Res ¦ Floor Insulation | 2031 | Achievable | GWh | Before Competition Groups | 8.3174 | 0 | 0 | 3899.8468 | 0.0021327 | 43 | Residential_2031_Achievable_GWh_Before Competition Groups_43 | Floor Insulation | 0.2133% | 0 | 8.3174 | Residential_2031_Achievable_GWh_Before Competition Groups_Floor Insulation
Residential | Res ¦ Furnace Whistle | 2031 | Technical | GWh | Before Competition Groups | 38.8153 | 0 | 0 | 18398.0722 | 0.0021097 | 60 | Residential_2031_Technical_GWh_Before Competition Groups_60 | Furnace Whistle | 0.211% | 0 | 38.8153 | Residential_2031_Technical_GWh_Before Competition Groups_Furnace Whistle
Residential | Res ¦ Central Lighting Control System | 2031 | Technical | GWh | Before Competition Groups | 37.4224 | 0 | 0 | 18398.0722 | 0.002034 | 61 | Residential_2031_Technical_GWh_Before Competition Groups_61 | Central Lighting Control System | 0.2034% | 0 | 37.4224 | Residential_2031_Technical_GWh_Before Competition Groups_Central Lighting Control System
Residential | Res ¦ Early Hot Water Heater Replacement | 2031 | Technical | GWh | Before Competition Groups | 35.2451 | 0 | 0 | 18398.0722 | 0.0019157 | 62 | Residential_2031_Technical_GWh_Before Competition Groups_62 | Early Hot Water Heater Replacement | 0.1916% | 0 | 35.2451 | Residential_2031_Technical_GWh_Before Competition Groups_Early Hot Water Heater Replacement
Residential | Res ¦ Demand Control Ventilation | 2031 | Economic | GWh | Before Competition Groups | 21.3023 | 0 | 0 | 12032.8756 | 0.0017703 | 39 | Residential_2031_Economic_GWh_Before Competition Groups_39 | Demand Control Ventilation | 0.177% | 0 | 21.3023 | Residential_2031_Economic_GWh_Before Competition Groups_Demand Control Ventilation
Residential | Res ¦ Tankless Water Heater | 2031 | Economic | GWh | Before Competition Groups | 21.0439 | 0 | 0 | 12032.8756 | 0.0017489 | 40 | Residential_2031_Economic_GWh_Before Competition Groups_40 | Tankless Water Heater | 0.1749% | 0 | 21.0439 | Residential_2031_Economic_GWh_Before Competition Groups_Tankless Water Heater
Residential | Res ¦ Duct Insulation MF | 2031 | Technical | GWh | Before Competition Groups | 31.9081 | 0 | 0 | 18398.0722 | 0.0017343 | 63 | Residential_2031_Technical_GWh_Before Competition Groups_63 | Duct Insulation MF | 0.1734% | 0 | 31.9081 | Residential_2031_Technical_GWh_Before Competition Groups_Duct Insulation MF
Residential | Res ¦ LED Tube Re-Lamp | 2031 | Technical | GWh | Before Competition Groups | 30.0338 | 0 | 0 | 18398.0722 | 0.0016324 | 64 | Residential_2031_Technical_GWh_Before Competition Groups_64 | LED Tube Re-Lamp | 0.1632% | 0 | 30.0338 | Residential_2031_Technical_GWh_Before Competition Groups_LED Tube Re-Lamp
Residential | Res ¦ Home Energy Reports | 2031 | Achievable | GWh | Before Competition Groups | 6.3527 | 0 | 0 | 3899.8468 | 0.001629 | 44 | Residential_2031_Achievable_GWh_Before Competition Groups_44 | Home Energy Reports | 0.1629% | 0 | 6.3527 | Residential_2031_Achievable_GWh_Before Competition Groups_Home Energy Reports
Residential | Res ¦ Outside Air Economizer | 2031 | Technical | GWh | Before Competition Groups | 29.936 | 0 | 0 | 18398.0722 | 0.0016271 | 65 | Residential_2031_Technical_GWh_Before Competition Groups_65 | Outside Air Economizer | 0.1627% | 0 | 29.936 | Residential_2031_Technical_GWh_Before Competition Groups_Outside Air Economizer
Residential | Res ¦ Tankless Water Heater | 2031 | Achievable | GWh | Before Competition Groups | 6.2284 | 0 | 0 | 3899.8468 | 0.0015971 | 45 | Residential_2031_Achievable_GWh_Before Competition Groups_45 | Tankless Water Heater | 0.1597% | 0 | 6.2284 | Residential_2031_Achievable_GWh_Before Competition Groups_Tankless Water Heater
Residential | Res ¦ Central Air Conditioner Maintenance | 2031 | Technical | GWh | Before Competition Groups | 29.0158 | 0 | 0 | 18398.0722 | 0.0015771 | 66 | Residential_2031_Technical_GWh_Before Competition Groups_66 | Central Air Conditioner Maintenance | 0.1577% | 0 | 29.0158 | Residential_2031_Technical_GWh_Before Competition Groups_Central Air Conditioner Maintenance
Residential | Res ¦ CO Sensors for parking garage exhaust fans | 2031 | Economic | GWh | Before Competition Groups | 18.8873 | 0 | 0 | 12032.8756 | 0.0015696 | 41 | Residential_2031_Economic_GWh_Before Competition Groups_41 | CO Sensors for parking garage exhaust fans | 0.157% | 0 | 18.8873 | Residential_2031_Economic_GWh_Before Competition Groups_CO Sensors for parking garage exhaust fans
Residential | Res ¦ Energy Star Dehumidifier | 2031 | Technical | GWh | Before Competition Groups | 28.874 | 0 | 0 | 18398.0722 | 0.0015694 | 67 | Residential_2031_Technical_GWh_Before Competition Groups_67 | Energy Star Dehumidifier | 0.1569% | 0 | 28.874 | Residential_2031_Technical_GWh_Before Competition Groups_Energy Star Dehumidifier
Residential | Res ¦ Wall Insulation | 2031 | Achievable | GWh | Before Competition Groups | 6.0491 | 0 | 0 | 3899.8468 | 0.0015511 | 46 | Residential_2031_Achievable_GWh_Before Competition Groups_46 | Wall Insulation | 0.1551% | 0 | 6.0491 | Residential_2031_Achievable_GWh_Before Competition Groups_Wall Insulation
Residential | Res ¦ Heat Recovery Ventilator | 2031 | Technical | GWh | Before Competition Groups | 28.375 | 0 | 0 | 18398.0722 | 0.0015423 | 68 | Residential_2031_Technical_GWh_Before Competition Groups_68 | Heat Recovery Ventilator | 0.1542% | 0 | 28.375 | Residential_2031_Technical_GWh_Before Competition Groups_Heat Recovery Ventilator
Residential | Res ¦ Condensing Make Up Air Unit | 2031 | Achievable | GWh | Before Competition Groups | 5.9921 | 0 | 0 | 3899.8468 | 0.0015365 | 47 | Residential_2031_Achievable_GWh_Before Competition Groups_47 | Condensing Make Up Air Unit | 0.1536% | 0 | 5.9921 | Residential_2031_Achievable_GWh_Before Competition Groups_Condensing Make Up Air Unit
Residential | Res ¦ ENERGY STAR LED LAMPS (REFLECTOR LAMPs/MR16/PAR 16) | 2031 | Economic | GWh | Before Competition Groups | 18.4474 | 0 | 0 | 12032.8756 | 0.0015331 | 42 | Residential_2031_Economic_GWh_Before Competition Groups_42 | ENERGY STAR LED LAMPS (REFLECTOR LAMPs/MR16/PAR 16) | 0.1533% | 0 | 18.4474 | Residential_2031_Economic_GWh_Before Competition Groups_ENERGY STAR LED LAMPS (REFLECTOR LAMPs/MR16/PAR 16)
Residential | Res ¦ LED Tube Re-Lamp | 2031 | Economic | GWh | Before Competition Groups | 17.2947 | 0 | 0 | 12032.8756 | 0.0014373 | 43 | Residential_2031_Economic_GWh_Before Competition Groups_43 | LED Tube Re-Lamp | 0.1437% | 0 | 17.2947 | Residential_2031_Economic_GWh_Before Competition Groups_LED Tube Re-Lamp
Residential | Res ¦ Variable Frequency Drive (VFD) | 2031 | Economic | GWh | Before Competition Groups | 16.7369 | 0 | 0 | 12032.8756 | 0.0013909 | 44 | Residential_2031_Economic_GWh_Before Competition Groups_44 | Variable Frequency Drive (VFD) | 0.1391% | 0 | 16.7369 | Residential_2031_Economic_GWh_Before Competition Groups_Variable Frequency Drive (VFD)
Residential | Res ¦ Home Energy Reports | 2031 | Economic | GWh | Before Competition Groups | 16.0285 | 0 | 0 | 12032.8756 | 0.0013321 | 45 | Residential_2031_Economic_GWh_Before Competition Groups_45 | Home Energy Reports | 0.1332% | 0 | 16.0285 | Residential_2031_Economic_GWh_Before Competition Groups_Home Energy Reports
Residential | Res ¦ Drain Water Heat Recovery | 2031 | Technical | GWh | Before Competition Groups | 23.6586 | 0 | 0 | 18398.0722 | 0.0012859 | 69 | Residential_2031_Technical_GWh_Before Competition Groups_69 | Drain Water Heat Recovery | 0.1286% | 0 | 23.6586 | Residential_2031_Technical_GWh_Before Competition Groups_Drain Water Heat Recovery
Residential | Res ¦ Solar Water Heating System | 2031 | Technical | GWh | Before Competition Groups | 22.899 | 0 | 0 | 18398.0722 | 0.0012446 | 70 | Residential_2031_Technical_GWh_Before Competition Groups_70 | Solar Water Heating System | 0.1245% | 0 | 22.899 | Residential_2031_Technical_GWh_Before Competition Groups_Solar Water Heating System
Residential | Res ¦ Ceiling Insulation | 2031 | Economic | GWh | Before Competition Groups | 14.59 | 0 | 0 | 12032.8756 | 0.0012125 | 46 | Residential_2031_Economic_GWh_Before Competition Groups_46 | Ceiling Insulation | 0.1213% | 0 | 14.59 | Residential_2031_Economic_GWh_Before Competition Groups_Ceiling Insulation
Residential | Res ¦ Demand Control Ventilation | 2031 | Technical | GWh | Before Competition Groups | 21.3023 | 0 | 0 | 18398.0722 | 0.0011579 | 71 | Residential_2031_Technical_GWh_Before Competition Groups_71 | Demand Control Ventilation | 0.1158% | 0 | 21.3023 | Residential_2031_Technical_GWh_Before Competition Groups_Demand Control Ventilation
Residential | Res ¦ High Efficiency Storage Water Heater | 2031 | Technical | GWh | Before Competition Groups | 20.2326 | 0 | 0 | 18398.0722 | 0.0010997 | 72 | Residential_2031_Technical_GWh_Before Competition Groups_72 | High Efficiency Storage Water Heater | 0.11% | 0 | 20.2326 | Residential_2031_Technical_GWh_Before Competition Groups_High Efficiency Storage Water Heater
Residential | Res ¦ Energy Star Dishwasher | 2031 | Technical | GWh | Before Competition Groups | 19.0961 | 0 | 0 | 18398.0722 | 0.0010379 | 73 | Residential_2031_Technical_GWh_Before Competition Groups_73 | Energy Star Dishwasher | 0.1038% | 0 | 19.0961 | Residential_2031_Technical_GWh_Before Competition Groups_Energy Star Dishwasher
Residential | Res ¦ Water Heater Temperature Setback | 2031 | Economic | GWh | Before Competition Groups | 12.3679 | 0 | 0 | 12032.8756 | 0.0010278 | 47 | Residential_2031_Economic_GWh_Before Competition Groups_47 | Water Heater Temperature Setback | 0.1028% | 0 | 12.3679 | Residential_2031_Economic_GWh_Before Competition Groups_Water Heater Temperature Setback
Residential | Res ¦ Condensing Make Up Air Unit | 2031 | Economic | GWh | Before Competition Groups | 12.3632 | 0 | 0 | 12032.8756 | 0.0010275 | 48 | Residential_2031_Economic_GWh_Before Competition Groups_48 | Condensing Make Up Air Unit | 0.1027% | 0 | 12.3632 | Residential_2031_Economic_GWh_Before Competition Groups_Condensing Make Up Air Unit
Residential | Res ¦ CO Sensors for parking garage exhaust fans | 2031 | Technical | GWh | Before Competition Groups | 18.8873 | 0 | 0 | 18398.0722 | 0.0010266 | 74 | Residential_2031_Technical_GWh_Before Competition Groups_74 | CO Sensors for parking garage exhaust fans | 0.1027% | 0 | 18.8873 | Residential_2031_Technical_GWh_Before Competition Groups_CO Sensors for parking garage exhaust fans
Residential | Res ¦ VFD on Pumps | 2031 | Achievable | GWh | Before Competition Groups | 3.9154 | 0 | 0 | 3899.8468 | 0.001004 | 48 | Residential_2031_Achievable_GWh_Before Competition Groups_48 | VFD on Pumps | 0.1004% | 0 | 3.9154 | Residential_2031_Achievable_GWh_Before Competition Groups_VFD on Pumps
Residential | Res ¦ ENERGY STAR LED LAMPS (REFLECTOR LAMPs/MR16/PAR 16) | 2031 | Technical | GWh | Before Competition Groups | 18.4474 | 0 | 0 | 18398.0722 | 0.0010027 | 75 | Residential_2031_Technical_GWh_Before Competition Groups_75 | ENERGY STAR LED LAMPS (REFLECTOR LAMPs/MR16/PAR 16) | 0.1003% | 0 | 18.4474 | Residential_2031_Technical_GWh_Before Competition Groups_ENERGY STAR LED LAMPS (REFLECTOR LAMPs/MR16/PAR 16)
Residential | Res ¦ High Efficiency Chiller (avg of water and air cooled) | 2031 | Economic | GWh | Before Competition Groups | 11.759 | 0 | 0 | 12032.8756 | 0.00097724 | 49 | Residential_2031_Economic_GWh_Before Competition Groups_49 | High Efficiency Chiller (avg of water and air cooled) | 0.09772% | 0 | 11.759 | Residential_2031_Economic_GWh_Before Competition Groups_High Efficiency Chiller (avg of water and air cooled)
Residential | Res ¦ Duct Insulation MF | 2031 | Achievable | GWh | Before Competition Groups | 3.7117 | 0 | 0 | 3899.8468 | 0.00095176 | 49 | Residential_2031_Achievable_GWh_Before Competition Groups_49 | Duct Insulation MF | 0.09518% | 0 | 3.7117 | Residential_2031_Achievable_GWh_Before Competition Groups_Duct Insulation MF
Residential | Res ¦ Variable Frequency Drive (VFD) | 2031 | Technical | GWh | Before Competition Groups | 16.7369 | 0 | 0 | 18398.0722 | 0.00090971 | 76 | Residential_2031_Technical_GWh_Before Competition Groups_76 | Variable Frequency Drive (VFD) | 0.09097% | 0 | 16.7369 | Residential_2031_Technical_GWh_Before Competition Groups_Variable Frequency Drive (VFD)
Residential | Res ¦ Energy Star Freezer | 2031 | Economic | GWh | Before Competition Groups | 10.1062 | 0 | 0 | 12032.8756 | 0.00083988 | 50 | Residential_2031_Economic_GWh_Before Competition Groups_50 | Energy Star Freezer | 0.08399% | 0 | 10.1062 | Residential_2031_Economic_GWh_Before Competition Groups_Energy Star Freezer
Residential | Res ¦ Heat Recovery Ventilator | 2031 | Achievable | GWh | Before Competition Groups | 2.9441 | 0 | 0 | 3899.8468 | 0.00075492 | 50 | Residential_2031_Achievable_GWh_Before Competition Groups_50 | Heat Recovery Ventilator | 0.07549% | 0 | 2.9441 | Residential_2031_Achievable_GWh_Before Competition Groups_Heat Recovery Ventilator
Residential | Res ¦ ENERGY STAR LED Lamps (General Service Lamps) | 2031 | Achievable | GWh | Before Competition Groups | 2.7493 | 0 | 0 | 3899.8468 | 0.00070498 | 51 | Residential_2031_Achievable_GWh_Before Competition Groups_51 | ENERGY STAR LED Lamps (General Service Lamps) | 0.0705% | 0 | 2.7493 | Residential_2031_Achievable_GWh_Before Competition Groups_ENERGY STAR LED Lamps (General Service Lamps)
Residential | Res ¦ Water Heater Temperature Setback | 2031 | Technical | GWh | Before Competition Groups | 12.3679 | 0 | 0 | 18398.0722 | 0.00067224 | 77 | Residential_2031_Technical_GWh_Before Competition Groups_77 | Water Heater Temperature Setback | 0.06722% | 0 | 12.3679 | Residential_2031_Technical_GWh_Before Competition Groups_Water Heater Temperature Setback
Residential | Res ¦ Condensing Make Up Air Unit | 2031 | Technical | GWh | Before Competition Groups | 12.3632 | 0 | 0 | 18398.0722 | 0.00067198 | 78 | Residential_2031_Technical_GWh_Before Competition Groups_78 | Condensing Make Up Air Unit | 0.0672% | 0 | 12.3632 | Residential_2031_Technical_GWh_Before Competition Groups_Condensing Make Up Air Unit
Residential | Res ¦ High Efficiency Chiller (avg of water and air cooled) | 2031 | Technical | GWh | Before Competition Groups | 11.759 | 0 | 0 | 18398.0722 | 0.00063914 | 79 | Residential_2031_Technical_GWh_Before Competition Groups_79 | High Efficiency Chiller (avg of water and air cooled) | 0.06391% | 0 | 11.759 | Residential_2031_Technical_GWh_Before Competition Groups_High Efficiency Chiller (avg of water and air cooled)
Residential | Res ¦ Basement or Crawlspace Insulation | 2031 | Achievable | GWh | Before Competition Groups | 2.3906 | 0 | 0 | 3899.8468 | 0.000613 | 52 | Residential_2031_Achievable_GWh_Before Competition Groups_52 | Basement or Crawlspace Insulation | 0.0613% | 0 | 2.3906 | Residential_2031_Achievable_GWh_Before Competition Groups_Basement or Crawlspace Insulation
Residential | Res ¦ DHW Recirculation Systems | 2031 | Technical | GWh | Before Competition Groups | 11.1422 | 0 | 0 | 18398.0722 | 0.00060562 | 80 | Residential_2031_Technical_GWh_Before Competition Groups_80 | DHW Recirculation Systems | 0.06056% | 0 | 11.1422 | Residential_2031_Technical_GWh_Before Competition Groups_DHW Recirculation Systems
Residential | Res ¦ Early Hot Water Heater Replacement | 2031 | Economic | GWh | Before Competition Groups | 6.8391 | 0 | 0 | 12032.8756 | 0.00056836 | 51 | Residential_2031_Economic_GWh_Before Competition Groups_51 | Early Hot Water Heater Replacement | 0.05684% | 0 | 6.8391 | Residential_2031_Economic_GWh_Before Competition Groups_Early Hot Water Heater Replacement
Residential | Res ¦ Air Source Heat Pump Maintenance | 2031 | Technical | GWh | Before Competition Groups | 10.0549 | 0 | 0 | 18398.0722 | 0.00054652 | 81 | Residential_2031_Technical_GWh_Before Competition Groups_81 | Air Source Heat Pump Maintenance | 0.05465% | 0 | 10.0549 | Residential_2031_Technical_GWh_Before Competition Groups_Air Source Heat Pump Maintenance
Residential | Res ¦ ECM MOTORS FOR HVAC APPLICATION (FAN-POWERED VAV BOX) | 2031 | Achievable | GWh | Before Competition Groups | 1.9806 | 0 | 0 | 3899.8468 | 0.00050787 | 53 | Residential_2031_Achievable_GWh_Before Competition Groups_53 | ECM MOTORS FOR HVAC APPLICATION (FAN-POWERED VAV BOX) | 0.05079% | 0 | 1.9806 | Residential_2031_Achievable_GWh_Before Competition Groups_ECM MOTORS FOR HVAC APPLICATION (FAN-POWERED VAV BOX)
Residential | Res ¦ Drain Water Heat Recovery | 2031 | Economic | GWh | Before Competition Groups | 5.2915 | 0 | 0 | 12032.8756 | 0.00043975 | 52 | Residential_2031_Economic_GWh_Before Competition Groups_52 | Drain Water Heat Recovery | 0.04398% | 0 | 5.2915 | Residential_2031_Economic_GWh_Before Competition Groups_Drain Water Heat Recovery
Residential | Res ¦ VFD on Pumps | 2031 | Economic | GWh | Before Competition Groups | 5.1468 | 0 | 0 | 12032.8756 | 0.00042773 | 53 | Residential_2031_Economic_GWh_Before Competition Groups_53 | VFD on Pumps | 0.04277% | 0 | 5.1468 | Residential_2031_Economic_GWh_Before Competition Groups_VFD on Pumps
Residential | Res ¦ Drain Water Heat Recovery | 2031 | Achievable | GWh | Before Competition Groups | 1.2503 | 0 | 0 | 3899.8468 | 0.00032061 | 54 | Residential_2031_Achievable_GWh_Before Competition Groups_54 | Drain Water Heat Recovery | 0.03206% | 0 | 1.2503 | Residential_2031_Achievable_GWh_Before Competition Groups_Drain Water Heat Recovery
Residential | Res ¦ Beverage Vending Machine Controls | 2031 | Achievable | GWh | Before Competition Groups | 1.2226 | 0 | 0 | 3899.8468 | 0.00031349 | 55 | Residential_2031_Achievable_GWh_Before Competition Groups_55 | Beverage Vending Machine Controls | 0.03135% | 0 | 1.2226 | Residential_2031_Achievable_GWh_Before Competition Groups_Beverage Vending Machine Controls
Residential | Res ¦ VFD on Pumps | 2031 | Technical | GWh | Before Competition Groups | 5.1468 | 0 | 0 | 18398.0722 | 0.00027975 | 82 | Residential_2031_Technical_GWh_Before Competition Groups_82 | VFD on Pumps | 0.02797% | 0 | 5.1468 | Residential_2031_Technical_GWh_Before Competition Groups_VFD on Pumps
Residential | Res ¦ ENERGY STAR LED Lamps (General Service Lamps) | 2031 | Economic | GWh | Before Competition Groups | 3.2283 | 0 | 0 | 12032.8756 | 0.00026829 | 54 | Residential_2031_Economic_GWh_Before Competition Groups_54 | ENERGY STAR LED Lamps (General Service Lamps) | 0.02683% | 0 | 3.2283 | Residential_2031_Economic_GWh_Before Competition Groups_ENERGY STAR LED Lamps (General Service Lamps)
Residential | Res ¦ ECM MOTORS FOR HVAC APPLICATION (FAN-POWERED VAV BOX) | 2031 | Economic | GWh | Before Competition Groups | 3.056 | 0 | 0 | 12032.8756 | 0.00025397 | 55 | Residential_2031_Economic_GWh_Before Competition Groups_55 | ECM MOTORS FOR HVAC APPLICATION (FAN-POWERED VAV BOX) | 0.0254% | 0 | 3.056 | Residential_2031_Economic_GWh_Before Competition Groups_ECM MOTORS FOR HVAC APPLICATION (FAN-POWERED VAV BOX)
Residential | Res ¦ Beverage Vending Machine Controls | 2031 | Economic | GWh | Before Competition Groups | 2.1586 | 0 | 0 | 12032.8756 | 0.00017939 | 56 | Residential_2031_Economic_GWh_Before Competition Groups_56 | Beverage Vending Machine Controls | 0.01794% | 0 | 2.1586 | Residential_2031_Economic_GWh_Before Competition Groups_Beverage Vending Machine Controls
Residential | Res ¦ ENERGY STAR LED Lamps (General Service Lamps) | 2031 | Technical | GWh | Before Competition Groups | 3.2283 | 0 | 0 | 18398.0722 | 0.00017547 | 83 | Residential_2031_Technical_GWh_Before Competition Groups_83 | ENERGY STAR LED Lamps (General Service Lamps) | 0.01755% | 0 | 3.2283 | Residential_2031_Technical_GWh_Before Competition Groups_ENERGY STAR LED Lamps (General Service Lamps)
Residential | Res ¦ ECM MOTORS FOR HVAC APPLICATION (FAN-POWERED VAV BOX) | 2031 | Technical | GWh | Before Competition Groups | 3.056 | 0 | 0 | 18398.0722 | 0.00016611 | 84 | Residential_2031_Technical_GWh_Before Competition Groups_84 | ECM MOTORS FOR HVAC APPLICATION (FAN-POWERED VAV BOX) | 0.01661% | 0 | 3.056 | Residential_2031_Technical_GWh_Before Competition Groups_ECM MOTORS FOR HVAC APPLICATION (FAN-POWERED VAV BOX)
Residential | Res ¦ LED Downlight | 2031 | Economic | GWh | Before Competition Groups | 1.9766 | 0 | 0 | 12032.8756 | 0.00016427 | 57 | Residential_2031_Economic_GWh_Before Competition Groups_57 | LED Downlight | 0.01643% | 0 | 1.9766 | Residential_2031_Economic_GWh_Before Competition Groups_LED Downlight
Residential | Res ¦ HVAC Optimization | 2031 | Technical | GWh | Before Competition Groups | 2.7768 | 0 | 0 | 18398.0722 | 0.00015093 | 85 | Residential_2031_Technical_GWh_Before Competition Groups_85 | HVAC Optimization | 0.01509% | 0 | 2.7768 | Residential_2031_Technical_GWh_Before Competition Groups_HVAC Optimization
Residential | Res ¦ Ceiling Insulation | 2031 | Achievable | GWh | Before Competition Groups | 0.51209 | 0 | 0 | 3899.8468 | 0.00013131 | 56 | Residential_2031_Achievable_GWh_Before Competition Groups_56 | Ceiling Insulation | 0.01313% | 0 | 0.51209 | Residential_2031_Achievable_GWh_Before Competition Groups_Ceiling Insulation
Residential | Res ¦ Early Hot Water Heater Replacement | 2031 | Achievable | GWh | Before Competition Groups | 0.47298 | 0 | 0 | 3899.8468 | 0.00012128 | 57 | Residential_2031_Achievable_GWh_Before Competition Groups_57 | Early Hot Water Heater Replacement | 0.01213% | 0 | 0.47298 | Residential_2031_Achievable_GWh_Before Competition Groups_Early Hot Water Heater Replacement
Residential | Res ¦ Beverage Vending Machine Controls | 2031 | Technical | GWh | Before Competition Groups | 2.1586 | 0 | 0 | 18398.0722 | 0.00011733 | 86 | Residential_2031_Technical_GWh_Before Competition Groups_86 | Beverage Vending Machine Controls | 0.01173% | 0 | 2.1586 | Residential_2031_Technical_GWh_Before Competition Groups_Beverage Vending Machine Controls
Residential | Res ¦ Heat Pump Water Heater | 2031 | Economic | GWh | Before Competition Groups | 0.77923 | 0 | 0 | 12032.8756 | 6.4758e-05 | 58 | Residential_2031_Economic_GWh_Before Competition Groups_58 | Heat Pump Water Heater | 0.006476% | 0 | 0.77923 | Residential_2031_Economic_GWh_Before Competition Groups_Heat Pump Water Heater
Residential | Res ¦ Chilled Water Optimization | 2031 | Achievable | GWh | Before Competition Groups | 0.15195 | 0 | 0 | 3899.8468 | 3.8964e-05 | 58 | Residential_2031_Achievable_GWh_Before Competition Groups_58 | Chilled Water Optimization | 0.003896% | 0 | 0.15195 | Residential_2031_Achievable_GWh_Before Competition Groups_Chilled Water Optimization
Residential | Res ¦ Wall Insulation MF | 2031 | Technical | GWh | Before Competition Groups | 0.62617 | 0 | 0 | 18398.0722 | 3.4034e-05 | 87 | Residential_2031_Technical_GWh_Before Competition Groups_87 | Wall Insulation MF | 0.003403% | 0 | 0.62617 | Residential_2031_Technical_GWh_Before Competition Groups_Wall Insulation MF
Residential | Res ¦ Chilled Water Optimization | 2031 | Economic | GWh | Before Competition Groups | 0.30199 | 0 | 0 | 12032.8756 | 2.5097e-05 | 59 | Residential_2031_Economic_GWh_Before Competition Groups_59 | Chilled Water Optimization | 0.00251% | 0 | 0.30199 | Residential_2031_Economic_GWh_Before Competition Groups_Chilled Water Optimization
Residential | Res ¦ LED High Bay Fixture | 2031 | Achievable | GWh | Before Competition Groups | 0.089877 | 0 | 0 | 3899.8468 | 2.3046e-05 | 59 | Residential_2031_Achievable_GWh_Before Competition Groups_59 | LED High Bay Fixture | 0.002305% | 0 | 0.089877 | Residential_2031_Achievable_GWh_Before Competition Groups_LED High Bay Fixture
Residential | Res ¦ LED High Bay Fixture | 2031 | Economic | GWh | Before Competition Groups | 0.27667 | 0 | 0 | 12032.8756 | 2.2993e-05 | 60 | Residential_2031_Economic_GWh_Before Competition Groups_60 | LED High Bay Fixture | 0.002299% | 0 | 0.27667 | Residential_2031_Economic_GWh_Before Competition Groups_LED High Bay Fixture
Residential | Res ¦ LED Recessed Downlights | 2031 | Technical | GWh | Before Competition Groups | 0.32091 | 0 | 0 | 18398.0722 | 1.7443e-05 | 88 | Residential_2031_Technical_GWh_Before Competition Groups_88 | LED Recessed Downlights | 0.001744% | 0 | 0.32091 | Residential_2031_Technical_GWh_Before Competition Groups_LED Recessed Downlights
Residential | Res ¦ Chilled Water Optimization | 2031 | Technical | GWh | Before Competition Groups | 0.30199 | 0 | 0 | 18398.0722 | 1.6414e-05 | 89 | Residential_2031_Technical_GWh_Before Competition Groups_89 | Chilled Water Optimization | 0.001641% | 0 | 0.30199 | Residential_2031_Technical_GWh_Before Competition Groups_Chilled Water Optimization
Residential | Res ¦ LED High Bay Fixture | 2031 | Technical | GWh | Before Competition Groups | 0.27667 | 0 | 0 | 18398.0722 | 1.5038e-05 | 90 | Residential_2031_Technical_GWh_Before Competition Groups_90 | LED High Bay Fixture | 0.001504% | 0 | 0.27667 | Residential_2031_Technical_GWh_Before Competition Groups_LED High Bay Fixture
Residential | Res ¦ Heat Pump Water Heater | 2031 | Achievable | GWh | Before Competition Groups | 0.042211 | 0 | 0 | 3899.8468 | 1.0824e-05 | 60 | Residential_2031_Achievable_GWh_Before Competition Groups_60 | Heat Pump Water Heater | 0.001082% | 0 | 0.042211 | Residential_2031_Achievable_GWh_Before Competition Groups_Heat Pump Water Heater
Residential | Res ¦ Wall Insulation MF | 2031 | Economic | GWh | Before Competition Groups | 0.051398 | 0 | 0 | 12032.8756 | 4.2714e-06 | 61 | Residential_2031_Economic_GWh_Before Competition Groups_61 | Wall Insulation MF | 0.0004271% | 0 | 0.051398 | Residential_2031_Economic_GWh_Before Competition Groups_Wall Insulation MF
Residential | Res ¦ Solar Water Preheat (Pools/DHW) | 2031 | Technical | GWh | Before Competition Groups | 0.069276 | 0 | 0 | 18398.0722 | 3.7654e-06 | 91 | Residential_2031_Technical_GWh_Before Competition Groups_91 | Solar Water Preheat (Pools/DHW) | 0.0003765% | 0 | 0.069276 | Residential_2031_Technical_GWh_Before Competition Groups_Solar Water Preheat (Pools/DHW)
Residential | Res ¦ Wall Insulation MF | 2031 | Achievable | GWh | Before Competition Groups | 0.0074886 | 0 | 0 | 3899.8468 | 1.9202e-06 | 61 | Residential_2031_Achievable_GWh_Before Competition Groups_61 | Wall Insulation MF | 0.000192% | 0 | 0.0074886 | Residential_2031_Achievable_GWh_Before Competition Groups_Wall Insulation MF
Residential | Res ¦ Photocell Controls (Outdoor) | 2031 | Technical | GWh | Before Competition Groups | 0.00034264 | 0 | 0 | 18398.0722 | 1.8624e-08 | 92 | Residential_2031_Technical_GWh_Before Competition Groups_92 | Photocell Controls (Outdoor) | 1.862e-06% | 0 | 0.00034264 | Residential_2031_Technical_GWh_Before Competition Groups_Photocell Controls (Outdoor)
Residential | Res ¦ Air Source Heat Pump | 2031 | Achievable | GWh | Before Competition Groups | 0 | 0 | 0 | 3899.8468 | 0 | 62 | Residential_2031_Achievable_GWh_Before Competition Groups_62 | Air Source Heat Pump | 0% | 0 | 0 | Residential_2031_Achievable_GWh_Before Competition Groups_Air Source Heat Pump
Residential | Res ¦ Air Source Heat Pump | 2031 | Economic | GWh | Before Competition Groups | 0 | 0 | 0 | 12032.8756 | 0 | 62 | Residential_2031_Economic_GWh_Before Competition Groups_62 | Air Source Heat Pump | 0% | 0 | 0 | Residential_2031_Economic_GWh_Before Competition Groups_Air Source Heat Pump
Residential | Res ¦ DHW Recirculation Systems | 2031 | Achievable | GWh | Before Competition Groups | 0 | 0 | 0 | 3899.8468 | 0 | 63 | Residential_2031_Achievable_GWh_Before Competition Groups_63 | DHW Recirculation Systems | 0% | 0 | 0 | Residential_2031_Achievable_GWh_Before Competition Groups_DHW Recirculation Systems
Residential | Res ¦ DHW Recirculation Systems | 2031 | Economic | GWh | Before Competition Groups | 0 | 0 | 0 | 12032.8756 | 0 | 63 | Residential_2031_Economic_GWh_Before Competition Groups_63 | DHW Recirculation Systems | 0% | 0 | 0 | Residential_2031_Economic_GWh_Before Competition Groups_DHW Recirculation Systems
Residential | Res ¦ Energy Star Dehumidifier | 2031 | Achievable | GWh | Before Competition Groups | 0 | 0 | 0 | 3899.8468 | 0 | 64 | Residential_2031_Achievable_GWh_Before Competition Groups_64 | Energy Star Dehumidifier | 0% | 0 | 0 | Residential_2031_Achievable_GWh_Before Competition Groups_Energy Star Dehumidifier
Residential | Res ¦ Energy Star Dehumidifier | 2031 | Economic | GWh | Before Competition Groups | 0 | 0 | 0 | 12032.8756 | 0 | 64 | Residential_2031_Economic_GWh_Before Competition Groups_64 | Energy Star Dehumidifier | 0% | 0 | 0 | Residential_2031_Economic_GWh_Before Competition Groups_Energy Star Dehumidifier
Residential | Res ¦ Furnace with ECM | 2031 | Achievable | GWh | Before Competition Groups | 0 | 0 | 0 | 3899.8468 | 0 | 65 | Residential_2031_Achievable_GWh_Before Competition Groups_65 | Furnace with ECM | 0% | 0 | 0 | Residential_2031_Achievable_GWh_Before Competition Groups_Furnace with ECM
Residential | Res ¦ Furnace with ECM | 2031 | Economic | GWh | Before Competition Groups | 0 | 0 | 0 | 12032.8756 | 0 | 65 | Residential_2031_Economic_GWh_Before Competition Groups_65 | Furnace with ECM | 0% | 0 | 0 | Residential_2031_Economic_GWh_Before Competition Groups_Furnace with ECM
Residential | Res ¦ Lighting Motion Sensors, Timers, Dimmers | 2031 | Achievable | GWh | Before Competition Groups | 0 | 0 | 0 | 3899.8468 | 0 | 66 | Residential_2031_Achievable_GWh_Before Competition Groups_66 | Lighting Motion Sensors, Timers, Dimmers | 0% | 0 | 0 | Residential_2031_Achievable_GWh_Before Competition Groups_Lighting Motion Sensors, Timers, Dimmers
Residential | Res ¦ Lighting Motion Sensors, Timers, Dimmers | 2031 | Economic | GWh | Before Competition Groups | 0 | 0 | 0 | 12032.8756 | 0 | 66 | Residential_2031_Economic_GWh_Before Competition Groups_66 | Lighting Motion Sensors, Timers, Dimmers | 0% | 0 | 0 | Residential_2031_Economic_GWh_Before Competition Groups_Lighting Motion Sensors, Timers, Dimmers
Residential | Res ¦ Networked/ Connected - Indoor LED Luminaire | 2031 | Achievable | GWh | Before Competition Groups | 0 | 0 | 0 | 3899.8468 | 0 | 67 | Residential_2031_Achievable_GWh_Before Competition Groups_67 | Networked/ Connected - Indoor LED Luminaire | 0% | 0 | 0 | Residential_2031_Achievable_GWh_Before Competition Groups_Networked/ Connected - Indoor LED Luminaire
Residential | Res ¦ Networked/ Connected - Indoor LED Luminaire | 2031 | Economic | GWh | Before Competition Groups | 0 | 0 | 0 | 12032.8756 | 0 | 67 | Residential_2031_Economic_GWh_Before Competition Groups_67 | Networked/ Connected - Indoor LED Luminaire | 0% | 0 | 0 | Residential_2031_Economic_GWh_Before Competition Groups_Networked/ Connected - Indoor LED Luminaire
Residential | Res ¦ Radiant Barrier | 2031 | Achievable | GWh | Before Competition Groups | 0 | 0 | 0 | 3899.8468 | 0 | 68 | Residential_2031_Achievable_GWh_Before Competition Groups_68 | Radiant Barrier | 0% | 0 | 0 | Residential_2031_Achievable_GWh_Before Competition Groups_Radiant Barrier
Residential | Res ¦ Radiant Barrier | 2031 | Economic | GWh | Before Competition Groups | 0 | 0 | 0 | 12032.8756 | 0 | 68 | Residential_2031_Economic_GWh_Before Competition Groups_68 | Radiant Barrier | 0% | 0 | 0 | Residential_2031_Economic_GWh_Before Competition Groups_Radiant Barrier
Residential | Res ¦ Variable Refrigerant Flow Heat Pump | 2031 | Achievable | GWh | Before Competition Groups | 0 | 0 | 0 | 3899.8468 | 0 | 69 | Residential_2031_Achievable_GWh_Before Competition Groups_69 | Variable Refrigerant Flow Heat Pump | 0% | 0 | 0 | Residential_2031_Achievable_GWh_Before Competition Groups_Variable Refrigerant Flow Heat Pump
Residential | Res ¦ Variable Refrigerant Flow Heat Pump | 2031 | Economic | GWh | Before Competition Groups | 0 | 0 | 0 | 12032.8756 | 0 | 69 | Residential_2031_Economic_GWh_Before Competition Groups_69 | Variable Refrigerant Flow Heat Pump | 0% | 0 | 0 | Residential_2031_Economic_GWh_Before Competition Groups_Variable Refrigerant Flow Heat Pump
Residential | Res ¦ Energy Star A Line, PAR, MR Lamps | 2032 | Economic | GWh | Before Competition Groups | 1550.5082 | 0 | 0 | 12570.4606 | 0.12335 | 1 | Residential_2032_Economic_GWh_Before Competition Groups_1 | Energy Star A Line, PAR, MR Lamps | 12.33% | 0 | 1550.5082 | Residential_2032_Economic_GWh_Before Competition Groups_Energy Star A Line, PAR, MR Lamps
Residential | Res ¦ Smart Power Bar | 2032 | Economic | GWh | Before Competition Groups | 1494.5458 | 0 | 0 | 12570.4606 | 0.11889 | 2 | Residential_2032_Economic_GWh_Before Competition Groups_2 | Smart Power Bar | 11.89% | 0 | 1494.5458 | Residential_2032_Economic_GWh_Before Competition Groups_Smart Power Bar
Residential | Res ¦ Energy Star LED Bulbs General Purpose LEDs | 2032 | Economic | GWh | Before Competition Groups | 1384.4971 | 0 | 0 | 12570.4606 | 0.11014 | 3 | Residential_2032_Economic_GWh_Before Competition Groups_3 | Energy Star LED Bulbs General Purpose LEDs | 11.01% | 0 | 1384.4971 | Residential_2032_Economic_GWh_Before Competition Groups_Energy Star LED Bulbs General Purpose LEDs
Residential | Res ¦ Energy Star LED Specialty Bulbs | 2032 | Economic | GWh | Before Competition Groups | 1217.8033 | 0 | 0 | 12570.4606 | 0.096878 | 4 | Residential_2032_Economic_GWh_Before Competition Groups_4 | Energy Star LED Specialty Bulbs | 9.688% | 0 | 1217.8033 | Residential_2032_Economic_GWh_Before Competition Groups_Energy Star LED Specialty Bulbs
Residential | Res ¦ Energy Star Clothes Washer | 2032 | Achievable | GWh | Before Competition Groups | 419.0412 | 0 | 0 | 4526.7041 | 0.092571 | 1 | Residential_2032_Achievable_GWh_Before Competition Groups_1 | Energy Star Clothes Washer | 9.257% | 0 | 419.0412 | Residential_2032_Achievable_GWh_Before Competition Groups_Energy Star Clothes Washer
Residential | Res ¦ Energy Star A Line, PAR, MR Lamps | 2032 | Technical | GWh | Before Competition Groups | 1550.5082 | 0 | 0 | 19021.8521 | 0.081512 | 1 | Residential_2032_Technical_GWh_Before Competition Groups_1 | Energy Star A Line, PAR, MR Lamps | 8.151% | 0 | 1550.5082 | Residential_2032_Technical_GWh_Before Competition Groups_Energy Star A Line, PAR, MR Lamps
Residential | Res ¦ Smart Power Bar | 2032 | Technical | GWh | Before Competition Groups | 1494.5458 | 0 | 0 | 19021.8521 | 0.07857 | 2 | Residential_2032_Technical_GWh_Before Competition Groups_2 | Smart Power Bar | 7.857% | 0 | 1494.5458 | Residential_2032_Technical_GWh_Before Competition Groups_Smart Power Bar
Residential | Res ¦ Variable Speed Pool Pump Motor | 2032 | Achievable | GWh | Before Competition Groups | 333.0844 | 0 | 0 | 4526.7041 | 0.073582 | 2 | Residential_2032_Achievable_GWh_Before Competition Groups_2 | Variable Speed Pool Pump Motor | 7.358% | 0 | 333.0844 | Residential_2032_Achievable_GWh_Before Competition Groups_Variable Speed Pool Pump Motor
Residential | Res ¦ Energy Star LED Bulbs General Purpose LEDs | 2032 | Technical | GWh | Before Competition Groups | 1384.4971 | 0 | 0 | 19021.8521 | 0.072785 | 3 | Residential_2032_Technical_GWh_Before Competition Groups_3 | Energy Star LED Bulbs General Purpose LEDs | 7.278% | 0 | 1384.4971 | Residential_2032_Technical_GWh_Before Competition Groups_Energy Star LED Bulbs General Purpose LEDs
Residential | Res ¦ Energy Star LED Bulbs General Purpose LEDs | 2032 | Achievable | GWh | Before Competition Groups | 317.6524 | 0 | 0 | 4526.7041 | 0.070173 | 3 | Residential_2032_Achievable_GWh_Before Competition Groups_3 | Energy Star LED Bulbs General Purpose LEDs | 7.017% | 0 | 317.6524 | Residential_2032_Achievable_GWh_Before Competition Groups_Energy Star LED Bulbs General Purpose LEDs
Residential | Res ¦ Energy Star LED Specialty Bulbs | 2032 | Technical | GWh | Before Competition Groups | 1217.8033 | 0 | 0 | 19021.8521 | 0.064021 | 4 | Residential_2032_Technical_GWh_Before Competition Groups_4 | Energy Star LED Specialty Bulbs | 6.402% | 0 | 1217.8033 | Residential_2032_Technical_GWh_Before Competition Groups_Energy Star LED Specialty Bulbs
Residential | Res ¦ Energy Star LED Specialty Bulbs | 2032 | Achievable | GWh | Before Competition Groups | 282.052 | 0 | 0 | 4526.7041 | 0.062308 | 4 | Residential_2032_Achievable_GWh_Before Competition Groups_4 | Energy Star LED Specialty Bulbs | 6.231% | 0 | 282.052 | Residential_2032_Achievable_GWh_Before Competition Groups_Energy Star LED Specialty Bulbs
Residential | Res ¦ Car Block Heater Timer | 2032 | Achievable | GWh | Before Competition Groups | 281.8247 | 0 | 0 | 4526.7041 | 0.062258 | 5 | Residential_2032_Achievable_GWh_Before Competition Groups_5 | Car Block Heater Timer | 6.226% | 0 | 281.8247 | Residential_2032_Achievable_GWh_Before Competition Groups_Car Block Heater Timer
Residential | Res ¦ Smart Power Bar | 2032 | Achievable | GWh | Before Competition Groups | 279.3263 | 0 | 0 | 4526.7041 | 0.061706 | 6 | Residential_2032_Achievable_GWh_Before Competition Groups_6 | Smart Power Bar | 6.171% | 0 | 279.3263 | Residential_2032_Achievable_GWh_Before Competition Groups_Smart Power Bar
Residential | Res ¦ Ductless Mini-Split Heat Pump | 2032 | Achievable | GWh | Before Competition Groups | 265.2089 | 0 | 0 | 4526.7041 | 0.058588 | 7 | Residential_2032_Achievable_GWh_Before Competition Groups_7 | Ductless Mini-Split Heat Pump | 5.859% | 0 | 265.2089 | Residential_2032_Achievable_GWh_Before Competition Groups_Ductless Mini-Split Heat Pump
Residential | Res ¦ Building Recommissioning, Operations and Maintenance (O&M) Improvements | 2032 | Achievable | GWh | Before Competition Groups | 261.5906 | 0 | 0 | 4526.7041 | 0.057788 | 8 | Residential_2032_Achievable_GWh_Before Competition Groups_8 | Building Recommissioning, Operations and Maintenance (O&M) Improvements | 5.779% | 0 | 261.5906 | Residential_2032_Achievable_GWh_Before Competition Groups_Building Recommissioning, Operations and Maintenance (O&M) Improvements
Residential | Res ¦ Adaptive Thermostat | 2032 | Economic | GWh | Before Competition Groups | 699.731 | 0 | 0 | 12570.4606 | 0.055665 | 5 | Residential_2032_Economic_GWh_Before Competition Groups_5 | Adaptive Thermostat | 5.566% | 0 | 699.731 | Residential_2032_Economic_GWh_Before Competition Groups_Adaptive Thermostat
Residential | Res ¦ Networked/ Connected - Indoor LED Lamp | 2032 | Technical | GWh | Before Competition Groups | 936.8938 | 0 | 0 | 19021.8521 | 0.049254 | 5 | Residential_2032_Technical_GWh_Before Competition Groups_5 | Networked/ Connected - Indoor LED Lamp | 4.925% | 0 | 936.8938 | Residential_2032_Technical_GWh_Before Competition Groups_Networked/ Connected - Indoor LED Lamp
Residential | Res ¦ Energy Star Clothes Washer | 2032 | Economic | GWh | Before Competition Groups | 557.4289 | 0 | 0 | 12570.4606 | 0.044344 | 6 | Residential_2032_Economic_GWh_Before Competition Groups_6 | Energy Star Clothes Washer | 4.434% | 0 | 557.4289 | Residential_2032_Economic_GWh_Before Competition Groups_Energy Star Clothes Washer
Residential | Res ¦ Energy Star A Line, PAR, MR Lamps | 2032 | Achievable | GWh | Before Competition Groups | 198.4417 | 0 | 0 | 4526.7041 | 0.043838 | 9 | Residential_2032_Achievable_GWh_Before Competition Groups_9 | Energy Star A Line, PAR, MR Lamps | 4.384% | 0 | 198.4417 | Residential_2032_Achievable_GWh_Before Competition Groups_Energy Star A Line, PAR, MR Lamps
Residential | Res ¦ Air Sealing | 2032 | Economic | GWh | Before Competition Groups | 529.6358 | 0 | 0 | 12570.4606 | 0.042133 | 7 | Residential_2032_Economic_GWh_Before Competition Groups_7 | Air Sealing | 4.213% | 0 | 529.6358 | Residential_2032_Economic_GWh_Before Competition Groups_Air Sealing
Residential | Res ¦ Ductless Mini-Split Heat Pump | 2032 | Economic | GWh | Before Competition Groups | 518.0267 | 0 | 0 | 12570.4606 | 0.04121 | 8 | Residential_2032_Economic_GWh_Before Competition Groups_8 | Ductless Mini-Split Heat Pump | 4.121% | 0 | 518.0267 | Residential_2032_Economic_GWh_Before Competition Groups_Ductless Mini-Split Heat Pump
Residential | Res ¦ Adaptive Thermostat | 2032 | Achievable | GWh | Before Competition Groups | 169.1414 | 0 | 0 | 4526.7041 | 0.037365 | 10 | Residential_2032_Achievable_GWh_Before Competition Groups_10 | Adaptive Thermostat | 3.737% | 0 | 169.1414 | Residential_2032_Achievable_GWh_Before Competition Groups_Adaptive Thermostat
Residential | Res ¦ Adaptive Thermostat | 2032 | Technical | GWh | Before Competition Groups | 699.731 | 0 | 0 | 19021.8521 | 0.036786 | 6 | Residential_2032_Technical_GWh_Before Competition Groups_6 | Adaptive Thermostat | 3.679% | 0 | 699.731 | Residential_2032_Technical_GWh_Before Competition Groups_Adaptive Thermostat
Residential | Res ¦ Energy Star Refrigerator | 2032 | Technical | GWh | Before Competition Groups | 669.2408 | 0 | 0 | 19021.8521 | 0.035183 | 7 | Residential_2032_Technical_GWh_Before Competition Groups_7 | Energy Star Refrigerator | 3.518% | 0 | 669.2408 | Residential_2032_Technical_GWh_Before Competition Groups_Energy Star Refrigerator
Residential | Res ¦ Energy Star Torchiere | 2032 | Achievable | GWh | Before Competition Groups | 158.2736 | 0 | 0 | 4526.7041 | 0.034964 | 11 | Residential_2032_Achievable_GWh_Before Competition Groups_11 | Energy Star Torchiere | 3.496% | 0 | 158.2736 | Residential_2032_Achievable_GWh_Before Competition Groups_Energy Star Torchiere
Residential | Res ¦ Variable Speed Pool Pump Motor | 2032 | Economic | GWh | Before Competition Groups | 397.4023 | 0 | 0 | 12570.4606 | 0.031614 | 9 | Residential_2032_Economic_GWh_Before Competition Groups_9 | Variable Speed Pool Pump Motor | 3.161% | 0 | 397.4023 | Residential_2032_Economic_GWh_Before Competition Groups_Variable Speed Pool Pump Motor
Residential | Res ¦ Smart Burners | 2032 | Technical | GWh | Before Competition Groups | 576.9769 | 0 | 0 | 19021.8521 | 0.030332 | 8 | Residential_2032_Technical_GWh_Before Competition Groups_8 | Smart Burners | 3.033% | 0 | 576.9769 | Residential_2032_Technical_GWh_Before Competition Groups_Smart Burners
Residential | Res ¦ Smart Burners | 2032 | Economic | GWh | Before Competition Groups | 380.6451 | 0 | 0 | 12570.4606 | 0.030281 | 10 | Residential_2032_Economic_GWh_Before Competition Groups_10 | Smart Burners | 3.028% | 0 | 380.6451 | Residential_2032_Economic_GWh_Before Competition Groups_Smart Burners
Residential | Res ¦ Energy Star Clothes Washer | 2032 | Technical | GWh | Before Competition Groups | 557.4289 | 0 | 0 | 19021.8521 | 0.029305 | 9 | Residential_2032_Technical_GWh_Before Competition Groups_9 | Energy Star Clothes Washer | 2.93% | 0 | 557.4289 | Residential_2032_Technical_GWh_Before Competition Groups_Energy Star Clothes Washer
Residential | Res ¦ Car Block Heater Timer | 2032 | Economic | GWh | Before Competition Groups | 367.7131 | 0 | 0 | 12570.4606 | 0.029252 | 11 | Residential_2032_Economic_GWh_Before Competition Groups_11 | Car Block Heater Timer | 2.925% | 0 | 367.7131 | Residential_2032_Economic_GWh_Before Competition Groups_Car Block Heater Timer
Residential | Res ¦ Comprehensive Draft Proofing | 2032 | Achievable | GWh | Before Competition Groups | 131.3718 | 0 | 0 | 4526.7041 | 0.029022 | 12 | Residential_2032_Achievable_GWh_Before Competition Groups_12 | Comprehensive Draft Proofing | 2.902% | 0 | 131.3718 | Residential_2032_Achievable_GWh_Before Competition Groups_Comprehensive Draft Proofing
Residential | Res ¦ Air Sealing | 2032 | Technical | GWh | Before Competition Groups | 529.6358 | 0 | 0 | 19021.8521 | 0.027844 | 10 | Residential_2032_Technical_GWh_Before Competition Groups_10 | Air Sealing | 2.784% | 0 | 529.6358 | Residential_2032_Technical_GWh_Before Competition Groups_Air Sealing
Residential | Res ¦ Ductless Mini-Split Heat Pump | 2032 | Technical | GWh | Before Competition Groups | 518.0267 | 0 | 0 | 19021.8521 | 0.027233 | 11 | Residential_2032_Technical_GWh_Before Competition Groups_11 | Ductless Mini-Split Heat Pump | 2.723% | 0 | 518.0267 | Residential_2032_Technical_GWh_Before Competition Groups_Ductless Mini-Split Heat Pump
Residential | Res ¦ Energy Star Light Fixture | 2032 | Achievable | GWh | Before Competition Groups | 123.1169 | 0 | 0 | 4526.7041 | 0.027198 | 13 | Residential_2032_Achievable_GWh_Before Competition Groups_13 | Energy Star Light Fixture | 2.72% | 0 | 123.1169 | Residential_2032_Achievable_GWh_Before Competition Groups_Energy Star Light Fixture
Residential | Res ¦ Energy Star Ground Source Heat Pump | 2032 | Technical | GWh | Before Competition Groups | 508.1911 | 0 | 0 | 19021.8521 | 0.026716 | 12 | Residential_2032_Technical_GWh_Before Competition Groups_12 | Energy Star Ground Source Heat Pump | 2.672% | 0 | 508.1911 | Residential_2032_Technical_GWh_Before Competition Groups_Energy Star Ground Source Heat Pump
Residential | Res ¦ Heavy Duty Outdoor/Holiday Plug-in Timers | 2032 | Achievable | GWh | Before Competition Groups | 112.5315 | 0 | 0 | 4526.7041 | 0.024859 | 14 | Residential_2032_Achievable_GWh_Before Competition Groups_14 | Heavy Duty Outdoor/Holiday Plug-in Timers | 2.486% | 0 | 112.5315 | Residential_2032_Achievable_GWh_Before Competition Groups_Heavy Duty Outdoor/Holiday Plug-in Timers
Residential | Res ¦ Building Recommissioning, Operations and Maintenance (O&M) Improvements | 2032 | Economic | GWh | Before Competition Groups | 312.0852 | 0 | 0 | 12570.4606 | 0.024827 | 12 | Residential_2032_Economic_GWh_Before Competition Groups_12 | Building Recommissioning, Operations and Maintenance (O&M) Improvements | 2.483% | 0 | 312.0852 | Residential_2032_Economic_GWh_Before Competition Groups_Building Recommissioning, Operations and Maintenance (O&M) Improvements
Residential | Res ¦ Heat Pump Clothes Dryer | 2032 | Technical | GWh | Before Competition Groups | 467.1903 | 0 | 0 | 19021.8521 | 0.024561 | 13 | Residential_2032_Technical_GWh_Before Competition Groups_13 | Heat Pump Clothes Dryer | 2.456% | 0 | 467.1903 | Residential_2032_Technical_GWh_Before Competition Groups_Heat Pump Clothes Dryer
Residential | Res ¦ Smart Burners | 2032 | Achievable | GWh | Before Competition Groups | 106.2849 | 0 | 0 | 4526.7041 | 0.02348 | 15 | Residential_2032_Achievable_GWh_Before Competition Groups_15 | Smart Burners | 2.348% | 0 | 106.2849 | Residential_2032_Achievable_GWh_Before Competition Groups_Smart Burners
Residential | Res ¦ Energy Star Central Air Conditioner | 2032 | Technical | GWh | Before Competition Groups | 440.4242 | 0 | 0 | 19021.8521 | 0.023154 | 14 | Residential_2032_Technical_GWh_Before Competition Groups_14 | Energy Star Central Air Conditioner | 2.315% | 0 | 440.4242 | Residential_2032_Technical_GWh_Before Competition Groups_Energy Star Central Air Conditioner
Residential | Res ¦ Energy Star Torchiere | 2032 | Economic | GWh | Before Competition Groups | 288.5822 | 0 | 0 | 12570.4606 | 0.022957 | 13 | Residential_2032_Economic_GWh_Before Competition Groups_13 | Energy Star Torchiere | 2.296% | 0 | 288.5822 | Residential_2032_Economic_GWh_Before Competition Groups_Energy Star Torchiere
Residential | Res ¦ Energy Star Air Source Heat Pump | 2032 | Economic | GWh | Before Competition Groups | 287.2487 | 0 | 0 | 12570.4606 | 0.022851 | 14 | Residential_2032_Economic_GWh_Before Competition Groups_14 | Energy Star Air Source Heat Pump | 2.285% | 0 | 287.2487 | Residential_2032_Economic_GWh_Before Competition Groups_Energy Star Air Source Heat Pump
Residential | Res ¦ Basement Wall Insulation | 2032 | Economic | GWh | Before Competition Groups | 277.4069 | 0 | 0 | 12570.4606 | 0.022068 | 15 | Residential_2032_Economic_GWh_Before Competition Groups_15 | Basement Wall Insulation | 2.207% | 0 | 277.4069 | Residential_2032_Economic_GWh_Before Competition Groups_Basement Wall Insulation
Residential | Res ¦ Variable Speed Pool Pump Motor | 2032 | Technical | GWh | Before Competition Groups | 397.4023 | 0 | 0 | 19021.8521 | 0.020892 | 15 | Residential_2032_Technical_GWh_Before Competition Groups_15 | Variable Speed Pool Pump Motor | 2.089% | 0 | 397.4023 | Residential_2032_Technical_GWh_Before Competition Groups_Variable Speed Pool Pump Motor
Residential | Res ¦ Energy Star Light Fixture | 2032 | Technical | GWh | Before Competition Groups | 382.7691 | 0 | 0 | 19021.8521 | 0.020123 | 16 | Residential_2032_Technical_GWh_Before Competition Groups_16 | Energy Star Light Fixture | 2.012% | 0 | 382.7691 | Residential_2032_Technical_GWh_Before Competition Groups_Energy Star Light Fixture
Residential | Res ¦ Air Sealing | 2032 | Achievable | GWh | Before Competition Groups | 90.8555 | 0 | 0 | 4526.7041 | 0.020071 | 16 | Residential_2032_Achievable_GWh_Before Competition Groups_16 | Air Sealing | 2.007% | 0 | 90.8555 | Residential_2032_Achievable_GWh_Before Competition Groups_Air Sealing
Residential | Res ¦ Occupancy Sensors MF | 2032 | Achievable | GWh | Before Competition Groups | 90.1325 | 0 | 0 | 4526.7041 | 0.019911 | 17 | Residential_2032_Achievable_GWh_Before Competition Groups_17 | Occupancy Sensors MF | 1.991% | 0 | 90.1325 | Residential_2032_Achievable_GWh_Before Competition Groups_Occupancy Sensors MF
Residential | Res ¦ LED Parking Lot Fixture | 2032 | Achievable | GWh | Before Competition Groups | 89.2377 | 0 | 0 | 4526.7041 | 0.019714 | 18 | Residential_2032_Achievable_GWh_Before Competition Groups_18 | LED Parking Lot Fixture | 1.971% | 0 | 89.2377 | Residential_2032_Achievable_GWh_Before Competition Groups_LED Parking Lot Fixture
Residential | Res ¦ Car Block Heater Timer | 2032 | Technical | GWh | Before Competition Groups | 367.7131 | 0 | 0 | 19021.8521 | 0.019331 | 17 | Residential_2032_Technical_GWh_Before Competition Groups_17 | Car Block Heater Timer | 1.933% | 0 | 367.7131 | Residential_2032_Technical_GWh_Before Competition Groups_Car Block Heater Timer
Residential | Res ¦ Energy Star Light Fixture | 2032 | Economic | GWh | Before Competition Groups | 237.5392 | 0 | 0 | 12570.4606 | 0.018897 | 16 | Residential_2032_Economic_GWh_Before Competition Groups_16 | Energy Star Light Fixture | 1.89% | 0 | 237.5392 | Residential_2032_Economic_GWh_Before Competition Groups_Energy Star Light Fixture
Residential | Res ¦ Induction Cooking Stove Top | 2032 | Technical | GWh | Before Competition Groups | 355.4178 | 0 | 0 | 19021.8521 | 0.018685 | 18 | Residential_2032_Technical_GWh_Before Competition Groups_18 | Induction Cooking Stove Top | 1.868% | 0 | 355.4178 | Residential_2032_Technical_GWh_Before Competition Groups_Induction Cooking Stove Top
Residential | Res ¦ Attic Insulation | 2032 | Economic | GWh | Before Competition Groups | 214.1246 | 0 | 0 | 12570.4606 | 0.017034 | 17 | Residential_2032_Economic_GWh_Before Competition Groups_17 | Attic Insulation | 1.703% | 0 | 214.1246 | Residential_2032_Economic_GWh_Before Competition Groups_Attic Insulation
Residential | Res ¦ Passive Attic Ventilation | 2032 | Technical | GWh | Before Competition Groups | 317.5391 | 0 | 0 | 19021.8521 | 0.016693 | 19 | Residential_2032_Technical_GWh_Before Competition Groups_19 | Passive Attic Ventilation | 1.669% | 0 | 317.5391 | Residential_2032_Technical_GWh_Before Competition Groups_Passive Attic Ventilation
Residential | Res ¦ Building Recommissioning, Operations and Maintenance (O&M) Improvements | 2032 | Technical | GWh | Before Competition Groups | 312.0852 | 0 | 0 | 19021.8521 | 0.016407 | 20 | Residential_2032_Technical_GWh_Before Competition Groups_20 | Building Recommissioning, Operations and Maintenance (O&M) Improvements | 1.641% | 0 | 312.0852 | Residential_2032_Technical_GWh_Before Competition Groups_Building Recommissioning, Operations and Maintenance (O&M) Improvements
Residential | Res ¦ Energy Star Torchiere | 2032 | Technical | GWh | Before Competition Groups | 288.5822 | 0 | 0 | 19021.8521 | 0.015171 | 21 | Residential_2032_Technical_GWh_Before Competition Groups_21 | Energy Star Torchiere | 1.517% | 0 | 288.5822 | Residential_2032_Technical_GWh_Before Competition Groups_Energy Star Torchiere
Residential | Res ¦ Energy Star Air Source Heat Pump | 2032 | Achievable | GWh | Before Competition Groups | 68.5534 | 0 | 0 | 4526.7041 | 0.015144 | 19 | Residential_2032_Achievable_GWh_Before Competition Groups_19 | Energy Star Air Source Heat Pump | 1.514% | 0 | 68.5534 | Residential_2032_Achievable_GWh_Before Competition Groups_Energy Star Air Source Heat Pump
Residential | Res ¦ Energy Star Windows | 2032 | Technical | GWh | Before Competition Groups | 287.4845 | 0 | 0 | 19021.8521 | 0.015113 | 22 | Residential_2032_Technical_GWh_Before Competition Groups_22 | Energy Star Windows | 1.511% | 0 | 287.4845 | Residential_2032_Technical_GWh_Before Competition Groups_Energy Star Windows
Residential | Res ¦ Energy Star Air Source Heat Pump | 2032 | Technical | GWh | Before Competition Groups | 287.2487 | 0 | 0 | 19021.8521 | 0.015101 | 23 | Residential_2032_Technical_GWh_Before Competition Groups_23 | Energy Star Air Source Heat Pump | 1.51% | 0 | 287.2487 | Residential_2032_Technical_GWh_Before Competition Groups_Energy Star Air Source Heat Pump
Residential | Res ¦ Refrigerator Recycling | 2032 | Achievable | GWh | Before Competition Groups | 67.2362 | 0 | 0 | 4526.7041 | 0.014853 | 20 | Residential_2032_Achievable_GWh_Before Competition Groups_20 | Refrigerator Recycling | 1.485% | 0 | 67.2362 | Residential_2032_Achievable_GWh_Before Competition Groups_Refrigerator Recycling
Residential | Res ¦ Basement Wall Insulation | 2032 | Technical | GWh | Before Competition Groups | 277.4069 | 0 | 0 | 19021.8521 | 0.014584 | 24 | Residential_2032_Technical_GWh_Before Competition Groups_24 | Basement Wall Insulation | 1.458% | 0 | 277.4069 | Residential_2032_Technical_GWh_Before Competition Groups_Basement Wall Insulation
Residential | Res ¦ Energy Star Clothes Dryer | 2032 | Technical | GWh | Before Competition Groups | 266.8445 | 0 | 0 | 19021.8521 | 0.014028 | 25 | Residential_2032_Technical_GWh_Before Competition Groups_25 | Energy Star Clothes Dryer | 1.403% | 0 | 266.8445 | Residential_2032_Technical_GWh_Before Competition Groups_Energy Star Clothes Dryer
Residential | Res ¦ Ductless Mini-Split Air Conditioner | 2032 | Technical | GWh | Before Competition Groups | 262.9118 | 0 | 0 | 19021.8521 | 0.013822 | 26 | Residential_2032_Technical_GWh_Before Competition Groups_26 | Ductless Mini-Split Air Conditioner | 1.382% | 0 | 262.9118 | Residential_2032_Technical_GWh_Before Competition Groups_Ductless Mini-Split Air Conditioner
Residential | Res ¦ Clothes Drying Racks | 2032 | Achievable | GWh | Before Competition Groups | 61.3724 | 0 | 0 | 4526.7041 | 0.013558 | 21 | Residential_2032_Achievable_GWh_Before Competition Groups_21 | Clothes Drying Racks | 1.356% | 0 | 61.3724 | Residential_2032_Achievable_GWh_Before Competition Groups_Clothes Drying Racks
Residential | Res ¦ Freezer Recycling | 2032 | Achievable | GWh | Before Competition Groups | 58.8828 | 0 | 0 | 4526.7041 | 0.013008 | 22 | Residential_2032_Achievable_GWh_Before Competition Groups_22 | Freezer Recycling | 1.301% | 0 | 58.8828 | Residential_2032_Achievable_GWh_Before Competition Groups_Freezer Recycling
Residential | Res ¦ Comprehensive Draft Proofing | 2032 | Economic | GWh | Before Competition Groups | 156.7299 | 0 | 0 | 12570.4606 | 0.012468 | 18 | Residential_2032_Economic_GWh_Before Competition Groups_18 | Comprehensive Draft Proofing | 1.247% | 0 | 156.7299 | Residential_2032_Economic_GWh_Before Competition Groups_Comprehensive Draft Proofing
Residential | Res ¦ Basement or Crawlspace Insulation | 2032 | Technical | GWh | Before Competition Groups | 230.8376 | 0 | 0 | 19021.8521 | 0.012135 | 27 | Residential_2032_Technical_GWh_Before Competition Groups_27 | Basement or Crawlspace Insulation | 1.214% | 0 | 230.8376 | Residential_2032_Technical_GWh_Before Competition Groups_Basement or Crawlspace Insulation
Residential | Res ¦ Heavy Duty Outdoor/Holiday Plug-in Timers | 2032 | Economic | GWh | Before Competition Groups | 149.8731 | 0 | 0 | 12570.4606 | 0.011923 | 19 | Residential_2032_Economic_GWh_Before Competition Groups_19 | Heavy Duty Outdoor/Holiday Plug-in Timers | 1.192% | 0 | 149.8731 | Residential_2032_Economic_GWh_Before Competition Groups_Heavy Duty Outdoor/Holiday Plug-in Timers
Residential | Res ¦ Attic Insulation | 2032 | Technical | GWh | Before Competition Groups | 214.1246 | 0 | 0 | 19021.8521 | 0.011257 | 28 | Residential_2032_Technical_GWh_Before Competition Groups_28 | Attic Insulation | 1.126% | 0 | 214.1246 | Residential_2032_Technical_GWh_Before Competition Groups_Attic Insulation
Residential | Res ¦ Basement Wall Insulation | 2032 | Achievable | GWh | Before Competition Groups | 47.5904 | 0 | 0 | 4526.7041 | 0.010513 | 23 | Residential_2032_Achievable_GWh_Before Competition Groups_23 | Basement Wall Insulation | 1.051% | 0 | 47.5904 | Residential_2032_Achievable_GWh_Before Competition Groups_Basement Wall Insulation
Residential | Res ¦ Furnace with ECM | 2032 | Economic | GWh | Before Competition Groups | 116.1675 | 0 | 0 | 12570.4606 | 0.0092413 | 20 | Residential_2032_Economic_GWh_Before Competition Groups_20 | Furnace with ECM | 0.9241% | 0 | 116.1675 | Residential_2032_Economic_GWh_Before Competition Groups_Furnace with ECM
Residential | Res ¦ LED Exterior Area Lights - LED Fixture (200W) | 2032 | Achievable | GWh | Before Competition Groups | 41.437 | 0 | 0 | 4526.7041 | 0.0091539 | 24 | Residential_2032_Achievable_GWh_Before Competition Groups_24 | LED Exterior Area Lights - LED Fixture (200W) | 0.9154% | 0 | 41.437 | Residential_2032_Achievable_GWh_Before Competition Groups_LED Exterior Area Lights - LED Fixture (200W)
Residential | Res ¦ Wall Insulation | 2032 | Technical | GWh | Before Competition Groups | 167.8071 | 0 | 0 | 19021.8521 | 0.0088218 | 29 | Residential_2032_Technical_GWh_Before Competition Groups_29 | Wall Insulation | 0.8822% | 0 | 167.8071 | Residential_2032_Technical_GWh_Before Competition Groups_Wall Insulation
Residential | Res ¦ Occupancy Sensors MF | 2032 | Economic | GWh | Before Competition Groups | 110.3918 | 0 | 0 | 12570.4606 | 0.0087818 | 21 | Residential_2032_Economic_GWh_Before Competition Groups_21 | Occupancy Sensors MF | 0.8782% | 0 | 110.3918 | Residential_2032_Economic_GWh_Before Competition Groups_Occupancy Sensors MF
Residential | Res ¦ Heavy Duty Outdoor/Holiday Plug-in Timers | 2032 | Technical | GWh | Before Competition Groups | 166.3704 | 0 | 0 | 19021.8521 | 0.0087463 | 30 | Residential_2032_Technical_GWh_Before Competition Groups_30 | Heavy Duty Outdoor/Holiday Plug-in Timers | 0.8746% | 0 | 166.3704 | Residential_2032_Technical_GWh_Before Competition Groups_Heavy Duty Outdoor/Holiday Plug-in Timers
Residential | Res ¦ Energy Star Clothes Dryer | 2032 | Achievable | GWh | Before Competition Groups | 38.4604 | 0 | 0 | 4526.7041 | 0.0084963 | 25 | Residential_2032_Achievable_GWh_Before Competition Groups_25 | Energy Star Clothes Dryer | 0.8496% | 0 | 38.4604 | Residential_2032_Achievable_GWh_Before Competition Groups_Energy Star Clothes Dryer
Residential | Res ¦ Advanced BAS/Controllers | 2032 | Achievable | GWh | Before Competition Groups | 38.2088 | 0 | 0 | 4526.7041 | 0.0084407 | 26 | Residential_2032_Achievable_GWh_Before Competition Groups_26 | Advanced BAS/Controllers | 0.8441% | 0 | 38.2088 | Residential_2032_Achievable_GWh_Before Competition Groups_Advanced BAS/Controllers
Residential | Res ¦ Comprehensive Draft Proofing | 2032 | Technical | GWh | Before Competition Groups | 156.7299 | 0 | 0 | 19021.8521 | 0.0082395 | 31 | Residential_2032_Technical_GWh_Before Competition Groups_31 | Comprehensive Draft Proofing | 0.8239% | 0 | 156.7299 | Residential_2032_Technical_GWh_Before Competition Groups_Comprehensive Draft Proofing
Residential | Res ¦ Attic Insulation | 2032 | Achievable | GWh | Before Competition Groups | 36.7274 | 0 | 0 | 4526.7041 | 0.0081135 | 27 | Residential_2032_Achievable_GWh_Before Competition Groups_27 | Attic Insulation | 0.8114% | 0 | 36.7274 | Residential_2032_Achievable_GWh_Before Competition Groups_Attic Insulation
Residential | Res ¦ LED Parking Lot Fixture | 2032 | Economic | GWh | Before Competition Groups | 101.6796 | 0 | 0 | 12570.4606 | 0.0080888 | 22 | Residential_2032_Economic_GWh_Before Competition Groups_22 | LED Parking Lot Fixture | 0.8089% | 0 | 101.6796 | Residential_2032_Economic_GWh_Before Competition Groups_LED Parking Lot Fixture
Residential | Res ¦ Energy Star Room Air Conditioner | 2032 | Economic | GWh | Before Competition Groups | 100.273 | 0 | 0 | 12570.4606 | 0.0079769 | 23 | Residential_2032_Economic_GWh_Before Competition Groups_23 | Energy Star Room Air Conditioner | 0.7977% | 0 | 100.273 | Residential_2032_Economic_GWh_Before Competition Groups_Energy Star Room Air Conditioner
Residential | Res ¦ Lighting Motion Sensors, Timers, Dimmers | 2032 | Technical | GWh | Before Competition Groups | 148.2626 | 0 | 0 | 19021.8521 | 0.0077943 | 32 | Residential_2032_Technical_GWh_Before Competition Groups_32 | Lighting Motion Sensors, Timers, Dimmers | 0.7794% | 0 | 148.2626 | Residential_2032_Technical_GWh_Before Competition Groups_Lighting Motion Sensors, Timers, Dimmers
Residential | Res ¦ Energy Star Room Air Conditioner | 2032 | Achievable | GWh | Before Competition Groups | 32.7969 | 0 | 0 | 4526.7041 | 0.0072452 | 28 | Residential_2032_Achievable_GWh_Before Competition Groups_28 | Energy Star Room Air Conditioner | 0.7245% | 0 | 32.7969 | Residential_2032_Achievable_GWh_Before Competition Groups_Energy Star Room Air Conditioner
Residential | Res ¦ Energy Star Clothes Dryer | 2032 | Economic | GWh | Before Competition Groups | 89.7218 | 0 | 0 | 12570.4606 | 0.0071375 | 24 | Residential_2032_Economic_GWh_Before Competition Groups_24 | Energy Star Clothes Dryer | 0.7138% | 0 | 89.7218 | Residential_2032_Economic_GWh_Before Competition Groups_Energy Star Clothes Dryer
Residential | Res ¦ LED Downlight | 2032 | Achievable | GWh | Before Competition Groups | 32.1886 | 0 | 0 | 4526.7041 | 0.0071108 | 29 | Residential_2032_Achievable_GWh_Before Competition Groups_29 | LED Downlight | 0.7111% | 0 | 32.1886 | Residential_2032_Achievable_GWh_Before Competition Groups_LED Downlight
Residential | Res ¦ Furnace Whistle | 2032 | Achievable | GWh | Before Competition Groups | 32.0212 | 0 | 0 | 4526.7041 | 0.0070738 | 30 | Residential_2032_Achievable_GWh_Before Competition Groups_30 | Furnace Whistle | 0.7074% | 0 | 32.0212 | Residential_2032_Achievable_GWh_Before Competition Groups_Furnace Whistle
Residential | Res ¦ Refrigerator Recycling | 2032 | Economic | GWh | Before Competition Groups | 80.2201 | 0 | 0 | 12570.4606 | 0.0063816 | 25 | Residential_2032_Economic_GWh_Before Competition Groups_25 | Refrigerator Recycling | 0.6382% | 0 | 80.2201 | Residential_2032_Economic_GWh_Before Competition Groups_Refrigerator Recycling
Residential | Res ¦ Furnace with ECM | 2032 | Technical | GWh | Before Competition Groups | 116.1675 | 0 | 0 | 19021.8521 | 0.0061071 | 33 | Residential_2032_Technical_GWh_Before Competition Groups_33 | Furnace with ECM | 0.6107% | 0 | 116.1675 | Residential_2032_Technical_GWh_Before Competition Groups_Furnace with ECM
Residential | Res ¦ Outside Air Economizer | 2032 | Achievable | GWh | Before Competition Groups | 26.5361 | 0 | 0 | 4526.7041 | 0.0058621 | 31 | Residential_2032_Achievable_GWh_Before Competition Groups_31 | Outside Air Economizer | 0.5862% | 0 | 26.5361 | Residential_2032_Achievable_GWh_Before Competition Groups_Outside Air Economizer
Residential | Res ¦ Clothes Drying Racks | 2032 | Economic | GWh | Before Competition Groups | 73.2448 | 0 | 0 | 12570.4606 | 0.0058267 | 26 | Residential_2032_Economic_GWh_Before Competition Groups_26 | Clothes Drying Racks | 0.5827% | 0 | 73.2448 | Residential_2032_Economic_GWh_Before Competition Groups_Clothes Drying Racks
Residential | Res ¦ Occupancy Sensors MF | 2032 | Technical | GWh | Before Competition Groups | 110.3918 | 0 | 0 | 19021.8521 | 0.0058034 | 34 | Residential_2032_Technical_GWh_Before Competition Groups_34 | Occupancy Sensors MF | 0.5803% | 0 | 110.3918 | Residential_2032_Technical_GWh_Before Competition Groups_Occupancy Sensors MF
Residential | Res ¦ Radiant Barrier | 2032 | Technical | GWh | Before Competition Groups | 106.9791 | 0 | 0 | 19021.8521 | 0.005624 | 35 | Residential_2032_Technical_GWh_Before Competition Groups_35 | Radiant Barrier | 0.5624% | 0 | 106.9791 | Residential_2032_Technical_GWh_Before Competition Groups_Radiant Barrier
Residential | Res ¦ Freezer Recycling | 2032 | Economic | GWh | Before Competition Groups | 70.3814 | 0 | 0 | 12570.4606 | 0.0055989 | 27 | Residential_2032_Economic_GWh_Before Competition Groups_27 | Freezer Recycling | 0.5599% | 0 | 70.3814 | Residential_2032_Economic_GWh_Before Competition Groups_Freezer Recycling
Residential | Res ¦ Networked/ Connected - Indoor LED Luminaire | 2032 | Technical | GWh | Before Competition Groups | 103.7946 | 0 | 0 | 19021.8521 | 0.0054566 | 36 | Residential_2032_Technical_GWh_Before Competition Groups_36 | Networked/ Connected - Indoor LED Luminaire | 0.5457% | 0 | 103.7946 | Residential_2032_Technical_GWh_Before Competition Groups_Networked/ Connected - Indoor LED Luminaire
Residential | Res ¦ Duct Insulation | 2032 | Economic | GWh | Before Competition Groups | 68.3574 | 0 | 0 | 12570.4606 | 0.0054379 | 28 | Residential_2032_Economic_GWh_Before Competition Groups_28 | Duct Insulation | 0.5438% | 0 | 68.3574 | Residential_2032_Economic_GWh_Before Competition Groups_Duct Insulation
Residential | Res ¦ Variable Refrigerant Flow Heat Pump | 2032 | Technical | GWh | Before Competition Groups | 103.3409 | 0 | 0 | 19021.8521 | 0.0054327 | 37 | Residential_2032_Technical_GWh_Before Competition Groups_37 | Variable Refrigerant Flow Heat Pump | 0.5433% | 0 | 103.3409 | Residential_2032_Technical_GWh_Before Competition Groups_Variable Refrigerant Flow Heat Pump
Residential | Res ¦ Energy Star Windows | 2032 | Economic | GWh | Before Competition Groups | 67.5935 | 0 | 0 | 12570.4606 | 0.0053772 | 29 | Residential_2032_Economic_GWh_Before Competition Groups_29 | Energy Star Windows | 0.5377% | 0 | 67.5935 | Residential_2032_Economic_GWh_Before Competition Groups_Energy Star Windows
Residential | Res ¦ LED Parking Lot Fixture | 2032 | Technical | GWh | Before Competition Groups | 101.6796 | 0 | 0 | 19021.8521 | 0.0053454 | 38 | Residential_2032_Technical_GWh_Before Competition Groups_38 | LED Parking Lot Fixture | 0.5345% | 0 | 101.6796 | Residential_2032_Technical_GWh_Before Competition Groups_LED Parking Lot Fixture
Residential | Res ¦ Energy Star Room Air Conditioner | 2032 | Technical | GWh | Before Competition Groups | 101.6153 | 0 | 0 | 19021.8521 | 0.005342 | 39 | Residential_2032_Technical_GWh_Before Competition Groups_39 | Energy Star Room Air Conditioner | 0.5342% | 0 | 101.6153 | Residential_2032_Technical_GWh_Before Competition Groups_Energy Star Room Air Conditioner
Residential | Res ¦ Solar Powered Attic Fan | 2032 | Technical | GWh | Before Competition Groups | 88.0116 | 0 | 0 | 19021.8521 | 0.0046269 | 40 | Residential_2032_Technical_GWh_Before Competition Groups_40 | Solar Powered Attic Fan | 0.4627% | 0 | 88.0116 | Residential_2032_Technical_GWh_Before Competition Groups_Solar Powered Attic Fan
Residential | Res ¦ LED Downlight | 2032 | Technical | GWh | Before Competition Groups | 87.2578 | 0 | 0 | 19021.8521 | 0.0045872 | 41 | Residential_2032_Technical_GWh_Before Competition Groups_41 | LED Downlight | 0.4587% | 0 | 87.2578 | Residential_2032_Technical_GWh_Before Competition Groups_LED Downlight
Residential | Res ¦ Floor Insulation | 2032 | Economic | GWh | Before Competition Groups | 56.2195 | 0 | 0 | 12570.4606 | 0.0044724 | 30 | Residential_2032_Economic_GWh_Before Competition Groups_30 | Floor Insulation | 0.4472% | 0 | 56.2195 | Residential_2032_Economic_GWh_Before Competition Groups_Floor Insulation
Residential | Res ¦ Ceiling Insulation | 2032 | Technical | GWh | Before Competition Groups | 83.5865 | 0 | 0 | 19021.8521 | 0.0043942 | 42 | Residential_2032_Technical_GWh_Before Competition Groups_42 | Ceiling Insulation | 0.4394% | 0 | 83.5865 | Residential_2032_Technical_GWh_Before Competition Groups_Ceiling Insulation
Residential | Res ¦ Window Film | 2032 | Technical | GWh | Before Competition Groups | 83.3355 | 0 | 0 | 19021.8521 | 0.004381 | 43 | Residential_2032_Technical_GWh_Before Competition Groups_43 | Window Film | 0.4381% | 0 | 83.3355 | Residential_2032_Technical_GWh_Before Competition Groups_Window Film
Residential | Res ¦ Refrigerator Recycling | 2032 | Technical | GWh | Before Competition Groups | 80.2201 | 0 | 0 | 19021.8521 | 0.0042173 | 44 | Residential_2032_Technical_GWh_Before Competition Groups_44 | Refrigerator Recycling | 0.4217% | 0 | 80.2201 | Residential_2032_Technical_GWh_Before Competition Groups_Refrigerator Recycling
Residential | Res ¦ Energy Star Windows | 2032 | Achievable | GWh | Before Competition Groups | 18.8478 | 0 | 0 | 4526.7041 | 0.0041637 | 32 | Residential_2032_Achievable_GWh_Before Competition Groups_32 | Energy Star Windows | 0.4164% | 0 | 18.8478 | Residential_2032_Achievable_GWh_Before Competition Groups_Energy Star Windows
Residential | Res ¦ LED Tube Re-Lamp | 2032 | Achievable | GWh | Before Competition Groups | 18.1798 | 0 | 0 | 4526.7041 | 0.0040161 | 33 | Residential_2032_Achievable_GWh_Before Competition Groups_33 | LED Tube Re-Lamp | 0.4016% | 0 | 18.1798 | Residential_2032_Achievable_GWh_Before Competition Groups_LED Tube Re-Lamp
Residential | Res ¦ Air Source Heat Pump | 2032 | Technical | GWh | Before Competition Groups | 74.7931 | 0 | 0 | 19021.8521 | 0.003932 | 45 | Residential_2032_Technical_GWh_Before Competition Groups_45 | Air Source Heat Pump | 0.3932% | 0 | 74.7931 | Residential_2032_Technical_GWh_Before Competition Groups_Air Source Heat Pump
Residential | Res ¦ Clothes Drying Racks | 2032 | Technical | GWh | Before Competition Groups | 73.2448 | 0 | 0 | 19021.8521 | 0.0038506 | 46 | Residential_2032_Technical_GWh_Before Competition Groups_46 | Clothes Drying Racks | 0.3851% | 0 | 73.2448 | Residential_2032_Technical_GWh_Before Competition Groups_Clothes Drying Racks
Residential | Res ¦ Energy Star Freezer | 2032 | Achievable | GWh | Before Competition Groups | 17.3788 | 0 | 0 | 4526.7041 | 0.0038392 | 34 | Residential_2032_Achievable_GWh_Before Competition Groups_34 | Energy Star Freezer | 0.3839% | 0 | 17.3788 | Residential_2032_Achievable_GWh_Before Competition Groups_Energy Star Freezer
Residential | Res ¦ LED Exterior Area Lights - LED Fixture (200W) | 2032 | Economic | GWh | Before Competition Groups | 47.5421 | 0 | 0 | 12570.4606 | 0.0037821 | 31 | Residential_2032_Economic_GWh_Before Competition Groups_31 | LED Exterior Area Lights - LED Fixture (200W) | 0.3782% | 0 | 47.5421 | Residential_2032_Economic_GWh_Before Competition Groups_LED Exterior Area Lights - LED Fixture (200W)
Residential | Res ¦ Energy Star Ceiling Fan/Lighting | 2032 | Technical | GWh | Before Competition Groups | 71.194 | 0 | 0 | 19021.8521 | 0.0037427 | 47 | Residential_2032_Technical_GWh_Before Competition Groups_47 | Energy Star Ceiling Fan/Lighting | 0.3743% | 0 | 71.194 | Residential_2032_Technical_GWh_Before Competition Groups_Energy Star Ceiling Fan/Lighting
Residential | Res ¦ ENERGY STAR LED LAMPS (REFLECTOR LAMPs/MR16/PAR 16) | 2032 | Achievable | GWh | Before Competition Groups | 16.8523 | 0 | 0 | 4526.7041 | 0.0037229 | 35 | Residential_2032_Achievable_GWh_Before Competition Groups_35 | ENERGY STAR LED LAMPS (REFLECTOR LAMPs/MR16/PAR 16) | 0.3723% | 0 | 16.8523 | Residential_2032_Achievable_GWh_Before Competition Groups_ENERGY STAR LED LAMPS (REFLECTOR LAMPs/MR16/PAR 16)
Residential | Res ¦ Freezer Recycling | 2032 | Technical | GWh | Before Competition Groups | 70.3814 | 0 | 0 | 19021.8521 | 0.0037 | 48 | Residential_2032_Technical_GWh_Before Competition Groups_48 | Freezer Recycling | 0.37% | 0 | 70.3814 | Residential_2032_Technical_GWh_Before Competition Groups_Freezer Recycling
Residential | Res ¦ Minimize Hot and Warm Clothes Wash | 2032 | Achievable | GWh | Before Competition Groups | 16.6325 | 0 | 0 | 4526.7041 | 0.0036743 | 36 | Residential_2032_Achievable_GWh_Before Competition Groups_36 | Minimize Hot and Warm Clothes Wash | 0.3674% | 0 | 16.6325 | Residential_2032_Achievable_GWh_Before Competition Groups_Minimize Hot and Warm Clothes Wash
Residential | Res ¦ Duct Insulation | 2032 | Technical | GWh | Before Competition Groups | 69.6948 | 0 | 0 | 19021.8521 | 0.0036639 | 49 | Residential_2032_Technical_GWh_Before Competition Groups_49 | Duct Insulation | 0.3664% | 0 | 69.6948 | Residential_2032_Technical_GWh_Before Competition Groups_Duct Insulation
Residential | Res ¦ Advanced BAS/Controllers | 2032 | Economic | GWh | Before Competition Groups | 45.5881 | 0 | 0 | 12570.4606 | 0.0036266 | 32 | Residential_2032_Economic_GWh_Before Competition Groups_32 | Advanced BAS/Controllers | 0.3627% | 0 | 45.5881 | Residential_2032_Economic_GWh_Before Competition Groups_Advanced BAS/Controllers
Residential | Res ¦ Wall Insulation | 2032 | Economic | GWh | Before Competition Groups | 42.6705 | 0 | 0 | 12570.4606 | 0.0033945 | 33 | Residential_2032_Economic_GWh_Before Competition Groups_33 | Wall Insulation | 0.3395% | 0 | 42.6705 | Residential_2032_Economic_GWh_Before Competition Groups_Wall Insulation
Residential | Res ¦ Energy Star Freezer | 2032 | Technical | GWh | Before Competition Groups | 63.3255 | 0 | 0 | 19021.8521 | 0.0033291 | 50 | Residential_2032_Technical_GWh_Before Competition Groups_50 | Energy Star Freezer | 0.3329% | 0 | 63.3255 | Residential_2032_Technical_GWh_Before Competition Groups_Energy Star Freezer
Residential | Res ¦ Home Energy Reports | 2032 | Technical | GWh | Before Competition Groups | 62.5208 | 0 | 0 | 19021.8521 | 0.0032868 | 51 | Residential_2032_Technical_GWh_Before Competition Groups_51 | Home Energy Reports | 0.3287% | 0 | 62.5208 | Residential_2032_Technical_GWh_Before Competition Groups_Home Energy Reports
Residential | Res ¦ INTEGRAL LED TROFFERS | 2032 | Technical | GWh | Before Competition Groups | 60.4789 | 0 | 0 | 19021.8521 | 0.0031794 | 52 | Residential_2032_Technical_GWh_Before Competition Groups_52 | INTEGRAL LED TROFFERS | 0.3179% | 0 | 60.4789 | Residential_2032_Technical_GWh_Before Competition Groups_INTEGRAL LED TROFFERS
Residential | Res ¦ Minimize Hot and Warm Clothes Wash | 2032 | Economic | GWh | Before Competition Groups | 39.0081 | 0 | 0 | 12570.4606 | 0.0031032 | 34 | Residential_2032_Economic_GWh_Before Competition Groups_34 | Minimize Hot and Warm Clothes Wash | 0.3103% | 0 | 39.0081 | Residential_2032_Economic_GWh_Before Competition Groups_Minimize Hot and Warm Clothes Wash
Residential | Res ¦ CO Sensors for parking garage exhaust fans | 2032 | Achievable | GWh | Before Competition Groups | 13.8733 | 0 | 0 | 4526.7041 | 0.0030648 | 37 | Residential_2032_Achievable_GWh_Before Competition Groups_37 | CO Sensors for parking garage exhaust fans | 0.3065% | 0 | 13.8733 | Residential_2032_Achievable_GWh_Before Competition Groups_CO Sensors for parking garage exhaust fans
Residential | Res ¦ Variable Frequency Drive (VFD) | 2032 | Achievable | GWh | Before Competition Groups | 13.8067 | 0 | 0 | 4526.7041 | 0.0030501 | 38 | Residential_2032_Achievable_GWh_Before Competition Groups_38 | Variable Frequency Drive (VFD) | 0.305% | 0 | 13.8067 | Residential_2032_Achievable_GWh_Before Competition Groups_Variable Frequency Drive (VFD)
Residential | Res ¦ Furnace Whistle | 2032 | Economic | GWh | Before Competition Groups | 38.202 | 0 | 0 | 12570.4606 | 0.003039 | 35 | Residential_2032_Economic_GWh_Before Competition Groups_35 | Furnace Whistle | 0.3039% | 0 | 38.202 | Residential_2032_Economic_GWh_Before Competition Groups_Furnace Whistle
Residential | Res ¦ Floor Insulation | 2032 | Technical | GWh | Before Competition Groups | 56.2195 | 0 | 0 | 19021.8521 | 0.0029555 | 53 | Residential_2032_Technical_GWh_Before Competition Groups_53 | Floor Insulation | 0.2956% | 0 | 56.2195 | Residential_2032_Technical_GWh_Before Competition Groups_Floor Insulation
Residential | Res ¦ Early Hot Water Heater Replacement | 2032 | Economic | GWh | Before Competition Groups | 34.6882 | 0 | 0 | 12570.4606 | 0.0027595 | 36 | Residential_2032_Economic_GWh_Before Competition Groups_36 | Early Hot Water Heater Replacement | 0.2759% | 0 | 34.6882 | Residential_2032_Economic_GWh_Before Competition Groups_Early Hot Water Heater Replacement
Residential | Res ¦ Heat Pump Water Heater | 2032 | Technical | GWh | Before Competition Groups | 50.2864 | 0 | 0 | 19021.8521 | 0.0026436 | 54 | Residential_2032_Technical_GWh_Before Competition Groups_54 | Heat Pump Water Heater | 0.2644% | 0 | 50.2864 | Residential_2032_Technical_GWh_Before Competition Groups_Heat Pump Water Heater
Residential | Res ¦ Dehumidifier Recycling | 2032 | Technical | GWh | Before Competition Groups | 48.3388 | 0 | 0 | 19021.8521 | 0.0025412 | 55 | Residential_2032_Technical_GWh_Before Competition Groups_55 | Dehumidifier Recycling | 0.2541% | 0 | 48.3388 | Residential_2032_Technical_GWh_Before Competition Groups_Dehumidifier Recycling
Residential | Res ¦ High Efficiency Chiller (avg of water and air cooled) | 2032 | Achievable | GWh | Before Competition Groups | 11.4966 | 0 | 0 | 4526.7041 | 0.0025397 | 39 | Residential_2032_Achievable_GWh_Before Competition Groups_39 | High Efficiency Chiller (avg of water and air cooled) | 0.254% | 0 | 11.4966 | Residential_2032_Achievable_GWh_Before Competition Groups_High Efficiency Chiller (avg of water and air cooled)
Residential | Res ¦ Duct Insulation | 2032 | Achievable | GWh | Before Competition Groups | 11.4341 | 0 | 0 | 4526.7041 | 0.0025259 | 40 | Residential_2032_Achievable_GWh_Before Competition Groups_40 | Duct Insulation | 0.2526% | 0 | 11.4341 | Residential_2032_Achievable_GWh_Before Competition Groups_Duct Insulation
Residential | Res ¦ Basement or Crawlspace Insulation | 2032 | Economic | GWh | Before Competition Groups | 31.5773 | 0 | 0 | 12570.4606 | 0.002512 | 37 | Residential_2032_Economic_GWh_Before Competition Groups_37 | Basement or Crawlspace Insulation | 0.2512% | 0 | 31.5773 | Residential_2032_Economic_GWh_Before Competition Groups_Basement or Crawlspace Insulation
Residential | Res ¦ LED Exterior Area Lights - LED Fixture (200W) | 2032 | Technical | GWh | Before Competition Groups | 47.5421 | 0 | 0 | 19021.8521 | 0.0024993 | 56 | Residential_2032_Technical_GWh_Before Competition Groups_56 | LED Exterior Area Lights - LED Fixture (200W) | 0.2499% | 0 | 47.5421 | Residential_2032_Technical_GWh_Before Competition Groups_LED Exterior Area Lights - LED Fixture (200W)
Residential | Res ¦ Outside Air Economizer | 2032 | Economic | GWh | Before Competition Groups | 30.4082 | 0 | 0 | 12570.4606 | 0.002419 | 38 | Residential_2032_Economic_GWh_Before Competition Groups_38 | Outside Air Economizer | 0.2419% | 0 | 30.4082 | Residential_2032_Economic_GWh_Before Competition Groups_Outside Air Economizer
Residential | Res ¦ Heat Recovery Ventilator | 2032 | Economic | GWh | Before Competition Groups | 30.2405 | 0 | 0 | 12570.4606 | 0.0024057 | 39 | Residential_2032_Economic_GWh_Before Competition Groups_39 | Heat Recovery Ventilator | 0.2406% | 0 | 30.2405 | Residential_2032_Economic_GWh_Before Competition Groups_Heat Recovery Ventilator
Residential | Res ¦ Advanced BAS/Controllers | 2032 | Technical | GWh | Before Competition Groups | 45.5881 | 0 | 0 | 19021.8521 | 0.0023966 | 57 | Residential_2032_Technical_GWh_Before Competition Groups_57 | Advanced BAS/Controllers | 0.2397% | 0 | 45.5881 | Residential_2032_Technical_GWh_Before Competition Groups_Advanced BAS/Controllers
Residential | Res ¦ Tankless Water Heater | 2032 | Technical | GWh | Before Competition Groups | 45.4912 | 0 | 0 | 19021.8521 | 0.0023915 | 58 | Residential_2032_Technical_GWh_Before Competition Groups_58 | Tankless Water Heater | 0.2392% | 0 | 45.4912 | Residential_2032_Technical_GWh_Before Competition Groups_Tankless Water Heater
Residential | Res ¦ Water Heater Temperature Setback | 2032 | Achievable | GWh | Before Competition Groups | 10.203 | 0 | 0 | 4526.7041 | 0.002254 | 41 | Residential_2032_Achievable_GWh_Before Competition Groups_41 | Water Heater Temperature Setback | 0.2254% | 0 | 10.203 | Residential_2032_Achievable_GWh_Before Competition Groups_Water Heater Temperature Setback
Residential | Res ¦ Demand Control Ventilation | 2032 | Achievable | GWh | Before Competition Groups | 9.903 | 0 | 0 | 4526.7041 | 0.0021877 | 42 | Residential_2032_Achievable_GWh_Before Competition Groups_42 | Demand Control Ventilation | 0.2188% | 0 | 9.903 | Residential_2032_Achievable_GWh_Before Competition Groups_Demand Control Ventilation
Residential | Res ¦ Floor Insulation | 2032 | Achievable | GWh | Before Competition Groups | 9.6392 | 0 | 0 | 4526.7041 | 0.0021294 | 43 | Residential_2032_Achievable_GWh_Before Competition Groups_43 | Floor Insulation | 0.2129% | 0 | 9.6392 | Residential_2032_Achievable_GWh_Before Competition Groups_Floor Insulation
Residential | Res ¦ Central Lighting Control System | 2032 | Technical | GWh | Before Competition Groups | 40.1211 | 0 | 0 | 19021.8521 | 0.0021092 | 59 | Residential_2032_Technical_GWh_Before Competition Groups_59 | Central Lighting Control System | 0.2109% | 0 | 40.1211 | Residential_2032_Technical_GWh_Before Competition Groups_Central Lighting Control System
Residential | Res ¦ Duct Insulation MF | 2032 | Economic | GWh | Before Competition Groups | 26.3347 | 0 | 0 | 12570.4606 | 0.002095 | 40 | Residential_2032_Economic_GWh_Before Competition Groups_40 | Duct Insulation MF | 0.2095% | 0 | 26.3347 | Residential_2032_Economic_GWh_Before Competition Groups_Duct Insulation MF
Residential | Res ¦ Minimize Hot and Warm Clothes Wash | 2032 | Technical | GWh | Before Competition Groups | 39.0081 | 0 | 0 | 19021.8521 | 0.0020507 | 60 | Residential_2032_Technical_GWh_Before Competition Groups_60 | Minimize Hot and Warm Clothes Wash | 0.2051% | 0 | 39.0081 | Residential_2032_Technical_GWh_Before Competition Groups_Minimize Hot and Warm Clothes Wash
Residential | Res ¦ Furnace Whistle | 2032 | Technical | GWh | Before Competition Groups | 38.202 | 0 | 0 | 19021.8521 | 0.0020083 | 61 | Residential_2032_Technical_GWh_Before Competition Groups_61 | Furnace Whistle | 0.2008% | 0 | 38.202 | Residential_2032_Technical_GWh_Before Competition Groups_Furnace Whistle
Residential | Res ¦ Tankless Water Heater | 2032 | Economic | GWh | Before Competition Groups | 24.5181 | 0 | 0 | 12570.4606 | 0.0019505 | 41 | Residential_2032_Economic_GWh_Before Competition Groups_41 | Tankless Water Heater | 0.195% | 0 | 24.5181 | Residential_2032_Economic_GWh_Before Competition Groups_Tankless Water Heater
Residential | Res ¦ Drain Water Heat Recovery | 2032 | Economic | GWh | Before Competition Groups | 23.2848 | 0 | 0 | 12570.4606 | 0.0018523 | 42 | Residential_2032_Economic_GWh_Before Competition Groups_42 | Drain Water Heat Recovery | 0.1852% | 0 | 23.2848 | Residential_2032_Economic_GWh_Before Competition Groups_Drain Water Heat Recovery
Residential | Res ¦ Early Hot Water Heater Replacement | 2032 | Technical | GWh | Before Competition Groups | 34.6882 | 0 | 0 | 19021.8521 | 0.0018236 | 62 | Residential_2032_Technical_GWh_Before Competition Groups_62 | Early Hot Water Heater Replacement | 0.1824% | 0 | 34.6882 | Residential_2032_Technical_GWh_Before Competition Groups_Early Hot Water Heater Replacement
Residential | Res ¦ Furnace with ECM | 2032 | Achievable | GWh | Before Competition Groups | 8.2285 | 0 | 0 | 4526.7041 | 0.0018178 | 44 | Residential_2032_Achievable_GWh_Before Competition Groups_44 | Furnace with ECM | 0.1818% | 0 | 8.2285 | Residential_2032_Achievable_GWh_Before Competition Groups_Furnace with ECM
Residential | Res ¦ Tankless Water Heater | 2032 | Achievable | GWh | Before Competition Groups | 8.0863 | 0 | 0 | 4526.7041 | 0.0017864 | 45 | Residential_2032_Achievable_GWh_Before Competition Groups_45 | Tankless Water Heater | 0.1786% | 0 | 8.0863 | Residential_2032_Achievable_GWh_Before Competition Groups_Tankless Water Heater
Residential | Res ¦ Home Energy Reports | 2032 | Achievable | GWh | Before Competition Groups | 8.0303 | 0 | 0 | 4526.7041 | 0.001774 | 46 | Residential_2032_Achievable_GWh_Before Competition Groups_46 | Home Energy Reports | 0.1774% | 0 | 8.0303 | Residential_2032_Achievable_GWh_Before Competition Groups_Home Energy Reports
Residential | Res ¦ LED Tube Re-Lamp | 2032 | Technical | GWh | Before Competition Groups | 31.9786 | 0 | 0 | 19021.8521 | 0.0016811 | 63 | Residential_2032_Technical_GWh_Before Competition Groups_63 | LED Tube Re-Lamp | 0.1681% | 0 | 31.9786 | Residential_2032_Technical_GWh_Before Competition Groups_LED Tube Re-Lamp
Residential | Res ¦ Demand Control Ventilation | 2032 | Economic | GWh | Before Competition Groups | 20.9657 | 0 | 0 | 12570.4606 | 0.0016679 | 43 | Residential_2032_Economic_GWh_Before Competition Groups_43 | Demand Control Ventilation | 0.1668% | 0 | 20.9657 | Residential_2032_Economic_GWh_Before Competition Groups_Demand Control Ventilation
Residential | Res ¦ Duct Insulation MF | 2032 | Technical | GWh | Before Competition Groups | 31.4039 | 0 | 0 | 19021.8521 | 0.0016509 | 64 | Residential_2032_Technical_GWh_Before Competition Groups_64 | Duct Insulation MF | 0.1651% | 0 | 31.4039 | Residential_2032_Technical_GWh_Before Competition Groups_Duct Insulation MF
Residential | Res ¦ Heat Recovery Ventilator | 2032 | Technical | GWh | Before Competition Groups | 31.2496 | 0 | 0 | 19021.8521 | 0.0016428 | 65 | Residential_2032_Technical_GWh_Before Competition Groups_65 | Heat Recovery Ventilator | 0.1643% | 0 | 31.2496 | Residential_2032_Technical_GWh_Before Competition Groups_Heat Recovery Ventilator
Residential | Res ¦ Outside Air Economizer | 2032 | Technical | GWh | Before Competition Groups | 30.4082 | 0 | 0 | 19021.8521 | 0.0015986 | 66 | Residential_2032_Technical_GWh_Before Competition Groups_66 | Outside Air Economizer | 0.1599% | 0 | 30.4082 | Residential_2032_Technical_GWh_Before Competition Groups_Outside Air Economizer
Residential | Res ¦ Condensing Make Up Air Unit | 2032 | Achievable | GWh | Before Competition Groups | 7.1015 | 0 | 0 | 4526.7041 | 0.0015688 | 47 | Residential_2032_Achievable_GWh_Before Competition Groups_47 | Condensing Make Up Air Unit | 0.1569% | 0 | 7.1015 | Residential_2032_Achievable_GWh_Before Competition Groups_Condensing Make Up Air Unit
Residential | Res ¦ Wall Insulation | 2032 | Achievable | GWh | Before Competition Groups | 7.0326 | 0 | 0 | 4526.7041 | 0.0015536 | 48 | Residential_2032_Achievable_GWh_Before Competition Groups_48 | Wall Insulation | 0.1554% | 0 | 7.0326 | Residential_2032_Achievable_GWh_Before Competition Groups_Wall Insulation
Residential | Res ¦ LED Tube Re-Lamp | 2032 | Economic | GWh | Before Competition Groups | 19.2395 | 0 | 0 | 12570.4606 | 0.0015305 | 44 | Residential_2032_Economic_GWh_Before Competition Groups_44 | LED Tube Re-Lamp | 0.1531% | 0 | 19.2395 | Residential_2032_Economic_GWh_Before Competition Groups_LED Tube Re-Lamp
Residential | Res ¦ CO Sensors for parking garage exhaust fans | 2032 | Economic | GWh | Before Competition Groups | 19.1852 | 0 | 0 | 12570.4606 | 0.0015262 | 45 | Residential_2032_Economic_GWh_Before Competition Groups_45 | CO Sensors for parking garage exhaust fans | 0.1526% | 0 | 19.1852 | Residential_2032_Economic_GWh_Before Competition Groups_CO Sensors for parking garage exhaust fans
Residential | Res ¦ Central Air Conditioner Maintenance | 2032 | Technical | GWh | Before Competition Groups | 28.5574 | 0 | 0 | 19021.8521 | 0.0015013 | 67 | Residential_2032_Technical_GWh_Before Competition Groups_67 | Central Air Conditioner Maintenance | 0.1501% | 0 | 28.5574 | Residential_2032_Technical_GWh_Before Competition Groups_Central Air Conditioner Maintenance
Residential | Res ¦ ENERGY STAR LED LAMPS (REFLECTOR LAMPs/MR16/PAR 16) | 2032 | Economic | GWh | Before Competition Groups | 18.7893 | 0 | 0 | 12570.4606 | 0.0014947 | 46 | Residential_2032_Economic_GWh_Before Competition Groups_46 | ENERGY STAR LED LAMPS (REFLECTOR LAMPs/MR16/PAR 16) | 0.1495% | 0 | 18.7893 | Residential_2032_Economic_GWh_Before Competition Groups_ENERGY STAR LED LAMPS (REFLECTOR LAMPs/MR16/PAR 16)
Residential | Res ¦ Energy Star Dehumidifier | 2032 | Technical | GWh | Before Competition Groups | 28.4178 | 0 | 0 | 19021.8521 | 0.001494 | 68 | Residential_2032_Technical_GWh_Before Competition Groups_68 | Energy Star Dehumidifier | 0.1494% | 0 | 28.4178 | Residential_2032_Technical_GWh_Before Competition Groups_Energy Star Dehumidifier
Residential | Res ¦ Home Energy Reports | 2032 | Economic | GWh | Before Competition Groups | 17.881 | 0 | 0 | 12570.4606 | 0.0014225 | 47 | Residential_2032_Economic_GWh_Before Competition Groups_47 | Home Energy Reports | 0.1422% | 0 | 17.881 | Residential_2032_Economic_GWh_Before Competition Groups_Home Energy Reports
Residential | Res ¦ Variable Frequency Drive (VFD) | 2032 | Economic | GWh | Before Competition Groups | 16.4724 | 0 | 0 | 12570.4606 | 0.0013104 | 48 | Residential_2032_Economic_GWh_Before Competition Groups_48 | Variable Frequency Drive (VFD) | 0.131% | 0 | 16.4724 | Residential_2032_Economic_GWh_Before Competition Groups_Variable Frequency Drive (VFD)
Residential | Res ¦ Solar Water Heating System | 2032 | Technical | GWh | Before Competition Groups | 24.7912 | 0 | 0 | 19021.8521 | 0.0013033 | 69 | Residential_2032_Technical_GWh_Before Competition Groups_69 | Solar Water Heating System | 0.1303% | 0 | 24.7912 | Residential_2032_Technical_GWh_Before Competition Groups_Solar Water Heating System
Residential | Res ¦ Drain Water Heat Recovery | 2032 | Technical | GWh | Before Competition Groups | 23.2848 | 0 | 0 | 19021.8521 | 0.0012241 | 70 | Residential_2032_Technical_GWh_Before Competition Groups_70 | Drain Water Heat Recovery | 0.1224% | 0 | 23.2848 | Residential_2032_Technical_GWh_Before Competition Groups_Drain Water Heat Recovery
Residential | Res ¦ Energy Star Freezer | 2032 | Economic | GWh | Before Competition Groups | 14.706 | 0 | 0 | 12570.4606 | 0.0011699 | 49 | Residential_2032_Economic_GWh_Before Competition Groups_49 | Energy Star Freezer | 0.117% | 0 | 14.706 | Residential_2032_Economic_GWh_Before Competition Groups_Energy Star Freezer
Residential | Res ¦ High Efficiency Storage Water Heater | 2032 | Technical | GWh | Before Competition Groups | 21.8894 | 0 | 0 | 19021.8521 | 0.0011507 | 71 | Residential_2032_Technical_GWh_Before Competition Groups_71 | High Efficiency Storage Water Heater | 0.1151% | 0 | 21.8894 | Residential_2032_Technical_GWh_Before Competition Groups_High Efficiency Storage Water Heater
Residential | Res ¦ Ceiling Insulation | 2032 | Economic | GWh | Before Competition Groups | 14.3594 | 0 | 0 | 12570.4606 | 0.0011423 | 50 | Residential_2032_Economic_GWh_Before Competition Groups_50 | Ceiling Insulation | 0.1142% | 0 | 14.3594 | Residential_2032_Economic_GWh_Before Competition Groups_Ceiling Insulation
Residential | Res ¦ Demand Control Ventilation | 2032 | Technical | GWh | Before Competition Groups | 20.9657 | 0 | 0 | 19021.8521 | 0.0011022 | 72 | Residential_2032_Technical_GWh_Before Competition Groups_72 | Demand Control Ventilation | 0.1102% | 0 | 20.9657 | Residential_2032_Technical_GWh_Before Competition Groups_Demand Control Ventilation
Residential | Res ¦ Energy Star Dishwasher | 2032 | Technical | GWh | Before Competition Groups | 20.6928 | 0 | 0 | 19021.8521 | 0.0010878 | 73 | Residential_2032_Technical_GWh_Before Competition Groups_73 | Energy Star Dishwasher | 0.1088% | 0 | 20.6928 | Residential_2032_Technical_GWh_Before Competition Groups_Energy Star Dishwasher
Residential | Res ¦ Condensing Make Up Air Unit | 2032 | Economic | GWh | Before Competition Groups | 13.5167 | 0 | 0 | 12570.4606 | 0.0010753 | 51 | Residential_2032_Economic_GWh_Before Competition Groups_51 | Condensing Make Up Air Unit | 0.1075% | 0 | 13.5167 | Residential_2032_Economic_GWh_Before Competition Groups_Condensing Make Up Air Unit
Residential | Res ¦ High Efficiency Chiller (avg of water and air cooled) | 2032 | Economic | GWh | Before Competition Groups | 12.9157 | 0 | 0 | 12570.4606 | 0.0010275 | 52 | Residential_2032_Economic_GWh_Before Competition Groups_52 | High Efficiency Chiller (avg of water and air cooled) | 0.1027% | 0 | 12.9157 | Residential_2032_Economic_GWh_Before Competition Groups_High Efficiency Chiller (avg of water and air cooled)
Residential | Res ¦ CO Sensors for parking garage exhaust fans | 2032 | Technical | GWh | Before Competition Groups | 19.1852 | 0 | 0 | 19021.8521 | 0.0010086 | 74 | Residential_2032_Technical_GWh_Before Competition Groups_74 | CO Sensors for parking garage exhaust fans | 0.1009% | 0 | 19.1852 | Residential_2032_Technical_GWh_Before Competition Groups_CO Sensors for parking garage exhaust fans
Residential | Res ¦ ENERGY STAR LED LAMPS (REFLECTOR LAMPs/MR16/PAR 16) | 2032 | Technical | GWh | Before Competition Groups | 18.7893 | 0 | 0 | 19021.8521 | 0.00098777 | 75 | Residential_2032_Technical_GWh_Before Competition Groups_75 | ENERGY STAR LED LAMPS (REFLECTOR LAMPs/MR16/PAR 16) | 0.09878% | 0 | 18.7893 | Residential_2032_Technical_GWh_Before Competition Groups_ENERGY STAR LED LAMPS (REFLECTOR LAMPs/MR16/PAR 16)
Residential | Res ¦ Water Heater Temperature Setback | 2032 | Economic | GWh | Before Competition Groups | 12.1725 | 0 | 0 | 12570.4606 | 0.00096834 | 53 | Residential_2032_Economic_GWh_Before Competition Groups_53 | Water Heater Temperature Setback | 0.09683% | 0 | 12.1725 | Residential_2032_Economic_GWh_Before Competition Groups_Water Heater Temperature Setback
Residential | Res ¦ Duct Insulation MF | 2032 | Achievable | GWh | Before Competition Groups | 4.3173 | 0 | 0 | 4526.7041 | 0.00095374 | 49 | Residential_2032_Achievable_GWh_Before Competition Groups_49 | Duct Insulation MF | 0.09537% | 0 | 4.3173 | Residential_2032_Achievable_GWh_Before Competition Groups_Duct Insulation MF
Residential | Res ¦ VFD on Pumps | 2032 | Achievable | GWh | Before Competition Groups | 4.2457 | 0 | 0 | 4526.7041 | 0.00093792 | 50 | Residential_2032_Achievable_GWh_Before Competition Groups_50 | VFD on Pumps | 0.09379% | 0 | 4.2457 | Residential_2032_Achievable_GWh_Before Competition Groups_VFD on Pumps
Residential | Res ¦ Variable Frequency Drive (VFD) | 2032 | Technical | GWh | Before Competition Groups | 16.4724 | 0 | 0 | 19021.8521 | 0.00086597 | 76 | Residential_2032_Technical_GWh_Before Competition Groups_76 | Variable Frequency Drive (VFD) | 0.0866% | 0 | 16.4724 | Residential_2032_Technical_GWh_Before Competition Groups_Variable Frequency Drive (VFD)
Residential | Res ¦ Heat Recovery Ventilator | 2032 | Achievable | GWh | Before Competition Groups | 3.7372 | 0 | 0 | 4526.7041 | 0.0008256 | 51 | Residential_2032_Achievable_GWh_Before Competition Groups_51 | Heat Recovery Ventilator | 0.08256% | 0 | 3.7372 | Residential_2032_Achievable_GWh_Before Competition Groups_Heat Recovery Ventilator
Residential | Res ¦ Condensing Make Up Air Unit | 2032 | Technical | GWh | Before Competition Groups | 13.5167 | 0 | 0 | 19021.8521 | 0.00071059 | 77 | Residential_2032_Technical_GWh_Before Competition Groups_77 | Condensing Make Up Air Unit | 0.07106% | 0 | 13.5167 | Residential_2032_Technical_GWh_Before Competition Groups_Condensing Make Up Air Unit
Residential | Res ¦ High Efficiency Chiller (avg of water and air cooled) | 2032 | Technical | GWh | Before Competition Groups | 12.9157 | 0 | 0 | 19021.8521 | 0.00067899 | 78 | Residential_2032_Technical_GWh_Before Competition Groups_78 | High Efficiency Chiller (avg of water and air cooled) | 0.0679% | 0 | 12.9157 | Residential_2032_Technical_GWh_Before Competition Groups_High Efficiency Chiller (avg of water and air cooled)
Residential | Res ¦ Drain Water Heat Recovery | 2032 | Achievable | GWh | Before Competition Groups | 2.9657 | 0 | 0 | 4526.7041 | 0.00065515 | 52 | Residential_2032_Achievable_GWh_Before Competition Groups_52 | Drain Water Heat Recovery | 0.06551% | 0 | 2.9657 | Residential_2032_Achievable_GWh_Before Competition Groups_Drain Water Heat Recovery
Residential | Res ¦ Early Hot Water Heater Replacement | 2032 | Achievable | GWh | Before Competition Groups | 2.9514 | 0 | 0 | 4526.7041 | 0.00065199 | 53 | Residential_2032_Achievable_GWh_Before Competition Groups_53 | Early Hot Water Heater Replacement | 0.0652% | 0 | 2.9514 | Residential_2032_Achievable_GWh_Before Competition Groups_Early Hot Water Heater Replacement
Residential | Res ¦ Basement or Crawlspace Insulation | 2032 | Achievable | GWh | Before Competition Groups | 2.9455 | 0 | 0 | 4526.7041 | 0.00065069 | 54 | Residential_2032_Achievable_GWh_Before Competition Groups_54 | Basement or Crawlspace Insulation | 0.06507% | 0 | 2.9455 | Residential_2032_Achievable_GWh_Before Competition Groups_Basement or Crawlspace Insulation
Residential | Res ¦ ENERGY STAR LED Lamps (General Service Lamps) | 2032 | Achievable | GWh | Before Competition Groups | 2.9069 | 0 | 0 | 4526.7041 | 0.00064216 | 55 | Residential_2032_Achievable_GWh_Before Competition Groups_55 | ENERGY STAR LED Lamps (General Service Lamps) | 0.06422% | 0 | 2.9069 | Residential_2032_Achievable_GWh_Before Competition Groups_ENERGY STAR LED Lamps (General Service Lamps)
Residential | Res ¦ Water Heater Temperature Setback | 2032 | Technical | GWh | Before Competition Groups | 12.1725 | 0 | 0 | 19021.8521 | 0.00063992 | 79 | Residential_2032_Technical_GWh_Before Competition Groups_79 | Water Heater Temperature Setback | 0.06399% | 0 | 12.1725 | Residential_2032_Technical_GWh_Before Competition Groups_Water Heater Temperature Setback
Residential | Res ¦ DHW Recirculation Systems | 2032 | Technical | GWh | Before Competition Groups | 10.9662 | 0 | 0 | 19021.8521 | 0.0005765 | 80 | Residential_2032_Technical_GWh_Before Competition Groups_80 | DHW Recirculation Systems | 0.05765% | 0 | 10.9662 | Residential_2032_Technical_GWh_Before Competition Groups_DHW Recirculation Systems
Residential | Res ¦ Air Source Heat Pump Maintenance | 2032 | Technical | GWh | Before Competition Groups | 9.8961 | 0 | 0 | 19021.8521 | 0.00052025 | 81 | Residential_2032_Technical_GWh_Before Competition Groups_81 | Air Source Heat Pump Maintenance | 0.05202% | 0 | 9.8961 | Residential_2032_Technical_GWh_Before Competition Groups_Air Source Heat Pump Maintenance
Residential | Res ¦ ECM MOTORS FOR HVAC APPLICATION (FAN-POWERED VAV BOX) | 2032 | Achievable | GWh | Before Competition Groups | 2.1898 | 0 | 0 | 4526.7041 | 0.00048376 | 56 | Residential_2032_Achievable_GWh_Before Competition Groups_56 | ECM MOTORS FOR HVAC APPLICATION (FAN-POWERED VAV BOX) | 0.04838% | 0 | 2.1898 | Residential_2032_Achievable_GWh_Before Competition Groups_ECM MOTORS FOR HVAC APPLICATION (FAN-POWERED VAV BOX)
Residential | Res ¦ VFD on Pumps | 2032 | Economic | GWh | Before Competition Groups | 5.0654 | 0 | 0 | 12570.4606 | 0.00040296 | 54 | Residential_2032_Economic_GWh_Before Competition Groups_54 | VFD on Pumps | 0.0403% | 0 | 5.0654 | Residential_2032_Economic_GWh_Before Competition Groups_VFD on Pumps
Residential | Res ¦ LED Downlight | 2032 | Economic | GWh | Before Competition Groups | 3.9131 | 0 | 0 | 12570.4606 | 0.00031129 | 55 | Residential_2032_Economic_GWh_Before Competition Groups_55 | LED Downlight | 0.03113% | 0 | 3.9131 | Residential_2032_Economic_GWh_Before Competition Groups_LED Downlight
Residential | Res ¦ Beverage Vending Machine Controls | 2032 | Achievable | GWh | Before Competition Groups | 1.3921 | 0 | 0 | 4526.7041 | 0.00030753 | 57 | Residential_2032_Achievable_GWh_Before Competition Groups_57 | Beverage Vending Machine Controls | 0.03075% | 0 | 1.3921 | Residential_2032_Achievable_GWh_Before Competition Groups_Beverage Vending Machine Controls
Residential | Res ¦ VFD on Pumps | 2032 | Technical | GWh | Before Competition Groups | 5.0654 | 0 | 0 | 19021.8521 | 0.0002663 | 82 | Residential_2032_Technical_GWh_Before Competition Groups_82 | VFD on Pumps | 0.02663% | 0 | 5.0654 | Residential_2032_Technical_GWh_Before Competition Groups_VFD on Pumps
Residential | Res ¦ ENERGY STAR LED Lamps (General Service Lamps) | 2032 | Economic | GWh | Before Competition Groups | 3.3065 | 0 | 0 | 12570.4606 | 0.00026303 | 56 | Residential_2032_Economic_GWh_Before Competition Groups_56 | ENERGY STAR LED Lamps (General Service Lamps) | 0.0263% | 0 | 3.3065 | Residential_2032_Economic_GWh_Before Competition Groups_ENERGY STAR LED Lamps (General Service Lamps)
Residential | Res ¦ ECM MOTORS FOR HVAC APPLICATION (FAN-POWERED VAV BOX) | 2032 | Economic | GWh | Before Competition Groups | 3.1042 | 0 | 0 | 12570.4606 | 0.00024694 | 57 | Residential_2032_Economic_GWh_Before Competition Groups_57 | ECM MOTORS FOR HVAC APPLICATION (FAN-POWERED VAV BOX) | 0.02469% | 0 | 3.1042 | Residential_2032_Economic_GWh_Before Competition Groups_ECM MOTORS FOR HVAC APPLICATION (FAN-POWERED VAV BOX)
Residential | Res ¦ Beverage Vending Machine Controls | 2032 | Economic | GWh | Before Competition Groups | 2.2065 | 0 | 0 | 12570.4606 | 0.00017553 | 58 | Residential_2032_Economic_GWh_Before Competition Groups_58 | Beverage Vending Machine Controls | 0.01755% | 0 | 2.2065 | Residential_2032_Economic_GWh_Before Competition Groups_Beverage Vending Machine Controls
Residential | Res ¦ ENERGY STAR LED Lamps (General Service Lamps) | 2032 | Technical | GWh | Before Competition Groups | 3.3065 | 0 | 0 | 19021.8521 | 0.00017382 | 83 | Residential_2032_Technical_GWh_Before Competition Groups_83 | ENERGY STAR LED Lamps (General Service Lamps) | 0.01738% | 0 | 3.3065 | Residential_2032_Technical_GWh_Before Competition Groups_ENERGY STAR LED Lamps (General Service Lamps)
Residential | Res ¦ ECM MOTORS FOR HVAC APPLICATION (FAN-POWERED VAV BOX) | 2032 | Technical | GWh | Before Competition Groups | 3.1042 | 0 | 0 | 19021.8521 | 0.00016319 | 84 | Residential_2032_Technical_GWh_Before Competition Groups_84 | ECM MOTORS FOR HVAC APPLICATION (FAN-POWERED VAV BOX) | 0.01632% | 0 | 3.1042 | Residential_2032_Technical_GWh_Before Competition Groups_ECM MOTORS FOR HVAC APPLICATION (FAN-POWERED VAV BOX)
Residential | Res ¦ Ceiling Insulation | 2032 | Achievable | GWh | Before Competition Groups | 0.71501 | 0 | 0 | 4526.7041 | 0.00015795 | 58 | Residential_2032_Achievable_GWh_Before Competition Groups_58 | Ceiling Insulation | 0.0158% | 0 | 0.71501 | Residential_2032_Achievable_GWh_Before Competition Groups_Ceiling Insulation
Residential | Res ¦ HVAC Optimization | 2032 | Technical | GWh | Before Competition Groups | 2.8591 | 0 | 0 | 19021.8521 | 0.00015031 | 85 | Residential_2032_Technical_GWh_Before Competition Groups_85 | HVAC Optimization | 0.01503% | 0 | 2.8591 | Residential_2032_Technical_GWh_Before Competition Groups_HVAC Optimization
Residential | Res ¦ Heat Pump Water Heater | 2032 | Economic | GWh | Before Competition Groups | 1.508 | 0 | 0 | 12570.4606 | 0.00011996 | 59 | Residential_2032_Economic_GWh_Before Competition Groups_59 | Heat Pump Water Heater | 0.012% | 0 | 1.508 | Residential_2032_Economic_GWh_Before Competition Groups_Heat Pump Water Heater
Residential | Res ¦ Beverage Vending Machine Controls | 2032 | Technical | GWh | Before Competition Groups | 2.2065 | 0 | 0 | 19021.8521 | 0.000116 | 86 | Residential_2032_Technical_GWh_Before Competition Groups_86 | Beverage Vending Machine Controls | 0.0116% | 0 | 2.2065 | Residential_2032_Technical_GWh_Before Competition Groups_Beverage Vending Machine Controls
Residential | Res ¦ Air Source Heat Pump | 2032 | Economic | GWh | Before Competition Groups | 0.65345 | 0 | 0 | 12570.4606 | 5.1983e-05 | 60 | Residential_2032_Economic_GWh_Before Competition Groups_60 | Air Source Heat Pump | 0.005198% | 0 | 0.65345 | Residential_2032_Economic_GWh_Before Competition Groups_Air Source Heat Pump
Residential | Res ¦ Chilled Water Optimization | 2032 | Achievable | GWh | Before Competition Groups | 0.1799 | 0 | 0 | 4526.7041 | 3.9742e-05 | 59 | Residential_2032_Achievable_GWh_Before Competition Groups_59 | Chilled Water Optimization | 0.003974% | 0 | 0.1799 | Residential_2032_Achievable_GWh_Before Competition Groups_Chilled Water Optimization
Residential | Res ¦ Wall Insulation MF | 2032 | Technical | GWh | Before Competition Groups | 0.61627 | 0 | 0 | 19021.8521 | 3.2398e-05 | 87 | Residential_2032_Technical_GWh_Before Competition Groups_87 | Wall Insulation MF | 0.00324% | 0 | 0.61627 | Residential_2032_Technical_GWh_Before Competition Groups_Wall Insulation MF
Residential | Res ¦ Heat Pump Water Heater | 2032 | Achievable | GWh | Before Competition Groups | 0.11971 | 0 | 0 | 4526.7041 | 2.6445e-05 | 60 | Residential_2032_Achievable_GWh_Before Competition Groups_60 | Heat Pump Water Heater | 0.002644% | 0 | 0.11971 | Residential_2032_Achievable_GWh_Before Competition Groups_Heat Pump Water Heater
Residential | Res ¦ Chilled Water Optimization | 2032 | Economic | GWh | Before Competition Groups | 0.33042 | 0 | 0 | 12570.4606 | 2.6285e-05 | 61 | Residential_2032_Economic_GWh_Before Competition Groups_61 | Chilled Water Optimization | 0.002629% | 0 | 0.33042 | Residential_2032_Economic_GWh_Before Competition Groups_Chilled Water Optimization
Residential | Res ¦ LED High Bay Fixture | 2032 | Achievable | GWh | Before Competition Groups | 0.11596 | 0 | 0 | 4526.7041 | 2.5616e-05 | 61 | Residential_2032_Achievable_GWh_Before Competition Groups_61 | LED High Bay Fixture | 0.002562% | 0 | 0.11596 | Residential_2032_Achievable_GWh_Before Competition Groups_LED High Bay Fixture
Residential | Res ¦ LED High Bay Fixture | 2032 | Economic | GWh | Before Competition Groups | 0.27866 | 0 | 0 | 12570.4606 | 2.2168e-05 | 62 | Residential_2032_Economic_GWh_Before Competition Groups_62 | LED High Bay Fixture | 0.002217% | 0 | 0.27866 | Residential_2032_Economic_GWh_Before Competition Groups_LED High Bay Fixture
Residential | Res ¦ Chilled Water Optimization | 2032 | Technical | GWh | Before Competition Groups | 0.33042 | 0 | 0 | 19021.8521 | 1.737e-05 | 88 | Residential_2032_Technical_GWh_Before Competition Groups_88 | Chilled Water Optimization | 0.001737% | 0 | 0.33042 | Residential_2032_Technical_GWh_Before Competition Groups_Chilled Water Optimization
Residential | Res ¦ LED Recessed Downlights | 2032 | Technical | GWh | Before Competition Groups | 0.32417 | 0 | 0 | 19021.8521 | 1.7042e-05 | 89 | Residential_2032_Technical_GWh_Before Competition Groups_89 | LED Recessed Downlights | 0.001704% | 0 | 0.32417 | Residential_2032_Technical_GWh_Before Competition Groups_LED Recessed Downlights
Residential | Res ¦ LED High Bay Fixture | 2032 | Technical | GWh | Before Competition Groups | 0.27866 | 0 | 0 | 19021.8521 | 1.465e-05 | 90 | Residential_2032_Technical_GWh_Before Competition Groups_90 | LED High Bay Fixture | 0.001465% | 0 | 0.27866 | Residential_2032_Technical_GWh_Before Competition Groups_LED High Bay Fixture
Residential | Res ¦ Solar Water Preheat (Pools/DHW) | 2032 | Technical | GWh | Before Competition Groups | 0.076886 | 0 | 0 | 19021.8521 | 4.042e-06 | 91 | Residential_2032_Technical_GWh_Before Competition Groups_91 | Solar Water Preheat (Pools/DHW) | 0.0004042% | 0 | 0.076886 | Residential_2032_Technical_GWh_Before Competition Groups_Solar Water Preheat (Pools/DHW)
Residential | Res ¦ Wall Insulation MF | 2032 | Economic | GWh | Before Competition Groups | 0.050586 | 0 | 0 | 12570.4606 | 4.0242e-06 | 63 | Residential_2032_Economic_GWh_Before Competition Groups_63 | Wall Insulation MF | 0.0004024% | 0 | 0.050586 | Residential_2032_Economic_GWh_Before Competition Groups_Wall Insulation MF
Residential | Res ¦ Wall Insulation MF | 2032 | Achievable | GWh | Before Competition Groups | 0.0086789 | 0 | 0 | 4526.7041 | 1.9173e-06 | 62 | Residential_2032_Achievable_GWh_Before Competition Groups_62 | Wall Insulation MF | 0.0001917% | 0 | 0.0086789 | Residential_2032_Achievable_GWh_Before Competition Groups_Wall Insulation MF
Residential | Res ¦ Air Source Heat Pump | 2032 | Achievable | GWh | Before Competition Groups | 0.0070737 | 0 | 0 | 4526.7041 | 1.5627e-06 | 63 | Residential_2032_Achievable_GWh_Before Competition Groups_63 | Air Source Heat Pump | 0.0001563% | 0 | 0.0070737 | Residential_2032_Achievable_GWh_Before Competition Groups_Air Source Heat Pump
Residential | Res ¦ Photocell Controls (Outdoor) | 2032 | Technical | GWh | Before Competition Groups | 0.00034503 | 0 | 0 | 19021.8521 | 1.8139e-08 | 92 | Residential_2032_Technical_GWh_Before Competition Groups_92 | Photocell Controls (Outdoor) | 1.814e-06% | 0 | 0.00034503 | Residential_2032_Technical_GWh_Before Competition Groups_Photocell Controls (Outdoor)
Residential | Res ¦ DHW Recirculation Systems | 2032 | Achievable | GWh | Before Competition Groups | 0 | 0 | 0 | 4526.7041 | 0 | 64 | Residential_2032_Achievable_GWh_Before Competition Groups_64 | DHW Recirculation Systems | 0% | 0 | 0 | Residential_2032_Achievable_GWh_Before Competition Groups_DHW Recirculation Systems
Residential | Res ¦ DHW Recirculation Systems | 2032 | Economic | GWh | Before Competition Groups | 0 | 0 | 0 | 12570.4606 | 0 | 64 | Residential_2032_Economic_GWh_Before Competition Groups_64 | DHW Recirculation Systems | 0% | 0 | 0 | Residential_2032_Economic_GWh_Before Competition Groups_DHW Recirculation Systems
Residential | Res ¦ Energy Star Dehumidifier | 2032 | Achievable | GWh | Before Competition Groups | 0 | 0 | 0 | 4526.7041 | 0 | 65 | Residential_2032_Achievable_GWh_Before Competition Groups_65 | Energy Star Dehumidifier | 0% | 0 | 0 | Residential_2032_Achievable_GWh_Before Competition Groups_Energy Star Dehumidifier
Residential | Res ¦ Energy Star Dehumidifier | 2032 | Economic | GWh | Before Competition Groups | 0 | 0 | 0 | 12570.4606 | 0 | 65 | Residential_2032_Economic_GWh_Before Competition Groups_65 | Energy Star Dehumidifier | 0% | 0 | 0 | Residential_2032_Economic_GWh_Before Competition Groups_Energy Star Dehumidifier
Residential | Res ¦ Lighting Motion Sensors, Timers, Dimmers | 2032 | Achievable | GWh | Before Competition Groups | 0 | 0 | 0 | 4526.7041 | 0 | 66 | Residential_2032_Achievable_GWh_Before Competition Groups_66 | Lighting Motion Sensors, Timers, Dimmers | 0% | 0 | 0 | Residential_2032_Achievable_GWh_Before Competition Groups_Lighting Motion Sensors, Timers, Dimmers
Residential | Res ¦ Lighting Motion Sensors, Timers, Dimmers | 2032 | Economic | GWh | Before Competition Groups | 0 | 0 | 0 | 12570.4606 | 0 | 66 | Residential_2032_Economic_GWh_Before Competition Groups_66 | Lighting Motion Sensors, Timers, Dimmers | 0% | 0 | 0 | Residential_2032_Economic_GWh_Before Competition Groups_Lighting Motion Sensors, Timers, Dimmers
Residential | Res ¦ Networked/ Connected - Indoor LED Luminaire | 2032 | Achievable | GWh | Before Competition Groups | 0 | 0 | 0 | 4526.7041 | 0 | 67 | Residential_2032_Achievable_GWh_Before Competition Groups_67 | Networked/ Connected - Indoor LED Luminaire | 0% | 0 | 0 | Residential_2032_Achievable_GWh_Before Competition Groups_Networked/ Connected - Indoor LED Luminaire
Residential | Res ¦ Networked/ Connected - Indoor LED Luminaire | 2032 | Economic | GWh | Before Competition Groups | 0 | 0 | 0 | 12570.4606 | 0 | 67 | Residential_2032_Economic_GWh_Before Competition Groups_67 | Networked/ Connected - Indoor LED Luminaire | 0% | 0 | 0 | Residential_2032_Economic_GWh_Before Competition Groups_Networked/ Connected - Indoor LED Luminaire
Residential | Res ¦ Radiant Barrier | 2032 | Achievable | GWh | Before Competition Groups | 0 | 0 | 0 | 4526.7041 | 0 | 68 | Residential_2032_Achievable_GWh_Before Competition Groups_68 | Radiant Barrier | 0% | 0 | 0 | Residential_2032_Achievable_GWh_Before Competition Groups_Radiant Barrier
Residential | Res ¦ Radiant Barrier | 2032 | Economic | GWh | Before Competition Groups | 0 | 0 | 0 | 12570.4606 | 0 | 68 | Residential_2032_Economic_GWh_Before Competition Groups_68 | Radiant Barrier | 0% | 0 | 0 | Residential_2032_Economic_GWh_Before Competition Groups_Radiant Barrier
Residential | Res ¦ Variable Refrigerant Flow Heat Pump | 2032 | Achievable | GWh | Before Competition Groups | 0 | 0 | 0 | 4526.7041 | 0 | 69 | Residential_2032_Achievable_GWh_Before Competition Groups_69 | Variable Refrigerant Flow Heat Pump | 0% | 0 | 0 | Residential_2032_Achievable_GWh_Before Competition Groups_Variable Refrigerant Flow Heat Pump
Residential | Res ¦ Variable Refrigerant Flow Heat Pump | 2032 | Economic | GWh | Before Competition Groups | 0 | 0 | 0 | 12570.4606 | 0 | 69 | Residential_2032_Economic_GWh_Before Competition Groups_69 | Variable Refrigerant Flow Heat Pump | 0% | 0 | 0 | Residential_2032_Economic_GWh_Before Competition Groups_Variable Refrigerant Flow Heat Pump
Residential | Res ¦ Energy Star A Line, PAR, MR Lamps | 2033 | Economic | GWh | Before Competition Groups | 1608.1441 | 0 | 0 | 12979.1455 | 0.1239 | 1 | Residential_2033_Economic_GWh_Before Competition Groups_1 | Energy Star A Line, PAR, MR Lamps | 12.39% | 0 | 1608.1441 | Residential_2033_Economic_GWh_Before Competition Groups_Energy Star A Line, PAR, MR Lamps
Residential | Res ¦ Smart Power Bar | 2033 | Economic | GWh | Before Competition Groups | 1470.932 | 0 | 0 | 12979.1455 | 0.11333 | 2 | Residential_2033_Economic_GWh_Before Competition Groups_2 | Smart Power Bar | 11.33% | 0 | 1470.932 | Residential_2033_Economic_GWh_Before Competition Groups_Smart Power Bar
Residential | Res ¦ Energy Star LED Bulbs General Purpose LEDs | 2033 | Economic | GWh | Before Competition Groups | 1440.3671 | 0 | 0 | 12979.1455 | 0.11098 | 3 | Residential_2033_Economic_GWh_Before Competition Groups_3 | Energy Star LED Bulbs General Purpose LEDs | 11.1% | 0 | 1440.3671 | Residential_2033_Economic_GWh_Before Competition Groups_Energy Star LED Bulbs General Purpose LEDs
Residential | Res ¦ Energy Star LED Specialty Bulbs | 2033 | Economic | GWh | Before Competition Groups | 1268.5522 | 0 | 0 | 12979.1455 | 0.097738 | 4 | Residential_2033_Economic_GWh_Before Competition Groups_4 | Energy Star LED Specialty Bulbs | 9.774% | 0 | 1268.5522 | Residential_2033_Economic_GWh_Before Competition Groups_Energy Star LED Specialty Bulbs
Residential | Res ¦ Energy Star Clothes Washer | 2033 | Achievable | GWh | Before Competition Groups | 460.3295 | 0 | 0 | 5122.7553 | 0.08986 | 1 | Residential_2033_Achievable_GWh_Before Competition Groups_1 | Energy Star Clothes Washer | 8.986% | 0 | 460.3295 | Residential_2033_Achievable_GWh_Before Competition Groups_Energy Star Clothes Washer
Residential | Res ¦ Energy Star A Line, PAR, MR Lamps | 2033 | Technical | GWh | Before Competition Groups | 1608.1441 | 0 | 0 | 19595.3141 | 0.082068 | 1 | Residential_2033_Technical_GWh_Before Competition Groups_1 | Energy Star A Line, PAR, MR Lamps | 8.207% | 0 | 1608.1441 | Residential_2033_Technical_GWh_Before Competition Groups_Energy Star A Line, PAR, MR Lamps
Residential | Res ¦ Smart Power Bar | 2033 | Achievable | GWh | Before Competition Groups | 410.0985 | 0 | 0 | 5122.7553 | 0.080054 | 2 | Residential_2033_Achievable_GWh_Before Competition Groups_2 | Smart Power Bar | 8.005% | 0 | 410.0985 | Residential_2033_Achievable_GWh_Before Competition Groups_Smart Power Bar
Residential | Res ¦ Smart Power Bar | 2033 | Technical | GWh | Before Competition Groups | 1470.932 | 0 | 0 | 19595.3141 | 0.075065 | 2 | Residential_2033_Technical_GWh_Before Competition Groups_2 | Smart Power Bar | 7.507% | 0 | 1470.932 | Residential_2033_Technical_GWh_Before Competition Groups_Smart Power Bar
Residential | Res ¦ Energy Star LED Bulbs General Purpose LEDs | 2033 | Technical | GWh | Before Competition Groups | 1440.3671 | 0 | 0 | 19595.3141 | 0.073506 | 3 | Residential_2033_Technical_GWh_Before Competition Groups_3 | Energy Star LED Bulbs General Purpose LEDs | 7.351% | 0 | 1440.3671 | Residential_2033_Technical_GWh_Before Competition Groups_Energy Star LED Bulbs General Purpose LEDs
Residential | Res ¦ Variable Speed Pool Pump Motor | 2033 | Achievable | GWh | Before Competition Groups | 353.7337 | 0 | 0 | 5122.7553 | 0.069051 | 3 | Residential_2033_Achievable_GWh_Before Competition Groups_3 | Variable Speed Pool Pump Motor | 6.905% | 0 | 353.7337 | Residential_2033_Achievable_GWh_Before Competition Groups_Variable Speed Pool Pump Motor
Residential | Res ¦ Energy Star LED Bulbs General Purpose LEDs | 2033 | Achievable | GWh | Before Competition Groups | 345.2146 | 0 | 0 | 5122.7553 | 0.067388 | 4 | Residential_2033_Achievable_GWh_Before Competition Groups_4 | Energy Star LED Bulbs General Purpose LEDs | 6.739% | 0 | 345.2146 | Residential_2033_Achievable_GWh_Before Competition Groups_Energy Star LED Bulbs General Purpose LEDs
Residential | Res ¦ Energy Star LED Specialty Bulbs | 2033 | Technical | GWh | Before Competition Groups | 1268.5522 | 0 | 0 | 19595.3141 | 0.064738 | 4 | Residential_2033_Technical_GWh_Before Competition Groups_4 | Energy Star LED Specialty Bulbs | 6.474% | 0 | 1268.5522 | Residential_2033_Technical_GWh_Before Competition Groups_Energy Star LED Specialty Bulbs
Residential | Res ¦ Energy Star LED Specialty Bulbs | 2033 | Achievable | GWh | Before Competition Groups | 307.0878 | 0 | 0 | 5122.7553 | 0.059946 | 5 | Residential_2033_Achievable_GWh_Before Competition Groups_5 | Energy Star LED Specialty Bulbs | 5.995% | 0 | 307.0878 | Residential_2033_Achievable_GWh_Before Competition Groups_Energy Star LED Specialty Bulbs
Residential | Res ¦ Ductless Mini-Split Heat Pump | 2033 | Achievable | GWh | Before Competition Groups | 304.3385 | 0 | 0 | 5122.7553 | 0.059409 | 6 | Residential_2033_Achievable_GWh_Before Competition Groups_6 | Ductless Mini-Split Heat Pump | 5.941% | 0 | 304.3385 | Residential_2033_Achievable_GWh_Before Competition Groups_Ductless Mini-Split Heat Pump
Residential | Res ¦ Car Block Heater Timer | 2033 | Achievable | GWh | Before Competition Groups | 303.5919 | 0 | 0 | 5122.7553 | 0.059263 | 7 | Residential_2033_Achievable_GWh_Before Competition Groups_7 | Car Block Heater Timer | 5.926% | 0 | 303.5919 | Residential_2033_Achievable_GWh_Before Competition Groups_Car Block Heater Timer
Residential | Res ¦ Building Recommissioning, Operations and Maintenance (O&M) Improvements | 2033 | Achievable | GWh | Before Competition Groups | 277.8052 | 0 | 0 | 5122.7553 | 0.05423 | 8 | Residential_2033_Achievable_GWh_Before Competition Groups_8 | Building Recommissioning, Operations and Maintenance (O&M) Improvements | 5.423% | 0 | 277.8052 | Residential_2033_Achievable_GWh_Before Competition Groups_Building Recommissioning, Operations and Maintenance (O&M) Improvements
Residential | Res ¦ Adaptive Thermostat | 2033 | Economic | GWh | Before Competition Groups | 703.0043 | 0 | 0 | 12979.1455 | 0.054164 | 5 | Residential_2033_Economic_GWh_Before Competition Groups_5 | Adaptive Thermostat | 5.416% | 0 | 703.0043 | Residential_2033_Economic_GWh_Before Competition Groups_Adaptive Thermostat
Residential | Res ¦ Networked/ Connected - Indoor LED Lamp | 2033 | Technical | GWh | Before Competition Groups | 972.3266 | 0 | 0 | 19595.3141 | 0.04962 | 5 | Residential_2033_Technical_GWh_Before Competition Groups_5 | Networked/ Connected - Indoor LED Lamp | 4.962% | 0 | 972.3266 | Residential_2033_Technical_GWh_Before Competition Groups_Networked/ Connected - Indoor LED Lamp
Residential | Res ¦ Energy Star Clothes Washer | 2033 | Economic | GWh | Before Competition Groups | 595.5202 | 0 | 0 | 12979.1455 | 0.045883 | 6 | Residential_2033_Economic_GWh_Before Competition Groups_6 | Energy Star Clothes Washer | 4.588% | 0 | 595.5202 | Residential_2033_Economic_GWh_Before Competition Groups_Energy Star Clothes Washer
Residential | Res ¦ Energy Star A Line, PAR, MR Lamps | 2033 | Achievable | GWh | Before Competition Groups | 224.0481 | 0 | 0 | 5122.7553 | 0.043736 | 9 | Residential_2033_Achievable_GWh_Before Competition Groups_9 | Energy Star A Line, PAR, MR Lamps | 4.374% | 0 | 224.0481 | Residential_2033_Achievable_GWh_Before Competition Groups_Energy Star A Line, PAR, MR Lamps
Residential | Res ¦ Ductless Mini-Split Heat Pump | 2033 | Economic | GWh | Before Competition Groups | 560.7097 | 0 | 0 | 12979.1455 | 0.043201 | 7 | Residential_2033_Economic_GWh_Before Competition Groups_7 | Ductless Mini-Split Heat Pump | 4.32% | 0 | 560.7097 | Residential_2033_Economic_GWh_Before Competition Groups_Ductless Mini-Split Heat Pump
Residential | Res ¦ Air Sealing | 2033 | Economic | GWh | Before Competition Groups | 521.2675 | 0 | 0 | 12979.1455 | 0.040162 | 8 | Residential_2033_Economic_GWh_Before Competition Groups_8 | Air Sealing | 4.016% | 0 | 521.2675 | Residential_2033_Economic_GWh_Before Competition Groups_Air Sealing
Residential | Res ¦ Adaptive Thermostat | 2033 | Achievable | GWh | Before Competition Groups | 192.0012 | 0 | 0 | 5122.7553 | 0.03748 | 10 | Residential_2033_Achievable_GWh_Before Competition Groups_10 | Adaptive Thermostat | 3.748% | 0 | 192.0012 | Residential_2033_Achievable_GWh_Before Competition Groups_Adaptive Thermostat
Residential | Res ¦ Energy Star Refrigerator | 2033 | Technical | GWh | Before Competition Groups | 720.0192 | 0 | 0 | 19595.3141 | 0.036744 | 6 | Residential_2033_Technical_GWh_Before Competition Groups_6 | Energy Star Refrigerator | 3.674% | 0 | 720.0192 | Residential_2033_Technical_GWh_Before Competition Groups_Energy Star Refrigerator
Residential | Res ¦ Adaptive Thermostat | 2033 | Technical | GWh | Before Competition Groups | 703.0043 | 0 | 0 | 19595.3141 | 0.035876 | 7 | Residential_2033_Technical_GWh_Before Competition Groups_7 | Adaptive Thermostat | 3.588% | 0 | 703.0043 | Residential_2033_Technical_GWh_Before Competition Groups_Adaptive Thermostat
Residential | Res ¦ Energy Star Torchiere | 2033 | Achievable | GWh | Before Competition Groups | 182.1587 | 0 | 0 | 5122.7553 | 0.035559 | 11 | Residential_2033_Achievable_GWh_Before Competition Groups_11 | Energy Star Torchiere | 3.556% | 0 | 182.1587 | Residential_2033_Achievable_GWh_Before Competition Groups_Energy Star Torchiere
Residential | Res ¦ Smart Burners | 2033 | Economic | GWh | Before Competition Groups | 428.6301 | 0 | 0 | 12979.1455 | 0.033025 | 9 | Residential_2033_Economic_GWh_Before Competition Groups_9 | Smart Burners | 3.302% | 0 | 428.6301 | Residential_2033_Economic_GWh_Before Competition Groups_Smart Burners
Residential | Res ¦ Smart Burners | 2033 | Technical | GWh | Before Competition Groups | 624.9619 | 0 | 0 | 19595.3141 | 0.031893 | 8 | Residential_2033_Technical_GWh_Before Competition Groups_8 | Smart Burners | 3.189% | 0 | 624.9619 | Residential_2033_Technical_GWh_Before Competition Groups_Smart Burners
Residential | Res ¦ Energy Star Clothes Washer | 2033 | Technical | GWh | Before Competition Groups | 595.5202 | 0 | 0 | 19595.3141 | 0.030391 | 9 | Residential_2033_Technical_GWh_Before Competition Groups_9 | Energy Star Clothes Washer | 3.039% | 0 | 595.5202 | Residential_2033_Technical_GWh_Before Competition Groups_Energy Star Clothes Washer
Residential | Res ¦ Variable Speed Pool Pump Motor | 2033 | Economic | GWh | Before Competition Groups | 391.1234 | 0 | 0 | 12979.1455 | 0.030135 | 10 | Residential_2033_Economic_GWh_Before Competition Groups_10 | Variable Speed Pool Pump Motor | 3.013% | 0 | 391.1234 | Residential_2033_Economic_GWh_Before Competition Groups_Variable Speed Pool Pump Motor
Residential | Res ¦ Ductless Mini-Split Heat Pump | 2033 | Technical | GWh | Before Competition Groups | 560.7097 | 0 | 0 | 19595.3141 | 0.028614 | 10 | Residential_2033_Technical_GWh_Before Competition Groups_10 | Ductless Mini-Split Heat Pump | 2.861% | 0 | 560.7097 | Residential_2033_Technical_GWh_Before Competition Groups_Ductless Mini-Split Heat Pump
Residential | Res ¦ Car Block Heater Timer | 2033 | Economic | GWh | Before Competition Groups | 371.12 | 0 | 0 | 12979.1455 | 0.028594 | 11 | Residential_2033_Economic_GWh_Before Competition Groups_11 | Car Block Heater Timer | 2.859% | 0 | 371.12 | Residential_2033_Economic_GWh_Before Competition Groups_Car Block Heater Timer
Residential | Res ¦ Energy Star Ground Source Heat Pump | 2033 | Technical | GWh | Before Competition Groups | 549.1686 | 0 | 0 | 19595.3141 | 0.028026 | 11 | Residential_2033_Technical_GWh_Before Competition Groups_11 | Energy Star Ground Source Heat Pump | 2.803% | 0 | 549.1686 | Residential_2033_Technical_GWh_Before Competition Groups_Energy Star Ground Source Heat Pump
Residential | Res ¦ Energy Star Light Fixture | 2033 | Achievable | GWh | Before Competition Groups | 140.292 | 0 | 0 | 5122.7553 | 0.027386 | 12 | Residential_2033_Achievable_GWh_Before Competition Groups_12 | Energy Star Light Fixture | 2.739% | 0 | 140.292 | Residential_2033_Achievable_GWh_Before Competition Groups_Energy Star Light Fixture
Residential | Res ¦ Comprehensive Draft Proofing | 2033 | Achievable | GWh | Before Competition Groups | 139.5147 | 0 | 0 | 5122.7553 | 0.027234 | 13 | Residential_2033_Achievable_GWh_Before Competition Groups_13 | Comprehensive Draft Proofing | 2.723% | 0 | 139.5147 | Residential_2033_Achievable_GWh_Before Competition Groups_Comprehensive Draft Proofing
Residential | Res ¦ Air Sealing | 2033 | Technical | GWh | Before Competition Groups | 521.2675 | 0 | 0 | 19595.3141 | 0.026602 | 12 | Residential_2033_Technical_GWh_Before Competition Groups_12 | Air Sealing | 2.66% | 0 | 521.2675 | Residential_2033_Technical_GWh_Before Competition Groups_Air Sealing
Residential | Res ¦ Smart Burners | 2033 | Achievable | GWh | Before Competition Groups | 132.8034 | 0 | 0 | 5122.7553 | 0.025924 | 14 | Residential_2033_Achievable_GWh_Before Competition Groups_14 | Smart Burners | 2.592% | 0 | 132.8034 | Residential_2033_Achievable_GWh_Before Competition Groups_Smart Burners
Residential | Res ¦ Heat Pump Clothes Dryer | 2033 | Technical | GWh | Before Competition Groups | 500.5087 | 0 | 0 | 19595.3141 | 0.025542 | 13 | Residential_2033_Technical_GWh_Before Competition Groups_13 | Heat Pump Clothes Dryer | 2.554% | 0 | 500.5087 | Residential_2033_Technical_GWh_Before Competition Groups_Heat Pump Clothes Dryer
Residential | Res ¦ Energy Star Air Source Heat Pump | 2033 | Economic | GWh | Before Competition Groups | 310.3963 | 0 | 0 | 12979.1455 | 0.023915 | 12 | Residential_2033_Economic_GWh_Before Competition Groups_12 | Energy Star Air Source Heat Pump | 2.392% | 0 | 310.3963 | Residential_2033_Economic_GWh_Before Competition Groups_Energy Star Air Source Heat Pump
Residential | Res ¦ Building Recommissioning, Operations and Maintenance (O&M) Improvements | 2033 | Economic | GWh | Before Competition Groups | 307.1543 | 0 | 0 | 12979.1455 | 0.023665 | 13 | Residential_2033_Economic_GWh_Before Competition Groups_13 | Building Recommissioning, Operations and Maintenance (O&M) Improvements | 2.367% | 0 | 307.1543 | Residential_2033_Economic_GWh_Before Competition Groups_Building Recommissioning, Operations and Maintenance (O&M) Improvements
Residential | Res ¦ Heavy Duty Outdoor/Holiday Plug-in Timers | 2033 | Achievable | GWh | Before Competition Groups | 121.0687 | 0 | 0 | 5122.7553 | 0.023634 | 15 | Residential_2033_Achievable_GWh_Before Competition Groups_15 | Heavy Duty Outdoor/Holiday Plug-in Timers | 2.363% | 0 | 121.0687 | Residential_2033_Achievable_GWh_Before Competition Groups_Heavy Duty Outdoor/Holiday Plug-in Timers
Residential | Res ¦ Energy Star Torchiere | 2033 | Economic | GWh | Before Competition Groups | 306.0207 | 0 | 0 | 12979.1455 | 0.023578 | 14 | Residential_2033_Economic_GWh_Before Competition Groups_14 | Energy Star Torchiere | 2.358% | 0 | 306.0207 | Residential_2033_Economic_GWh_Before Competition Groups_Energy Star Torchiere
Residential | Res ¦ Energy Star Central Air Conditioner | 2033 | Technical | GWh | Before Competition Groups | 443.963 | 0 | 0 | 19595.3141 | 0.022657 | 14 | Residential_2033_Technical_GWh_Before Competition Groups_14 | Energy Star Central Air Conditioner | 2.266% | 0 | 443.963 | Residential_2033_Technical_GWh_Before Competition Groups_Energy Star Central Air Conditioner
Residential | Res ¦ Basement Wall Insulation | 2033 | Economic | GWh | Before Competition Groups | 273.0239 | 0 | 0 | 12979.1455 | 0.021036 | 15 | Residential_2033_Economic_GWh_Before Competition Groups_15 | Basement Wall Insulation | 2.104% | 0 | 273.0239 | Residential_2033_Economic_GWh_Before Competition Groups_Basement Wall Insulation
Residential | Res ¦ Air Sealing | 2033 | Achievable | GWh | Before Competition Groups | 104.0798 | 0 | 0 | 5122.7553 | 0.020317 | 16 | Residential_2033_Achievable_GWh_Before Competition Groups_16 | Air Sealing | 2.032% | 0 | 104.0798 | Residential_2033_Achievable_GWh_Before Competition Groups_Air Sealing
Residential | Res ¦ Energy Star Light Fixture | 2033 | Technical | GWh | Before Competition Groups | 397.8151 | 0 | 0 | 19595.3141 | 0.020302 | 15 | Residential_2033_Technical_GWh_Before Competition Groups_15 | Energy Star Light Fixture | 2.03% | 0 | 397.8151 | Residential_2033_Technical_GWh_Before Competition Groups_Energy Star Light Fixture
Residential | Res ¦ Variable Speed Pool Pump Motor | 2033 | Technical | GWh | Before Competition Groups | 391.1234 | 0 | 0 | 19595.3141 | 0.01996 | 16 | Residential_2033_Technical_GWh_Before Competition Groups_16 | Variable Speed Pool Pump Motor | 1.996% | 0 | 391.1234 | Residential_2033_Technical_GWh_Before Competition Groups_Variable Speed Pool Pump Motor
Residential | Res ¦ Induction Cooking Stove Top | 2033 | Technical | GWh | Before Competition Groups | 384.9765 | 0 | 0 | 19595.3141 | 0.019646 | 17 | Residential_2033_Technical_GWh_Before Competition Groups_17 | Induction Cooking Stove Top | 1.965% | 0 | 384.9765 | Residential_2033_Technical_GWh_Before Competition Groups_Induction Cooking Stove Top
Residential | Res ¦ Energy Star Light Fixture | 2033 | Economic | GWh | Before Competition Groups | 252.5852 | 0 | 0 | 12979.1455 | 0.019461 | 16 | Residential_2033_Economic_GWh_Before Competition Groups_16 | Energy Star Light Fixture | 1.946% | 0 | 252.5852 | Residential_2033_Economic_GWh_Before Competition Groups_Energy Star Light Fixture
Residential | Res ¦ Car Block Heater Timer | 2033 | Technical | GWh | Before Competition Groups | 371.12 | 0 | 0 | 19595.3141 | 0.018939 | 18 | Residential_2033_Technical_GWh_Before Competition Groups_18 | Car Block Heater Timer | 1.894% | 0 | 371.12 | Residential_2033_Technical_GWh_Before Competition Groups_Car Block Heater Timer
Residential | Res ¦ Occupancy Sensors MF | 2033 | Achievable | GWh | Before Competition Groups | 95.8818 | 0 | 0 | 5122.7553 | 0.018717 | 17 | Residential_2033_Achievable_GWh_Before Competition Groups_17 | Occupancy Sensors MF | 1.872% | 0 | 95.8818 | Residential_2033_Achievable_GWh_Before Competition Groups_Occupancy Sensors MF
Residential | Res ¦ LED Parking Lot Fixture | 2033 | Achievable | GWh | Before Competition Groups | 93.916 | 0 | 0 | 5122.7553 | 0.018333 | 18 | Residential_2033_Achievable_GWh_Before Competition Groups_18 | LED Parking Lot Fixture | 1.833% | 0 | 93.916 | Residential_2033_Achievable_GWh_Before Competition Groups_LED Parking Lot Fixture
Residential | Res ¦ Attic Insulation | 2033 | Economic | GWh | Before Competition Groups | 210.7415 | 0 | 0 | 12979.1455 | 0.016237 | 17 | Residential_2033_Economic_GWh_Before Competition Groups_17 | Attic Insulation | 1.624% | 0 | 210.7415 | Residential_2033_Economic_GWh_Before Competition Groups_Attic Insulation
Residential | Res ¦ Energy Star Air Source Heat Pump | 2033 | Achievable | GWh | Before Competition Groups | 81.9502 | 0 | 0 | 5122.7553 | 0.015997 | 19 | Residential_2033_Achievable_GWh_Before Competition Groups_19 | Energy Star Air Source Heat Pump | 1.6% | 0 | 81.9502 | Residential_2033_Achievable_GWh_Before Competition Groups_Energy Star Air Source Heat Pump
Residential | Res ¦ Passive Attic Ventilation | 2033 | Technical | GWh | Before Competition Groups | 312.5219 | 0 | 0 | 19595.3141 | 0.015949 | 19 | Residential_2033_Technical_GWh_Before Competition Groups_19 | Passive Attic Ventilation | 1.595% | 0 | 312.5219 | Residential_2033_Technical_GWh_Before Competition Groups_Passive Attic Ventilation
Residential | Res ¦ Energy Star Air Source Heat Pump | 2033 | Technical | GWh | Before Competition Groups | 310.3963 | 0 | 0 | 19595.3141 | 0.01584 | 20 | Residential_2033_Technical_GWh_Before Competition Groups_20 | Energy Star Air Source Heat Pump | 1.584% | 0 | 310.3963 | Residential_2033_Technical_GWh_Before Competition Groups_Energy Star Air Source Heat Pump
Residential | Res ¦ Building Recommissioning, Operations and Maintenance (O&M) Improvements | 2033 | Technical | GWh | Before Competition Groups | 307.1543 | 0 | 0 | 19595.3141 | 0.015675 | 21 | Residential_2033_Technical_GWh_Before Competition Groups_21 | Building Recommissioning, Operations and Maintenance (O&M) Improvements | 1.567% | 0 | 307.1543 | Residential_2033_Technical_GWh_Before Competition Groups_Building Recommissioning, Operations and Maintenance (O&M) Improvements
Residential | Res ¦ Energy Star Torchiere | 2033 | Technical | GWh | Before Competition Groups | 306.0207 | 0 | 0 | 19595.3141 | 0.015617 | 22 | Residential_2033_Technical_GWh_Before Competition Groups_22 | Energy Star Torchiere | 1.562% | 0 | 306.0207 | Residential_2033_Technical_GWh_Before Competition Groups_Energy Star Torchiere
Residential | Res ¦ Energy Star Clothes Dryer | 2033 | Technical | GWh | Before Competition Groups | 285.8748 | 0 | 0 | 19595.3141 | 0.014589 | 23 | Residential_2033_Technical_GWh_Before Competition Groups_23 | Energy Star Clothes Dryer | 1.459% | 0 | 285.8748 | Residential_2033_Technical_GWh_Before Competition Groups_Energy Star Clothes Dryer
Residential | Res ¦ Energy Star Windows | 2033 | Technical | GWh | Before Competition Groups | 282.9422 | 0 | 0 | 19595.3141 | 0.014439 | 24 | Residential_2033_Technical_GWh_Before Competition Groups_24 | Energy Star Windows | 1.444% | 0 | 282.9422 | Residential_2033_Technical_GWh_Before Competition Groups_Energy Star Windows
Residential | Res ¦ Ductless Mini-Split Air Conditioner | 2033 | Technical | GWh | Before Competition Groups | 280.4544 | 0 | 0 | 19595.3141 | 0.014312 | 25 | Residential_2033_Technical_GWh_Before Competition Groups_25 | Ductless Mini-Split Air Conditioner | 1.431% | 0 | 280.4544 | Residential_2033_Technical_GWh_Before Competition Groups_Ductless Mini-Split Air Conditioner
Residential | Res ¦ Refrigerator Recycling | 2033 | Achievable | GWh | Before Competition Groups | 71.4046 | 0 | 0 | 5122.7553 | 0.013939 | 20 | Residential_2033_Achievable_GWh_Before Competition Groups_20 | Refrigerator Recycling | 1.394% | 0 | 71.4046 | Residential_2033_Achievable_GWh_Before Competition Groups_Refrigerator Recycling
Residential | Res ¦ Basement Wall Insulation | 2033 | Technical | GWh | Before Competition Groups | 273.0239 | 0 | 0 | 19595.3141 | 0.013933 | 26 | Residential_2033_Technical_GWh_Before Competition Groups_26 | Basement Wall Insulation | 1.393% | 0 | 273.0239 | Residential_2033_Technical_GWh_Before Competition Groups_Basement Wall Insulation
Residential | Res ¦ Clothes Drying Racks | 2033 | Achievable | GWh | Before Competition Groups | 65.1801 | 0 | 0 | 5122.7553 | 0.012724 | 21 | Residential_2033_Achievable_GWh_Before Competition Groups_21 | Clothes Drying Racks | 1.272% | 0 | 65.1801 | Residential_2033_Achievable_GWh_Before Competition Groups_Clothes Drying Racks
Residential | Res ¦ Freezer Recycling | 2033 | Achievable | GWh | Before Competition Groups | 62.5509 | 0 | 0 | 5122.7553 | 0.01221 | 22 | Residential_2033_Achievable_GWh_Before Competition Groups_22 | Freezer Recycling | 1.221% | 0 | 62.5509 | Residential_2033_Achievable_GWh_Before Competition Groups_Freezer Recycling
Residential | Res ¦ Comprehensive Draft Proofing | 2033 | Economic | GWh | Before Competition Groups | 154.2535 | 0 | 0 | 12979.1455 | 0.011885 | 18 | Residential_2033_Economic_GWh_Before Competition Groups_18 | Comprehensive Draft Proofing | 1.188% | 0 | 154.2535 | Residential_2033_Economic_GWh_Before Competition Groups_Comprehensive Draft Proofing
Residential | Res ¦ Basement or Crawlspace Insulation | 2033 | Technical | GWh | Before Competition Groups | 227.1904 | 0 | 0 | 19595.3141 | 0.011594 | 27 | Residential_2033_Technical_GWh_Before Competition Groups_27 | Basement or Crawlspace Insulation | 1.159% | 0 | 227.1904 | Residential_2033_Technical_GWh_Before Competition Groups_Basement or Crawlspace Insulation
Residential | Res ¦ Heavy Duty Outdoor/Holiday Plug-in Timers | 2033 | Economic | GWh | Before Competition Groups | 147.8654 | 0 | 0 | 12979.1455 | 0.011393 | 19 | Residential_2033_Economic_GWh_Before Competition Groups_19 | Heavy Duty Outdoor/Holiday Plug-in Timers | 1.139% | 0 | 147.8654 | Residential_2033_Economic_GWh_Before Competition Groups_Heavy Duty Outdoor/Holiday Plug-in Timers
Residential | Res ¦ Attic Insulation | 2033 | Technical | GWh | Before Competition Groups | 210.7415 | 0 | 0 | 19595.3141 | 0.010755 | 28 | Residential_2033_Technical_GWh_Before Competition Groups_28 | Attic Insulation | 1.075% | 0 | 210.7415 | Residential_2033_Technical_GWh_Before Competition Groups_Attic Insulation
Residential | Res ¦ Basement Wall Insulation | 2033 | Achievable | GWh | Before Competition Groups | 54.5174 | 0 | 0 | 5122.7553 | 0.010642 | 23 | Residential_2033_Achievable_GWh_Before Competition Groups_23 | Basement Wall Insulation | 1.064% | 0 | 54.5174 | Residential_2033_Achievable_GWh_Before Competition Groups_Basement Wall Insulation
Residential | Res ¦ Energy Star Clothes Dryer | 2033 | Achievable | GWh | Before Competition Groups | 47.485 | 0 | 0 | 5122.7553 | 0.0092694 | 24 | Residential_2033_Achievable_GWh_Before Competition Groups_24 | Energy Star Clothes Dryer | 0.9269% | 0 | 47.485 | Residential_2033_Achievable_GWh_Before Competition Groups_Energy Star Clothes Dryer
Residential | Res ¦ Furnace with ECM | 2033 | Economic | GWh | Before Competition Groups | 114.3321 | 0 | 0 | 12979.1455 | 0.0088089 | 20 | Residential_2033_Economic_GWh_Before Competition Groups_20 | Furnace with ECM | 0.8809% | 0 | 114.3321 | Residential_2033_Economic_GWh_Before Competition Groups_Furnace with ECM
Residential | Res ¦ LED Exterior Area Lights - LED Fixture (200W) | 2033 | Achievable | GWh | Before Competition Groups | 43.7918 | 0 | 0 | 5122.7553 | 0.0085485 | 25 | Residential_2033_Achievable_GWh_Before Competition Groups_25 | LED Exterior Area Lights - LED Fixture (200W) | 0.8548% | 0 | 43.7918 | Residential_2033_Achievable_GWh_Before Competition Groups_LED Exterior Area Lights - LED Fixture (200W)
Residential | Res ¦ Wall Insulation | 2033 | Technical | GWh | Before Competition Groups | 165.1557 | 0 | 0 | 19595.3141 | 0.0084283 | 29 | Residential_2033_Technical_GWh_Before Competition Groups_29 | Wall Insulation | 0.8428% | 0 | 165.1557 | Residential_2033_Technical_GWh_Before Competition Groups_Wall Insulation
Residential | Res ¦ Occupancy Sensors MF | 2033 | Economic | GWh | Before Competition Groups | 108.9128 | 0 | 0 | 12979.1455 | 0.0083914 | 21 | Residential_2033_Economic_GWh_Before Competition Groups_21 | Occupancy Sensors MF | 0.8391% | 0 | 108.9128 | Residential_2033_Economic_GWh_Before Competition Groups_Occupancy Sensors MF
Residential | Res ¦ Heavy Duty Outdoor/Holiday Plug-in Timers | 2033 | Technical | GWh | Before Competition Groups | 164.1552 | 0 | 0 | 19595.3141 | 0.0083773 | 30 | Residential_2033_Technical_GWh_Before Competition Groups_30 | Heavy Duty Outdoor/Holiday Plug-in Timers | 0.8377% | 0 | 164.1552 | Residential_2033_Technical_GWh_Before Competition Groups_Heavy Duty Outdoor/Holiday Plug-in Timers
Residential | Res ¦ Energy Star Room Air Conditioner | 2033 | Economic | GWh | Before Competition Groups | 106.9574 | 0 | 0 | 12979.1455 | 0.0082407 | 22 | Residential_2033_Economic_GWh_Before Competition Groups_22 | Energy Star Room Air Conditioner | 0.8241% | 0 | 106.9574 | Residential_2033_Economic_GWh_Before Competition Groups_Energy Star Room Air Conditioner
Residential | Res ¦ Attic Insulation | 2033 | Achievable | GWh | Before Competition Groups | 42.0731 | 0 | 0 | 5122.7553 | 0.008213 | 26 | Residential_2033_Achievable_GWh_Before Competition Groups_26 | Attic Insulation | 0.8213% | 0 | 42.0731 | Residential_2033_Achievable_GWh_Before Competition Groups_Attic Insulation
Residential | Res ¦ Lighting Motion Sensors, Timers, Dimmers | 2033 | Technical | GWh | Before Competition Groups | 158.3453 | 0 | 0 | 19595.3141 | 0.0080808 | 31 | Residential_2033_Technical_GWh_Before Competition Groups_31 | Lighting Motion Sensors, Timers, Dimmers | 0.8081% | 0 | 158.3453 | Residential_2033_Technical_GWh_Before Competition Groups_Lighting Motion Sensors, Timers, Dimmers
Residential | Res ¦ Energy Star Clothes Dryer | 2033 | Economic | GWh | Before Competition Groups | 104.809 | 0 | 0 | 12979.1455 | 0.0080752 | 23 | Residential_2033_Economic_GWh_Before Competition Groups_23 | Energy Star Clothes Dryer | 0.8075% | 0 | 104.809 | Residential_2033_Economic_GWh_Before Competition Groups_Energy Star Clothes Dryer
Residential | Res ¦ LED Parking Lot Fixture | 2033 | Economic | GWh | Before Competition Groups | 103.3607 | 0 | 0 | 12979.1455 | 0.0079636 | 24 | Residential_2033_Economic_GWh_Before Competition Groups_24 | LED Parking Lot Fixture | 0.7964% | 0 | 103.3607 | Residential_2033_Economic_GWh_Before Competition Groups_LED Parking Lot Fixture
Residential | Res ¦ Advanced BAS/Controllers | 2033 | Achievable | GWh | Before Competition Groups | 40.5777 | 0 | 0 | 5122.7553 | 0.0079211 | 27 | Residential_2033_Achievable_GWh_Before Competition Groups_27 | Advanced BAS/Controllers | 0.7921% | 0 | 40.5777 | Residential_2033_Achievable_GWh_Before Competition Groups_Advanced BAS/Controllers
Residential | Res ¦ Comprehensive Draft Proofing | 2033 | Technical | GWh | Before Competition Groups | 154.2535 | 0 | 0 | 19595.3141 | 0.007872 | 32 | Residential_2033_Technical_GWh_Before Competition Groups_32 | Comprehensive Draft Proofing | 0.7872% | 0 | 154.2535 | Residential_2033_Technical_GWh_Before Competition Groups_Comprehensive Draft Proofing
Residential | Res ¦ LED Downlight | 2033 | Achievable | GWh | Before Competition Groups | 39.0563 | 0 | 0 | 5122.7553 | 0.0076241 | 28 | Residential_2033_Achievable_GWh_Before Competition Groups_28 | LED Downlight | 0.7624% | 0 | 39.0563 | Residential_2033_Achievable_GWh_Before Competition Groups_LED Downlight
Residential | Res ¦ Energy Star Room Air Conditioner | 2033 | Achievable | GWh | Before Competition Groups | 37.6053 | 0 | 0 | 5122.7553 | 0.0073408 | 29 | Residential_2033_Achievable_GWh_Before Competition Groups_29 | Energy Star Room Air Conditioner | 0.7341% | 0 | 37.6053 | Residential_2033_Achievable_GWh_Before Competition Groups_Energy Star Room Air Conditioner
Residential | Res ¦ Furnace Whistle | 2033 | Achievable | GWh | Before Competition Groups | 34.0059 | 0 | 0 | 5122.7553 | 0.0066382 | 30 | Residential_2033_Achievable_GWh_Before Competition Groups_30 | Furnace Whistle | 0.6638% | 0 | 34.0059 | Residential_2033_Achievable_GWh_Before Competition Groups_Furnace Whistle
Residential | Res ¦ Refrigerator Recycling | 2033 | Economic | GWh | Before Competition Groups | 78.9526 | 0 | 0 | 12979.1455 | 0.006083 | 25 | Residential_2033_Economic_GWh_Before Competition Groups_25 | Refrigerator Recycling | 0.6083% | 0 | 78.9526 | Residential_2033_Economic_GWh_Before Competition Groups_Refrigerator Recycling
Residential | Res ¦ Ceiling Insulation | 2033 | Economic | GWh | Before Competition Groups | 76.1906 | 0 | 0 | 12979.1455 | 0.0058702 | 26 | Residential_2033_Economic_GWh_Before Competition Groups_26 | Ceiling Insulation | 0.587% | 0 | 76.1906 | Residential_2033_Economic_GWh_Before Competition Groups_Ceiling Insulation
Residential | Res ¦ Furnace with ECM | 2033 | Technical | GWh | Before Competition Groups | 114.3321 | 0 | 0 | 19595.3141 | 0.0058347 | 33 | Residential_2033_Technical_GWh_Before Competition Groups_33 | Furnace with ECM | 0.5835% | 0 | 114.3321 | Residential_2033_Technical_GWh_Before Competition Groups_Furnace with ECM
Residential | Res ¦ Outside Air Economizer | 2033 | Achievable | GWh | Before Competition Groups | 28.5021 | 0 | 0 | 5122.7553 | 0.0055638 | 31 | Residential_2033_Achievable_GWh_Before Competition Groups_31 | Outside Air Economizer | 0.5564% | 0 | 28.5021 | Residential_2033_Achievable_GWh_Before Competition Groups_Outside Air Economizer
Residential | Res ¦ Occupancy Sensors MF | 2033 | Technical | GWh | Before Competition Groups | 108.9128 | 0 | 0 | 19595.3141 | 0.0055581 | 34 | Residential_2033_Technical_GWh_Before Competition Groups_34 | Occupancy Sensors MF | 0.5558% | 0 | 108.9128 | Residential_2033_Technical_GWh_Before Competition Groups_Occupancy Sensors MF
Residential | Res ¦ Clothes Drying Racks | 2033 | Economic | GWh | Before Competition Groups | 72.0876 | 0 | 0 | 12979.1455 | 0.0055541 | 27 | Residential_2033_Economic_GWh_Before Competition Groups_27 | Clothes Drying Racks | 0.5554% | 0 | 72.0876 | Residential_2033_Economic_GWh_Before Competition Groups_Clothes Drying Racks
Residential | Res ¦ Energy Star Room Air Conditioner | 2033 | Technical | GWh | Before Competition Groups | 108.3801 | 0 | 0 | 19595.3141 | 0.0055309 | 35 | Residential_2033_Technical_GWh_Before Competition Groups_35 | Energy Star Room Air Conditioner | 0.5531% | 0 | 108.3801 | Residential_2033_Technical_GWh_Before Competition Groups_Energy Star Room Air Conditioner
Residential | Res ¦ Networked/ Connected - Indoor LED Luminaire | 2033 | Technical | GWh | Before Competition Groups | 107.9265 | 0 | 0 | 19595.3141 | 0.0055078 | 36 | Residential_2033_Technical_GWh_Before Competition Groups_36 | Networked/ Connected - Indoor LED Luminaire | 0.5508% | 0 | 107.9265 | Residential_2033_Technical_GWh_Before Competition Groups_Networked/ Connected - Indoor LED Luminaire
Residential | Res ¦ Variable Refrigerant Flow Heat Pump | 2033 | Technical | GWh | Before Competition Groups | 106.4915 | 0 | 0 | 19595.3141 | 0.0054345 | 37 | Residential_2033_Technical_GWh_Before Competition Groups_37 | Variable Refrigerant Flow Heat Pump | 0.5435% | 0 | 106.4915 | Residential_2033_Technical_GWh_Before Competition Groups_Variable Refrigerant Flow Heat Pump
Residential | Res ¦ Radiant Barrier | 2033 | Technical | GWh | Before Competition Groups | 105.2889 | 0 | 0 | 19595.3141 | 0.0053732 | 38 | Residential_2033_Technical_GWh_Before Competition Groups_38 | Radiant Barrier | 0.5373% | 0 | 105.2889 | Residential_2033_Technical_GWh_Before Competition Groups_Radiant Barrier
Residential | Res ¦ Freezer Recycling | 2033 | Economic | GWh | Before Competition Groups | 69.2693 | 0 | 0 | 12979.1455 | 0.005337 | 28 | Residential_2033_Economic_GWh_Before Competition Groups_28 | Freezer Recycling | 0.5337% | 0 | 69.2693 | Residential_2033_Economic_GWh_Before Competition Groups_Freezer Recycling
Residential | Res ¦ LED Parking Lot Fixture | 2033 | Technical | GWh | Before Competition Groups | 103.3607 | 0 | 0 | 19595.3141 | 0.0052748 | 39 | Residential_2033_Technical_GWh_Before Competition Groups_39 | LED Parking Lot Fixture | 0.5275% | 0 | 103.3607 | Residential_2033_Technical_GWh_Before Competition Groups_LED Parking Lot Fixture
Residential | Res ¦ Duct Insulation | 2033 | Economic | GWh | Before Competition Groups | 67.2774 | 0 | 0 | 12979.1455 | 0.0051835 | 29 | Residential_2033_Economic_GWh_Before Competition Groups_29 | Duct Insulation | 0.5183% | 0 | 67.2774 | Residential_2033_Economic_GWh_Before Competition Groups_Duct Insulation
Residential | Res ¦ Energy Star Windows | 2033 | Economic | GWh | Before Competition Groups | 66.5255 | 0 | 0 | 12979.1455 | 0.0051256 | 30 | Residential_2033_Economic_GWh_Before Competition Groups_30 | Energy Star Windows | 0.5126% | 0 | 66.5255 | Residential_2033_Economic_GWh_Before Competition Groups_Energy Star Windows
Residential | Res ¦ Solar Powered Attic Fan | 2033 | Technical | GWh | Before Competition Groups | 96.0853 | 0 | 0 | 19595.3141 | 0.0049035 | 40 | Residential_2033_Technical_GWh_Before Competition Groups_40 | Solar Powered Attic Fan | 0.4903% | 0 | 96.0853 | Residential_2033_Technical_GWh_Before Competition Groups_Solar Powered Attic Fan
Residential | Res ¦ Energy Star Windows | 2033 | Achievable | GWh | Before Competition Groups | 24.6259 | 0 | 0 | 5122.7553 | 0.0048072 | 32 | Residential_2033_Achievable_GWh_Before Competition Groups_32 | Energy Star Windows | 0.4807% | 0 | 24.6259 | Residential_2033_Achievable_GWh_Before Competition Groups_Energy Star Windows
Residential | Res ¦ Energy Star Freezer | 2033 | Achievable | GWh | Before Competition Groups | 23.3081 | 0 | 0 | 5122.7553 | 0.0045499 | 33 | Residential_2033_Achievable_GWh_Before Competition Groups_33 | Energy Star Freezer | 0.455% | 0 | 23.3081 | Residential_2033_Achievable_GWh_Before Competition Groups_Energy Star Freezer
Residential | Res ¦ LED Downlight | 2033 | Technical | GWh | Before Competition Groups | 89.1552 | 0 | 0 | 19595.3141 | 0.0045498 | 41 | Residential_2033_Technical_GWh_Before Competition Groups_41 | LED Downlight | 0.455% | 0 | 89.1552 | Residential_2033_Technical_GWh_Before Competition Groups_LED Downlight
Residential | Res ¦ Floor Insulation | 2033 | Economic | GWh | Before Competition Groups | 55.3313 | 0 | 0 | 12979.1455 | 0.0042631 | 31 | Residential_2033_Economic_GWh_Before Competition Groups_31 | Floor Insulation | 0.4263% | 0 | 55.3313 | Residential_2033_Economic_GWh_Before Competition Groups_Floor Insulation
Residential | Res ¦ Ceiling Insulation | 2033 | Technical | GWh | Before Competition Groups | 82.2658 | 0 | 0 | 19595.3141 | 0.0041982 | 42 | Residential_2033_Technical_GWh_Before Competition Groups_42 | Ceiling Insulation | 0.4198% | 0 | 82.2658 | Residential_2033_Technical_GWh_Before Competition Groups_Ceiling Insulation
Residential | Res ¦ Window Film | 2033 | Technical | GWh | Before Competition Groups | 82.0188 | 0 | 0 | 19595.3141 | 0.0041856 | 43 | Residential_2033_Technical_GWh_Before Competition Groups_43 | Window Film | 0.4186% | 0 | 82.0188 | Residential_2033_Technical_GWh_Before Competition Groups_Window Film
Residential | Res ¦ Air Source Heat Pump | 2033 | Technical | GWh | Before Competition Groups | 80.6999 | 0 | 0 | 19595.3141 | 0.0041183 | 44 | Residential_2033_Technical_GWh_Before Competition Groups_44 | Air Source Heat Pump | 0.4118% | 0 | 80.6999 | Residential_2033_Technical_GWh_Before Competition Groups_Air Source Heat Pump
Residential | Res ¦ Refrigerator Recycling | 2033 | Technical | GWh | Before Competition Groups | 78.9526 | 0 | 0 | 19595.3141 | 0.0040292 | 45 | Residential_2033_Technical_GWh_Before Competition Groups_45 | Refrigerator Recycling | 0.4029% | 0 | 78.9526 | Residential_2033_Technical_GWh_Before Competition Groups_Refrigerator Recycling
Residential | Res ¦ LED Tube Re-Lamp | 2033 | Achievable | GWh | Before Competition Groups | 19.8827 | 0 | 0 | 5122.7553 | 0.0038813 | 34 | Residential_2033_Achievable_GWh_Before Competition Groups_34 | LED Tube Re-Lamp | 0.3881% | 0 | 19.8827 | Residential_2033_Achievable_GWh_Before Competition Groups_LED Tube Re-Lamp
Residential | Res ¦ Energy Star Ceiling Fan/Lighting | 2033 | Technical | GWh | Before Competition Groups | 75.8889 | 0 | 0 | 19595.3141 | 0.0038728 | 46 | Residential_2033_Technical_GWh_Before Competition Groups_46 | Energy Star Ceiling Fan/Lighting | 0.3873% | 0 | 75.8889 | Residential_2033_Technical_GWh_Before Competition Groups_Energy Star Ceiling Fan/Lighting
Residential | Res ¦ LED Exterior Area Lights - LED Fixture (200W) | 2033 | Economic | GWh | Before Competition Groups | 48.4953 | 0 | 0 | 12979.1455 | 0.0037364 | 32 | Residential_2033_Economic_GWh_Before Competition Groups_32 | LED Exterior Area Lights - LED Fixture (200W) | 0.3736% | 0 | 48.4953 | Residential_2033_Economic_GWh_Before Competition Groups_LED Exterior Area Lights - LED Fixture (200W)
Residential | Res ¦ Clothes Drying Racks | 2033 | Technical | GWh | Before Competition Groups | 72.0876 | 0 | 0 | 19595.3141 | 0.0036788 | 47 | Residential_2033_Technical_GWh_Before Competition Groups_47 | Clothes Drying Racks | 0.3679% | 0 | 72.0876 | Residential_2033_Technical_GWh_Before Competition Groups_Clothes Drying Racks
Residential | Res ¦ Minimize Hot and Warm Clothes Wash | 2033 | Achievable | GWh | Before Competition Groups | 18.2958 | 0 | 0 | 5122.7553 | 0.0035715 | 35 | Residential_2033_Achievable_GWh_Before Competition Groups_35 | Minimize Hot and Warm Clothes Wash | 0.3571% | 0 | 18.2958 | Residential_2033_Achievable_GWh_Before Competition Groups_Minimize Hot and Warm Clothes Wash
Residential | Res ¦ Freezer Recycling | 2033 | Technical | GWh | Before Competition Groups | 69.2693 | 0 | 0 | 19595.3141 | 0.003535 | 48 | Residential_2033_Technical_GWh_Before Competition Groups_48 | Freezer Recycling | 0.3535% | 0 | 69.2693 | Residential_2033_Technical_GWh_Before Competition Groups_Freezer Recycling
Residential | Res ¦ Duct Insulation | 2033 | Technical | GWh | Before Competition Groups | 68.5936 | 0 | 0 | 19595.3141 | 0.0035005 | 49 | Residential_2033_Technical_GWh_Before Competition Groups_49 | Duct Insulation | 0.3501% | 0 | 68.5936 | Residential_2033_Technical_GWh_Before Competition Groups_Duct Insulation
Residential | Res ¦ Home Energy Reports | 2033 | Technical | GWh | Before Competition Groups | 68.1368 | 0 | 0 | 19595.3141 | 0.0034772 | 50 | Residential_2033_Technical_GWh_Before Competition Groups_50 | Home Energy Reports | 0.3477% | 0 | 68.1368 | Residential_2033_Technical_GWh_Before Competition Groups_Home Energy Reports
Residential | Res ¦ Advanced BAS/Controllers | 2033 | Economic | GWh | Before Competition Groups | 44.8678 | 0 | 0 | 12979.1455 | 0.0034569 | 33 | Residential_2033_Economic_GWh_Before Competition Groups_33 | Advanced BAS/Controllers | 0.3457% | 0 | 44.8678 | Residential_2033_Economic_GWh_Before Competition Groups_Advanced BAS/Controllers
Residential | Res ¦ Energy Star Freezer | 2033 | Technical | GWh | Before Competition Groups | 67.6639 | 0 | 0 | 19595.3141 | 0.0034531 | 51 | Residential_2033_Technical_GWh_Before Competition Groups_51 | Energy Star Freezer | 0.3453% | 0 | 67.6639 | Residential_2033_Technical_GWh_Before Competition Groups_Energy Star Freezer
Residential | Res ¦ ENERGY STAR LED LAMPS (REFLECTOR LAMPs/MR16/PAR 16) | 2033 | Achievable | GWh | Before Competition Groups | 17.5728 | 0 | 0 | 5122.7553 | 0.0034303 | 36 | Residential_2033_Achievable_GWh_Before Competition Groups_36 | ENERGY STAR LED LAMPS (REFLECTOR LAMPs/MR16/PAR 16) | 0.343% | 0 | 17.5728 | Residential_2033_Achievable_GWh_Before Competition Groups_ENERGY STAR LED LAMPS (REFLECTOR LAMPs/MR16/PAR 16)
Residential | Res ¦ Furnace with ECM | 2033 | Achievable | GWh | Before Competition Groups | 17.4287 | 0 | 0 | 5122.7553 | 0.0034022 | 37 | Residential_2033_Achievable_GWh_Before Competition Groups_37 | Furnace with ECM | 0.3402% | 0 | 17.4287 | Residential_2033_Achievable_GWh_Before Competition Groups_Furnace with ECM
Residential | Res ¦ Wall Insulation | 2033 | Economic | GWh | Before Competition Groups | 41.9963 | 0 | 0 | 12979.1455 | 0.0032357 | 34 | Residential_2033_Economic_GWh_Before Competition Groups_34 | Wall Insulation | 0.3236% | 0 | 41.9963 | Residential_2033_Economic_GWh_Before Competition Groups_Wall Insulation
Residential | Res ¦ INTEGRAL LED TROFFERS | 2033 | Technical | GWh | Before Competition Groups | 59.6562 | 0 | 0 | 19595.3141 | 0.0030444 | 52 | Residential_2033_Technical_GWh_Before Competition Groups_52 | INTEGRAL LED TROFFERS | 0.3044% | 0 | 59.6562 | Residential_2033_Technical_GWh_Before Competition Groups_INTEGRAL LED TROFFERS
Residential | Res ¦ Minimize Hot and Warm Clothes Wash | 2033 | Economic | GWh | Before Competition Groups | 38.3917 | 0 | 0 | 12979.1455 | 0.002958 | 35 | Residential_2033_Economic_GWh_Before Competition Groups_35 | Minimize Hot and Warm Clothes Wash | 0.2958% | 0 | 38.3917 | Residential_2033_Economic_GWh_Before Competition Groups_Minimize Hot and Warm Clothes Wash
Residential | Res ¦ CO Sensors for parking garage exhaust fans | 2033 | Achievable | GWh | Before Competition Groups | 15.0369 | 0 | 0 | 5122.7553 | 0.0029353 | 38 | Residential_2033_Achievable_GWh_Before Competition Groups_38 | CO Sensors for parking garage exhaust fans | 0.2935% | 0 | 15.0369 | Residential_2033_Achievable_GWh_Before Competition Groups_CO Sensors for parking garage exhaust fans
Residential | Res ¦ Furnace Whistle | 2033 | Economic | GWh | Before Competition Groups | 37.5984 | 0 | 0 | 12979.1455 | 0.0028968 | 36 | Residential_2033_Economic_GWh_Before Competition Groups_36 | Furnace Whistle | 0.2897% | 0 | 37.5984 | Residential_2033_Economic_GWh_Before Competition Groups_Furnace Whistle
Residential | Res ¦ Variable Frequency Drive (VFD) | 2033 | Achievable | GWh | Before Competition Groups | 14.6626 | 0 | 0 | 5122.7553 | 0.0028623 | 39 | Residential_2033_Achievable_GWh_Before Competition Groups_39 | Variable Frequency Drive (VFD) | 0.2862% | 0 | 14.6626 | Residential_2033_Achievable_GWh_Before Competition Groups_Variable Frequency Drive (VFD)
Residential | Res ¦ Floor Insulation | 2033 | Technical | GWh | Before Competition Groups | 55.3313 | 0 | 0 | 19595.3141 | 0.0028237 | 53 | Residential_2033_Technical_GWh_Before Competition Groups_53 | Floor Insulation | 0.2824% | 0 | 55.3313 | Residential_2033_Technical_GWh_Before Competition Groups_Floor Insulation
Residential | Res ¦ Heat Pump Water Heater | 2033 | Technical | GWh | Before Competition Groups | 53.9314 | 0 | 0 | 19595.3141 | 0.0027523 | 54 | Residential_2033_Technical_GWh_Before Competition Groups_54 | Heat Pump Water Heater | 0.2752% | 0 | 53.9314 | Residential_2033_Technical_GWh_Before Competition Groups_Heat Pump Water Heater
Residential | Res ¦ Early Hot Water Heater Replacement | 2033 | Economic | GWh | Before Competition Groups | 34.1401 | 0 | 0 | 12979.1455 | 0.0026304 | 37 | Residential_2033_Economic_GWh_Before Competition Groups_37 | Early Hot Water Heater Replacement | 0.263% | 0 | 34.1401 | Residential_2033_Economic_GWh_Before Competition Groups_Early Hot Water Heater Replacement
Residential | Res ¦ Duct Insulation | 2033 | Achievable | GWh | Before Competition Groups | 13.1169 | 0 | 0 | 5122.7553 | 0.0025605 | 40 | Residential_2033_Achievable_GWh_Before Competition Groups_40 | Duct Insulation | 0.2561% | 0 | 13.1169 | Residential_2033_Achievable_GWh_Before Competition Groups_Duct Insulation
Residential | Res ¦ Heat Recovery Ventilator | 2033 | Economic | GWh | Before Competition Groups | 32.9615 | 0 | 0 | 12979.1455 | 0.0025396 | 38 | Residential_2033_Economic_GWh_Before Competition Groups_38 | Heat Recovery Ventilator | 0.254% | 0 | 32.9615 | Residential_2033_Economic_GWh_Before Competition Groups_Heat Recovery Ventilator
Residential | Res ¦ Tankless Water Heater | 2033 | Technical | GWh | Before Competition Groups | 48.7937 | 0 | 0 | 19595.3141 | 0.0024901 | 55 | Residential_2033_Technical_GWh_Before Competition Groups_55 | Tankless Water Heater | 0.249% | 0 | 48.7937 | Residential_2033_Technical_GWh_Before Competition Groups_Tankless Water Heater
Residential | Res ¦ LED Exterior Area Lights - LED Fixture (200W) | 2033 | Technical | GWh | Before Competition Groups | 48.4953 | 0 | 0 | 19595.3141 | 0.0024748 | 56 | Residential_2033_Technical_GWh_Before Competition Groups_56 | LED Exterior Area Lights - LED Fixture (200W) | 0.2475% | 0 | 48.4953 | Residential_2033_Technical_GWh_Before Competition Groups_LED Exterior Area Lights - LED Fixture (200W)
Residential | Res ¦ High Efficiency Chiller (avg of water and air cooled) | 2033 | Achievable | GWh | Before Competition Groups | 12.5703 | 0 | 0 | 5122.7553 | 0.0024538 | 41 | Residential_2033_Achievable_GWh_Before Competition Groups_41 | High Efficiency Chiller (avg of water and air cooled) | 0.2454% | 0 | 12.5703 | Residential_2033_Achievable_GWh_Before Competition Groups_High Efficiency Chiller (avg of water and air cooled)
Residential | Res ¦ Dehumidifier Recycling | 2033 | Technical | GWh | Before Competition Groups | 47.575 | 0 | 0 | 19595.3141 | 0.0024279 | 57 | Residential_2033_Technical_GWh_Before Competition Groups_57 | Dehumidifier Recycling | 0.2428% | 0 | 47.575 | Residential_2033_Technical_GWh_Before Competition Groups_Dehumidifier Recycling
Residential | Res ¦ Basement or Crawlspace Insulation | 2033 | Economic | GWh | Before Competition Groups | 31.0784 | 0 | 0 | 12979.1455 | 0.0023945 | 39 | Residential_2033_Economic_GWh_Before Competition Groups_39 | Basement or Crawlspace Insulation | 0.2394% | 0 | 31.0784 | Residential_2033_Economic_GWh_Before Competition Groups_Basement or Crawlspace Insulation
Residential | Res ¦ Duct Insulation MF | 2033 | Economic | GWh | Before Competition Groups | 30.9077 | 0 | 0 | 12979.1455 | 0.0023813 | 40 | Residential_2033_Economic_GWh_Before Competition Groups_40 | Duct Insulation MF | 0.2381% | 0 | 30.9077 | Residential_2033_Economic_GWh_Before Competition Groups_Duct Insulation MF
Residential | Res ¦ Outside Air Economizer | 2033 | Economic | GWh | Before Competition Groups | 30.8843 | 0 | 0 | 12979.1455 | 0.0023795 | 41 | Residential_2033_Economic_GWh_Before Competition Groups_41 | Outside Air Economizer | 0.238% | 0 | 30.8843 | Residential_2033_Economic_GWh_Before Competition Groups_Outside Air Economizer
Residential | Res ¦ Advanced BAS/Controllers | 2033 | Technical | GWh | Before Competition Groups | 44.8678 | 0 | 0 | 19595.3141 | 0.0022897 | 58 | Residential_2033_Technical_GWh_Before Competition Groups_58 | Advanced BAS/Controllers | 0.229% | 0 | 44.8678 | Residential_2033_Technical_GWh_Before Competition Groups_Advanced BAS/Controllers
Residential | Res ¦ Central Lighting Control System | 2033 | Technical | GWh | Before Competition Groups | 42.6426 | 0 | 0 | 19595.3141 | 0.0021762 | 59 | Residential_2033_Technical_GWh_Before Competition Groups_59 | Central Lighting Control System | 0.2176% | 0 | 42.6426 | Residential_2033_Technical_GWh_Before Competition Groups_Central Lighting Control System
Residential | Res ¦ Floor Insulation | 2033 | Achievable | GWh | Before Competition Groups | 11.0421 | 0 | 0 | 5122.7553 | 0.0021555 | 42 | Residential_2033_Achievable_GWh_Before Competition Groups_42 | Floor Insulation | 0.2156% | 0 | 11.0421 | Residential_2033_Achievable_GWh_Before Competition Groups_Floor Insulation
Residential | Res ¦ Tankless Water Heater | 2033 | Economic | GWh | Before Competition Groups | 27.8206 | 0 | 0 | 12979.1455 | 0.0021435 | 42 | Residential_2033_Economic_GWh_Before Competition Groups_42 | Tankless Water Heater | 0.2143% | 0 | 27.8206 | Residential_2033_Economic_GWh_Before Competition Groups_Tankless Water Heater
Residential | Res ¦ Demand Control Ventilation | 2033 | Achievable | GWh | Before Competition Groups | 10.8798 | 0 | 0 | 5122.7553 | 0.0021238 | 43 | Residential_2033_Achievable_GWh_Before Competition Groups_43 | Demand Control Ventilation | 0.2124% | 0 | 10.8798 | Residential_2033_Achievable_GWh_Before Competition Groups_Demand Control Ventilation
Residential | Res ¦ Water Heater Temperature Setback | 2033 | Achievable | GWh | Before Competition Groups | 10.8354 | 0 | 0 | 5122.7553 | 0.0021152 | 44 | Residential_2033_Achievable_GWh_Before Competition Groups_44 | Water Heater Temperature Setback | 0.2115% | 0 | 10.8354 | Residential_2033_Achievable_GWh_Before Competition Groups_Water Heater Temperature Setback
Residential | Res ¦ Minimize Hot and Warm Clothes Wash | 2033 | Technical | GWh | Before Competition Groups | 38.3917 | 0 | 0 | 19595.3141 | 0.0019592 | 60 | Residential_2033_Technical_GWh_Before Competition Groups_60 | Minimize Hot and Warm Clothes Wash | 0.1959% | 0 | 38.3917 | Residential_2033_Technical_GWh_Before Competition Groups_Minimize Hot and Warm Clothes Wash
Residential | Res ¦ Tankless Water Heater | 2033 | Achievable | GWh | Before Competition Groups | 10.0273 | 0 | 0 | 5122.7553 | 0.0019574 | 45 | Residential_2033_Achievable_GWh_Before Competition Groups_45 | Tankless Water Heater | 0.1957% | 0 | 10.0273 | Residential_2033_Achievable_GWh_Before Competition Groups_Tankless Water Heater
Residential | Res ¦ Furnace Whistle | 2033 | Technical | GWh | Before Competition Groups | 37.5984 | 0 | 0 | 19595.3141 | 0.0019187 | 61 | Residential_2033_Technical_GWh_Before Competition Groups_61 | Furnace Whistle | 0.1919% | 0 | 37.5984 | Residential_2033_Technical_GWh_Before Competition Groups_Furnace Whistle
Residential | Res ¦ Home Energy Reports | 2033 | Achievable | GWh | Before Competition Groups | 9.7019 | 0 | 0 | 5122.7553 | 0.0018939 | 46 | Residential_2033_Achievable_GWh_Before Competition Groups_46 | Home Energy Reports | 0.1894% | 0 | 9.7019 | Residential_2033_Achievable_GWh_Before Competition Groups_Home Energy Reports
Residential | Res ¦ Drain Water Heat Recovery | 2033 | Economic | GWh | Before Competition Groups | 22.9169 | 0 | 0 | 12979.1455 | 0.0017657 | 43 | Residential_2033_Economic_GWh_Before Competition Groups_43 | Drain Water Heat Recovery | 0.1766% | 0 | 22.9169 | Residential_2033_Economic_GWh_Before Competition Groups_Drain Water Heat Recovery
Residential | Res ¦ Early Hot Water Heater Replacement | 2033 | Technical | GWh | Before Competition Groups | 34.1401 | 0 | 0 | 19595.3141 | 0.0017423 | 62 | Residential_2033_Technical_GWh_Before Competition Groups_62 | Early Hot Water Heater Replacement | 0.1742% | 0 | 34.1401 | Residential_2033_Technical_GWh_Before Competition Groups_Early Hot Water Heater Replacement
Residential | Res ¦ Heat Recovery Ventilator | 2033 | Technical | GWh | Before Competition Groups | 34.0665 | 0 | 0 | 19595.3141 | 0.0017385 | 63 | Residential_2033_Technical_GWh_Before Competition Groups_63 | Heat Recovery Ventilator | 0.1739% | 0 | 34.0665 | Residential_2033_Technical_GWh_Before Competition Groups_Heat Recovery Ventilator
Residential | Res ¦ LED Tube Re-Lamp | 2033 | Technical | GWh | Before Competition Groups | 33.7332 | 0 | 0 | 19595.3141 | 0.0017215 | 64 | Residential_2033_Technical_GWh_Before Competition Groups_64 | LED Tube Re-Lamp | 0.1721% | 0 | 33.7332 | Residential_2033_Technical_GWh_Before Competition Groups_LED Tube Re-Lamp
Residential | Res ¦ LED Tube Re-Lamp | 2033 | Economic | GWh | Before Competition Groups | 20.9941 | 0 | 0 | 12979.1455 | 0.0016175 | 44 | Residential_2033_Economic_GWh_Before Competition Groups_44 | LED Tube Re-Lamp | 0.1618% | 0 | 20.9941 | Residential_2033_Economic_GWh_Before Competition Groups_LED Tube Re-Lamp
Residential | Res ¦ Condensing Make Up Air Unit | 2033 | Achievable | GWh | Before Competition Groups | 8.2318 | 0 | 0 | 5122.7553 | 0.0016069 | 47 | Residential_2033_Achievable_GWh_Before Competition Groups_47 | Condensing Make Up Air Unit | 0.1607% | 0 | 8.2318 | Residential_2033_Achievable_GWh_Before Competition Groups_Condensing Make Up Air Unit
Residential | Res ¦ Demand Control Ventilation | 2033 | Economic | GWh | Before Competition Groups | 20.6345 | 0 | 0 | 12979.1455 | 0.0015898 | 45 | Residential_2033_Economic_GWh_Before Competition Groups_45 | Demand Control Ventilation | 0.159% | 0 | 20.6345 | Residential_2033_Economic_GWh_Before Competition Groups_Demand Control Ventilation
Residential | Res ¦ Duct Insulation MF | 2033 | Technical | GWh | Before Competition Groups | 30.9077 | 0 | 0 | 19595.3141 | 0.0015773 | 65 | Residential_2033_Technical_GWh_Before Competition Groups_65 | Duct Insulation MF | 0.1577% | 0 | 30.9077 | Residential_2033_Technical_GWh_Before Competition Groups_Duct Insulation MF
Residential | Res ¦ Wall Insulation | 2033 | Achievable | GWh | Before Competition Groups | 8.0776 | 0 | 0 | 5122.7553 | 0.0015768 | 48 | Residential_2033_Achievable_GWh_Before Competition Groups_48 | Wall Insulation | 0.1577% | 0 | 8.0776 | Residential_2033_Achievable_GWh_Before Competition Groups_Wall Insulation
Residential | Res ¦ Outside Air Economizer | 2033 | Technical | GWh | Before Competition Groups | 30.8843 | 0 | 0 | 19595.3141 | 0.0015761 | 66 | Residential_2033_Technical_GWh_Before Competition Groups_66 | Outside Air Economizer | 0.1576% | 0 | 30.8843 | Residential_2033_Technical_GWh_Before Competition Groups_Outside Air Economizer
Residential | Res ¦ Home Energy Reports | 2033 | Economic | GWh | Before Competition Groups | 19.6324 | 0 | 0 | 12979.1455 | 0.0015126 | 46 | Residential_2033_Economic_GWh_Before Competition Groups_46 | Home Energy Reports | 0.1513% | 0 | 19.6324 | Residential_2033_Economic_GWh_Before Competition Groups_Home Energy Reports
Residential | Res ¦ CO Sensors for parking garage exhaust fans | 2033 | Economic | GWh | Before Competition Groups | 19.4856 | 0 | 0 | 12979.1455 | 0.0015013 | 47 | Residential_2033_Economic_GWh_Before Competition Groups_47 | CO Sensors for parking garage exhaust fans | 0.1501% | 0 | 19.4856 | Residential_2033_Economic_GWh_Before Competition Groups_CO Sensors for parking garage exhaust fans
Residential | Res ¦ Energy Star Freezer | 2033 | Economic | GWh | Before Competition Groups | 19.0444 | 0 | 0 | 12979.1455 | 0.0014673 | 48 | Residential_2033_Economic_GWh_Before Competition Groups_48 | Energy Star Freezer | 0.1467% | 0 | 19.0444 | Residential_2033_Economic_GWh_Before Competition Groups_Energy Star Freezer
Residential | Res ¦ ENERGY STAR LED LAMPS (REFLECTOR LAMPs/MR16/PAR 16) | 2033 | Economic | GWh | Before Competition Groups | 18.9735 | 0 | 0 | 12979.1455 | 0.0014618 | 49 | Residential_2033_Economic_GWh_Before Competition Groups_49 | ENERGY STAR LED LAMPS (REFLECTOR LAMPs/MR16/PAR 16) | 0.1462% | 0 | 18.9735 | Residential_2033_Economic_GWh_Before Competition Groups_ENERGY STAR LED LAMPS (REFLECTOR LAMPs/MR16/PAR 16)
Residential | Res ¦ Central Air Conditioner Maintenance | 2033 | Technical | GWh | Before Competition Groups | 28.1062 | 0 | 0 | 19595.3141 | 0.0014343 | 67 | Residential_2033_Technical_GWh_Before Competition Groups_67 | Central Air Conditioner Maintenance | 0.1434% | 0 | 28.1062 | Residential_2033_Technical_GWh_Before Competition Groups_Central Air Conditioner Maintenance
Residential | Res ¦ Energy Star Dehumidifier | 2033 | Technical | GWh | Before Competition Groups | 27.9688 | 0 | 0 | 19595.3141 | 0.0014273 | 68 | Residential_2033_Technical_GWh_Before Competition Groups_68 | Energy Star Dehumidifier | 0.1427% | 0 | 27.9688 | Residential_2033_Technical_GWh_Before Competition Groups_Energy Star Dehumidifier
Residential | Res ¦ Solar Water Heating System | 2033 | Technical | GWh | Before Competition Groups | 26.5897 | 0 | 0 | 19595.3141 | 0.0013569 | 69 | Residential_2033_Technical_GWh_Before Competition Groups_69 | Solar Water Heating System | 0.1357% | 0 | 26.5897 | Residential_2033_Technical_GWh_Before Competition Groups_Solar Water Heating System
Residential | Res ¦ Variable Frequency Drive (VFD) | 2033 | Economic | GWh | Before Competition Groups | 16.2122 | 0 | 0 | 12979.1455 | 0.0012491 | 50 | Residential_2033_Economic_GWh_Before Competition Groups_50 | Variable Frequency Drive (VFD) | 0.1249% | 0 | 16.2122 | Residential_2033_Economic_GWh_Before Competition Groups_Variable Frequency Drive (VFD)
Residential | Res ¦ High Efficiency Storage Water Heater | 2033 | Technical | GWh | Before Competition Groups | 23.4614 | 0 | 0 | 19595.3141 | 0.0011973 | 70 | Residential_2033_Technical_GWh_Before Competition Groups_70 | High Efficiency Storage Water Heater | 0.1197% | 0 | 23.4614 | Residential_2033_Technical_GWh_Before Competition Groups_High Efficiency Storage Water Heater
Residential | Res ¦ Drain Water Heat Recovery | 2033 | Technical | GWh | Before Competition Groups | 22.9169 | 0 | 0 | 19595.3141 | 0.0011695 | 71 | Residential_2033_Technical_GWh_Before Competition Groups_71 | Drain Water Heat Recovery | 0.117% | 0 | 22.9169 | Residential_2033_Technical_GWh_Before Competition Groups_Drain Water Heat Recovery
Residential | Res ¦ Energy Star Dishwasher | 2033 | Technical | GWh | Before Competition Groups | 22.2142 | 0 | 0 | 19595.3141 | 0.0011336 | 72 | Residential_2033_Technical_GWh_Before Competition Groups_72 | Energy Star Dishwasher | 0.1134% | 0 | 22.2142 | Residential_2033_Technical_GWh_Before Competition Groups_Energy Star Dishwasher
Residential | Res ¦ Condensing Make Up Air Unit | 2033 | Economic | GWh | Before Competition Groups | 14.6344 | 0 | 0 | 12979.1455 | 0.0011275 | 51 | Residential_2033_Economic_GWh_Before Competition Groups_51 | Condensing Make Up Air Unit | 0.1128% | 0 | 14.6344 | Residential_2033_Economic_GWh_Before Competition Groups_Condensing Make Up Air Unit
Residential | Res ¦ Early Hot Water Heater Replacement | 2033 | Achievable | GWh | Before Competition Groups | 5.7135 | 0 | 0 | 5122.7553 | 0.0011153 | 49 | Residential_2033_Achievable_GWh_Before Competition Groups_49 | Early Hot Water Heater Replacement | 0.1115% | 0 | 5.7135 | Residential_2033_Achievable_GWh_Before Competition Groups_Early Hot Water Heater Replacement
Residential | Res ¦ High Efficiency Chiller (avg of water and air cooled) | 2033 | Economic | GWh | Before Competition Groups | 14.0474 | 0 | 0 | 12979.1455 | 0.0010823 | 52 | Residential_2033_Economic_GWh_Before Competition Groups_52 | High Efficiency Chiller (avg of water and air cooled) | 0.1082% | 0 | 14.0474 | Residential_2033_Economic_GWh_Before Competition Groups_High Efficiency Chiller (avg of water and air cooled)
Residential | Res ¦ Demand Control Ventilation | 2033 | Technical | GWh | Before Competition Groups | 20.6345 | 0 | 0 | 19595.3141 | 0.001053 | 73 | Residential_2033_Technical_GWh_Before Competition Groups_73 | Demand Control Ventilation | 0.1053% | 0 | 20.6345 | Residential_2033_Technical_GWh_Before Competition Groups_Demand Control Ventilation
Residential | Res ¦ CO Sensors for parking garage exhaust fans | 2033 | Technical | GWh | Before Competition Groups | 19.4856 | 0 | 0 | 19595.3141 | 0.0009944 | 74 | Residential_2033_Technical_GWh_Before Competition Groups_74 | CO Sensors for parking garage exhaust fans | 0.09944% | 0 | 19.4856 | Residential_2033_Technical_GWh_Before Competition Groups_CO Sensors for parking garage exhaust fans
Residential | Res ¦ Duct Insulation MF | 2033 | Achievable | GWh | Before Competition Groups | 5.0171 | 0 | 0 | 5122.7553 | 0.00097938 | 50 | Residential_2033_Achievable_GWh_Before Competition Groups_50 | Duct Insulation MF | 0.09794% | 0 | 5.0171 | Residential_2033_Achievable_GWh_Before Competition Groups_Duct Insulation MF
Residential | Res ¦ ENERGY STAR LED LAMPS (REFLECTOR LAMPs/MR16/PAR 16) | 2033 | Technical | GWh | Before Competition Groups | 18.9735 | 0 | 0 | 19595.3141 | 0.00096827 | 75 | Residential_2033_Technical_GWh_Before Competition Groups_75 | ENERGY STAR LED LAMPS (REFLECTOR LAMPs/MR16/PAR 16) | 0.09683% | 0 | 18.9735 | Residential_2033_Technical_GWh_Before Competition Groups_ENERGY STAR LED LAMPS (REFLECTOR LAMPs/MR16/PAR 16)
Residential | Res ¦ Drain Water Heat Recovery | 2033 | Achievable | GWh | Before Competition Groups | 4.838 | 0 | 0 | 5122.7553 | 0.00094441 | 51 | Residential_2033_Achievable_GWh_Before Competition Groups_51 | Drain Water Heat Recovery | 0.09444% | 0 | 4.838 | Residential_2033_Achievable_GWh_Before Competition Groups_Drain Water Heat Recovery
Residential | Res ¦ Water Heater Temperature Setback | 2033 | Economic | GWh | Before Competition Groups | 11.9802 | 0 | 0 | 12979.1455 | 0.00092303 | 53 | Residential_2033_Economic_GWh_Before Competition Groups_53 | Water Heater Temperature Setback | 0.0923% | 0 | 11.9802 | Residential_2033_Economic_GWh_Before Competition Groups_Water Heater Temperature Setback
Residential | Res ¦ Heat Recovery Ventilator | 2033 | Achievable | GWh | Before Competition Groups | 4.5982 | 0 | 0 | 5122.7553 | 0.0008976 | 52 | Residential_2033_Achievable_GWh_Before Competition Groups_52 | Heat Recovery Ventilator | 0.08976% | 0 | 4.5982 | Residential_2033_Achievable_GWh_Before Competition Groups_Heat Recovery Ventilator
Residential | Res ¦ VFD on Pumps | 2033 | Achievable | GWh | Before Competition Groups | 4.5089 | 0 | 0 | 5122.7553 | 0.00088017 | 53 | Residential_2033_Achievable_GWh_Before Competition Groups_53 | VFD on Pumps | 0.08802% | 0 | 4.5089 | Residential_2033_Achievable_GWh_Before Competition Groups_VFD on Pumps
Residential | Res ¦ Variable Frequency Drive (VFD) | 2033 | Technical | GWh | Before Competition Groups | 16.2122 | 0 | 0 | 19595.3141 | 0.00082735 | 76 | Residential_2033_Technical_GWh_Before Competition Groups_76 | Variable Frequency Drive (VFD) | 0.08273% | 0 | 16.2122 | Residential_2033_Technical_GWh_Before Competition Groups_Variable Frequency Drive (VFD)
Residential | Res ¦ Condensing Make Up Air Unit | 2033 | Technical | GWh | Before Competition Groups | 14.6344 | 0 | 0 | 19595.3141 | 0.00074683 | 77 | Residential_2033_Technical_GWh_Before Competition Groups_77 | Condensing Make Up Air Unit | 0.07468% | 0 | 14.6344 | Residential_2033_Technical_GWh_Before Competition Groups_Condensing Make Up Air Unit
Residential | Res ¦ High Efficiency Chiller (avg of water and air cooled) | 2033 | Technical | GWh | Before Competition Groups | 14.0474 | 0 | 0 | 19595.3141 | 0.00071687 | 78 | Residential_2033_Technical_GWh_Before Competition Groups_78 | High Efficiency Chiller (avg of water and air cooled) | 0.07169% | 0 | 14.0474 | Residential_2033_Technical_GWh_Before Competition Groups_High Efficiency Chiller (avg of water and air cooled)
Residential | Res ¦ Basement or Crawlspace Insulation | 2033 | Achievable | GWh | Before Competition Groups | 3.5436 | 0 | 0 | 5122.7553 | 0.00069173 | 54 | Residential_2033_Achievable_GWh_Before Competition Groups_54 | Basement or Crawlspace Insulation | 0.06917% | 0 | 3.5436 | Residential_2033_Achievable_GWh_Before Competition Groups_Basement or Crawlspace Insulation
Residential | Res ¦ Variable Refrigerant Flow Heat Pump | 2033 | Achievable | GWh | Before Competition Groups | 3.2969 | 0 | 0 | 5122.7553 | 0.00064358 | 55 | Residential_2033_Achievable_GWh_Before Competition Groups_55 | Variable Refrigerant Flow Heat Pump | 0.06436% | 0 | 3.2969 | Residential_2033_Achievable_GWh_Before Competition Groups_Variable Refrigerant Flow Heat Pump
Residential | Res ¦ Water Heater Temperature Setback | 2033 | Technical | GWh | Before Competition Groups | 11.9802 | 0 | 0 | 19595.3141 | 0.00061138 | 79 | Residential_2033_Technical_GWh_Before Competition Groups_79 | Water Heater Temperature Setback | 0.06114% | 0 | 11.9802 | Residential_2033_Technical_GWh_Before Competition Groups_Water Heater Temperature Setback
Residential | Res ¦ ENERGY STAR LED Lamps (General Service Lamps) | 2033 | Achievable | GWh | Before Competition Groups | 3.043 | 0 | 0 | 5122.7553 | 0.00059402 | 56 | Residential_2033_Achievable_GWh_Before Competition Groups_56 | ENERGY STAR LED Lamps (General Service Lamps) | 0.0594% | 0 | 3.043 | Residential_2033_Achievable_GWh_Before Competition Groups_ENERGY STAR LED Lamps (General Service Lamps)
Residential | Res ¦ DHW Recirculation Systems | 2033 | Technical | GWh | Before Competition Groups | 10.7929 | 0 | 0 | 19595.3141 | 0.00055079 | 80 | Residential_2033_Technical_GWh_Before Competition Groups_80 | DHW Recirculation Systems | 0.05508% | 0 | 10.7929 | Residential_2033_Technical_GWh_Before Competition Groups_DHW Recirculation Systems
Residential | Res ¦ Air Source Heat Pump Maintenance | 2033 | Technical | GWh | Before Competition Groups | 9.7397 | 0 | 0 | 19595.3141 | 0.00049704 | 81 | Residential_2033_Technical_GWh_Before Competition Groups_81 | Air Source Heat Pump Maintenance | 0.0497% | 0 | 9.7397 | Residential_2033_Technical_GWh_Before Competition Groups_Air Source Heat Pump Maintenance
Residential | Res ¦ ECM MOTORS FOR HVAC APPLICATION (FAN-POWERED VAV BOX) | 2033 | Achievable | GWh | Before Competition Groups | 2.3745 | 0 | 0 | 5122.7553 | 0.00046352 | 57 | Residential_2033_Achievable_GWh_Before Competition Groups_57 | ECM MOTORS FOR HVAC APPLICATION (FAN-POWERED VAV BOX) | 0.04635% | 0 | 2.3745 | Residential_2033_Achievable_GWh_Before Competition Groups_ECM MOTORS FOR HVAC APPLICATION (FAN-POWERED VAV BOX)
Residential | Res ¦ Air Source Heat Pump | 2033 | Economic | GWh | Before Competition Groups | 5.9181 | 0 | 0 | 12979.1455 | 0.00045597 | 54 | Residential_2033_Economic_GWh_Before Competition Groups_54 | Air Source Heat Pump | 0.0456% | 0 | 5.9181 | Residential_2033_Economic_GWh_Before Competition Groups_Air Source Heat Pump
Residential | Res ¦ LED Downlight | 2033 | Economic | GWh | Before Competition Groups | 5.8105 | 0 | 0 | 12979.1455 | 0.00044768 | 55 | Residential_2033_Economic_GWh_Before Competition Groups_55 | LED Downlight | 0.04477% | 0 | 5.8105 | Residential_2033_Economic_GWh_Before Competition Groups_LED Downlight
Residential | Res ¦ VFD on Pumps | 2033 | Economic | GWh | Before Competition Groups | 4.9854 | 0 | 0 | 12979.1455 | 0.00038411 | 56 | Residential_2033_Economic_GWh_Before Competition Groups_56 | VFD on Pumps | 0.03841% | 0 | 4.9854 | Residential_2033_Economic_GWh_Before Competition Groups_VFD on Pumps
Residential | Res ¦ Heat Pump Water Heater | 2033 | Economic | GWh | Before Competition Groups | 4.9554 | 0 | 0 | 12979.1455 | 0.0003818 | 57 | Residential_2033_Economic_GWh_Before Competition Groups_57 | Heat Pump Water Heater | 0.03818% | 0 | 4.9554 | Residential_2033_Economic_GWh_Before Competition Groups_Heat Pump Water Heater
Residential | Res ¦ Variable Refrigerant Flow Heat Pump | 2033 | Economic | GWh | Before Competition Groups | 4.0361 | 0 | 0 | 12979.1455 | 0.00031097 | 58 | Residential_2033_Economic_GWh_Before Competition Groups_58 | Variable Refrigerant Flow Heat Pump | 0.0311% | 0 | 4.0361 | Residential_2033_Economic_GWh_Before Competition Groups_Variable Refrigerant Flow Heat Pump
Residential | Res ¦ Ceiling Insulation | 2033 | Achievable | GWh | Before Competition Groups | 1.5647 | 0 | 0 | 5122.7553 | 0.00030545 | 58 | Residential_2033_Achievable_GWh_Before Competition Groups_58 | Ceiling Insulation | 0.03054% | 0 | 1.5647 | Residential_2033_Achievable_GWh_Before Competition Groups_Ceiling Insulation
Residential | Res ¦ Beverage Vending Machine Controls | 2033 | Achievable | GWh | Before Competition Groups | 1.5497 | 0 | 0 | 5122.7553 | 0.00030252 | 59 | Residential_2033_Achievable_GWh_Before Competition Groups_59 | Beverage Vending Machine Controls | 0.03025% | 0 | 1.5497 | Residential_2033_Achievable_GWh_Before Competition Groups_Beverage Vending Machine Controls
Residential | Res ¦ ENERGY STAR LED Lamps (General Service Lamps) | 2033 | Economic | GWh | Before Competition Groups | 3.3551 | 0 | 0 | 12979.1455 | 0.0002585 | 59 | Residential_2033_Economic_GWh_Before Competition Groups_59 | ENERGY STAR LED Lamps (General Service Lamps) | 0.02585% | 0 | 3.3551 | Residential_2033_Economic_GWh_Before Competition Groups_ENERGY STAR LED Lamps (General Service Lamps)
Residential | Res ¦ VFD on Pumps | 2033 | Technical | GWh | Before Competition Groups | 4.9854 | 0 | 0 | 19595.3141 | 0.00025442 | 82 | Residential_2033_Technical_GWh_Before Competition Groups_82 | VFD on Pumps | 0.02544% | 0 | 4.9854 | Residential_2033_Technical_GWh_Before Competition Groups_VFD on Pumps
Residential | Res ¦ ECM MOTORS FOR HVAC APPLICATION (FAN-POWERED VAV BOX) | 2033 | Economic | GWh | Before Competition Groups | 3.1527 | 0 | 0 | 12979.1455 | 0.00024291 | 60 | Residential_2033_Economic_GWh_Before Competition Groups_60 | ECM MOTORS FOR HVAC APPLICATION (FAN-POWERED VAV BOX) | 0.02429% | 0 | 3.1527 | Residential_2033_Economic_GWh_Before Competition Groups_ECM MOTORS FOR HVAC APPLICATION (FAN-POWERED VAV BOX)
Residential | Res ¦ Beverage Vending Machine Controls | 2033 | Economic | GWh | Before Competition Groups | 2.249 | 0 | 0 | 12979.1455 | 0.00017328 | 61 | Residential_2033_Economic_GWh_Before Competition Groups_61 | Beverage Vending Machine Controls | 0.01733% | 0 | 2.249 | Residential_2033_Economic_GWh_Before Competition Groups_Beverage Vending Machine Controls
Residential | Res ¦ ENERGY STAR LED Lamps (General Service Lamps) | 2033 | Technical | GWh | Before Competition Groups | 3.3551 | 0 | 0 | 19595.3141 | 0.00017122 | 83 | Residential_2033_Technical_GWh_Before Competition Groups_83 | ENERGY STAR LED Lamps (General Service Lamps) | 0.01712% | 0 | 3.3551 | Residential_2033_Technical_GWh_Before Competition Groups_ENERGY STAR LED Lamps (General Service Lamps)
Residential | Res ¦ ECM MOTORS FOR HVAC APPLICATION (FAN-POWERED VAV BOX) | 2033 | Technical | GWh | Before Competition Groups | 3.1527 | 0 | 0 | 19595.3141 | 0.00016089 | 84 | Residential_2033_Technical_GWh_Before Competition Groups_84 | ECM MOTORS FOR HVAC APPLICATION (FAN-POWERED VAV BOX) | 0.01609% | 0 | 3.1527 | Residential_2033_Technical_GWh_Before Competition Groups_ECM MOTORS FOR HVAC APPLICATION (FAN-POWERED VAV BOX)
Residential | Res ¦ HVAC Optimization | 2033 | Technical | GWh | Before Competition Groups | 2.9344 | 0 | 0 | 19595.3141 | 0.00014975 | 85 | Residential_2033_Technical_GWh_Before Competition Groups_85 | HVAC Optimization | 0.01497% | 0 | 2.9344 | Residential_2033_Technical_GWh_Before Competition Groups_HVAC Optimization
Residential | Res ¦ Beverage Vending Machine Controls | 2033 | Technical | GWh | Before Competition Groups | 2.249 | 0 | 0 | 19595.3141 | 0.00011477 | 86 | Residential_2033_Technical_GWh_Before Competition Groups_86 | Beverage Vending Machine Controls | 0.01148% | 0 | 2.249 | Residential_2033_Technical_GWh_Before Competition Groups_Beverage Vending Machine Controls
Residential | Res ¦ Networked/ Connected - Indoor LED Luminaire | 2033 | Economic | GWh | Before Competition Groups | 0.88496 | 0 | 0 | 12979.1455 | 6.8183e-05 | 62 | Residential_2033_Economic_GWh_Before Competition Groups_62 | Networked/ Connected - Indoor LED Luminaire | 0.006818% | 0 | 0.88496 | Residential_2033_Economic_GWh_Before Competition Groups_Networked/ Connected - Indoor LED Luminaire
Residential | Res ¦ Heat Pump Water Heater | 2033 | Achievable | GWh | Before Competition Groups | 0.30495 | 0 | 0 | 5122.7553 | 5.9529e-05 | 60 | Residential_2033_Achievable_GWh_Before Competition Groups_60 | Heat Pump Water Heater | 0.005953% | 0 | 0.30495 | Residential_2033_Achievable_GWh_Before Competition Groups_Heat Pump Water Heater
Residential | Res ¦ Chilled Water Optimization | 2033 | Achievable | GWh | Before Competition Groups | 0.20838 | 0 | 0 | 5122.7553 | 4.0678e-05 | 61 | Residential_2033_Achievable_GWh_Before Competition Groups_61 | Chilled Water Optimization | 0.004068% | 0 | 0.20838 | Residential_2033_Achievable_GWh_Before Competition Groups_Chilled Water Optimization
Residential | Res ¦ Wall Insulation MF | 2033 | Technical | GWh | Before Competition Groups | 0.60653 | 0 | 0 | 19595.3141 | 3.0953e-05 | 87 | Residential_2033_Technical_GWh_Before Competition Groups_87 | Wall Insulation MF | 0.003095% | 0 | 0.60653 | Residential_2033_Technical_GWh_Before Competition Groups_Wall Insulation MF
Residential | Res ¦ Chilled Water Optimization | 2033 | Economic | GWh | Before Competition Groups | 0.35803 | 0 | 0 | 12979.1455 | 2.7585e-05 | 63 | Residential_2033_Economic_GWh_Before Competition Groups_63 | Chilled Water Optimization | 0.002759% | 0 | 0.35803 | Residential_2033_Economic_GWh_Before Competition Groups_Chilled Water Optimization
Residential | Res ¦ LED High Bay Fixture | 2033 | Achievable | GWh | Before Competition Groups | 0.14096 | 0 | 0 | 5122.7553 | 2.7516e-05 | 62 | Residential_2033_Achievable_GWh_Before Competition Groups_62 | LED High Bay Fixture | 0.002752% | 0 | 0.14096 | Residential_2033_Achievable_GWh_Before Competition Groups_LED High Bay Fixture
Residential | Res ¦ LED High Bay Fixture | 2033 | Economic | GWh | Before Competition Groups | 0.27493 | 0 | 0 | 12979.1455 | 2.1182e-05 | 64 | Residential_2033_Economic_GWh_Before Competition Groups_64 | LED High Bay Fixture | 0.002118% | 0 | 0.27493 | Residential_2033_Economic_GWh_Before Competition Groups_LED High Bay Fixture
Residential | Res ¦ Chilled Water Optimization | 2033 | Technical | GWh | Before Competition Groups | 0.35803 | 0 | 0 | 19595.3141 | 1.8271e-05 | 88 | Residential_2033_Technical_GWh_Before Competition Groups_88 | Chilled Water Optimization | 0.001827% | 0 | 0.35803 | Residential_2033_Technical_GWh_Before Competition Groups_Chilled Water Optimization
Residential | Res ¦ LED Recessed Downlights | 2033 | Technical | GWh | Before Competition Groups | 0.31981 | 0 | 0 | 19595.3141 | 1.6321e-05 | 89 | Residential_2033_Technical_GWh_Before Competition Groups_89 | LED Recessed Downlights | 0.001632% | 0 | 0.31981 | Residential_2033_Technical_GWh_Before Competition Groups_LED Recessed Downlights
Residential | Res ¦ Air Source Heat Pump | 2033 | Achievable | GWh | Before Competition Groups | 0.078648 | 0 | 0 | 5122.7553 | 1.5353e-05 | 63 | Residential_2033_Achievable_GWh_Before Competition Groups_63 | Air Source Heat Pump | 0.001535% | 0 | 0.078648 | Residential_2033_Achievable_GWh_Before Competition Groups_Air Source Heat Pump
Residential | Res ¦ LED High Bay Fixture | 2033 | Technical | GWh | Before Competition Groups | 0.27493 | 0 | 0 | 19595.3141 | 1.403e-05 | 90 | Residential_2033_Technical_GWh_Before Competition Groups_90 | LED High Bay Fixture | 0.001403% | 0 | 0.27493 | Residential_2033_Technical_GWh_Before Competition Groups_LED High Bay Fixture
Residential | Res ¦ Solar Water Preheat (Pools/DHW) | 2033 | Technical | GWh | Before Competition Groups | 0.084491 | 0 | 0 | 19595.3141 | 4.3118e-06 | 91 | Residential_2033_Technical_GWh_Before Competition Groups_91 | Solar Water Preheat (Pools/DHW) | 0.0004312% | 0 | 0.084491 | Residential_2033_Technical_GWh_Before Competition Groups_Solar Water Preheat (Pools/DHW)
Residential | Res ¦ Wall Insulation MF | 2033 | Economic | GWh | Before Competition Groups | 0.049786 | 0 | 0 | 12979.1455 | 3.8359e-06 | 65 | Residential_2033_Economic_GWh_Before Competition Groups_65 | Wall Insulation MF | 0.0003836% | 0 | 0.049786 | Residential_2033_Economic_GWh_Before Competition Groups_Wall Insulation MF
Residential | Res ¦ Wall Insulation MF | 2033 | Achievable | GWh | Before Competition Groups | 0.0099422 | 0 | 0 | 5122.7553 | 1.9408e-06 | 64 | Residential_2033_Achievable_GWh_Before Competition Groups_64 | Wall Insulation MF | 0.0001941% | 0 | 0.0099422 | Residential_2033_Achievable_GWh_Before Competition Groups_Wall Insulation MF
Residential | Res ¦ Networked/ Connected - Indoor LED Luminaire | 2033 | Achievable | GWh | Before Competition Groups | 0.0032637 | 0 | 0 | 5122.7553 | 6.371e-07 | 65 | Residential_2033_Achievable_GWh_Before Competition Groups_65 | Networked/ Connected - Indoor LED Luminaire | 6.371e-05% | 0 | 0.0032637 | Residential_2033_Achievable_GWh_Before Competition Groups_Networked/ Connected - Indoor LED Luminaire
Residential | Res ¦ Photocell Controls (Outdoor) | 2033 | Technical | GWh | Before Competition Groups | 0.00034041 | 0 | 0 | 19595.3141 | 1.7372e-08 | 92 | Residential_2033_Technical_GWh_Before Competition Groups_92 | Photocell Controls (Outdoor) | 1.737e-06% | 0 | 0.00034041 | Residential_2033_Technical_GWh_Before Competition Groups_Photocell Controls (Outdoor)
Residential | Res ¦ DHW Recirculation Systems | 2033 | Achievable | GWh | Before Competition Groups | 0 | 0 | 0 | 5122.7553 | 0 | 66 | Residential_2033_Achievable_GWh_Before Competition Groups_66 | DHW Recirculation Systems | 0% | 0 | 0 | Residential_2033_Achievable_GWh_Before Competition Groups_DHW Recirculation Systems
Residential | Res ¦ DHW Recirculation Systems | 2033 | Economic | GWh | Before Competition Groups | 0 | 0 | 0 | 12979.1455 | 0 | 66 | Residential_2033_Economic_GWh_Before Competition Groups_66 | DHW Recirculation Systems | 0% | 0 | 0 | Residential_2033_Economic_GWh_Before Competition Groups_DHW Recirculation Systems
Residential | Res ¦ Energy Star Dehumidifier | 2033 | Achievable | GWh | Before Competition Groups | 0 | 0 | 0 | 5122.7553 | 0 | 67 | Residential_2033_Achievable_GWh_Before Competition Groups_67 | Energy Star Dehumidifier | 0% | 0 | 0 | Residential_2033_Achievable_GWh_Before Competition Groups_Energy Star Dehumidifier
Residential | Res ¦ Energy Star Dehumidifier | 2033 | Economic | GWh | Before Competition Groups | 0 | 0 | 0 | 12979.1455 | 0 | 67 | Residential_2033_Economic_GWh_Before Competition Groups_67 | Energy Star Dehumidifier | 0% | 0 | 0 | Residential_2033_Economic_GWh_Before Competition Groups_Energy Star Dehumidifier
Residential | Res ¦ Lighting Motion Sensors, Timers, Dimmers | 2033 | Achievable | GWh | Before Competition Groups | 0 | 0 | 0 | 5122.7553 | 0 | 68 | Residential_2033_Achievable_GWh_Before Competition Groups_68 | Lighting Motion Sensors, Timers, Dimmers | 0% | 0 | 0 | Residential_2033_Achievable_GWh_Before Competition Groups_Lighting Motion Sensors, Timers, Dimmers
Residential | Res ¦ Lighting Motion Sensors, Timers, Dimmers | 2033 | Economic | GWh | Before Competition Groups | 0 | 0 | 0 | 12979.1455 | 0 | 68 | Residential_2033_Economic_GWh_Before Competition Groups_68 | Lighting Motion Sensors, Timers, Dimmers | 0% | 0 | 0 | Residential_2033_Economic_GWh_Before Competition Groups_Lighting Motion Sensors, Timers, Dimmers
Residential | Res ¦ Radiant Barrier | 2033 | Achievable | GWh | Before Competition Groups | 0 | 0 | 0 | 5122.7553 | 0 | 69 | Residential_2033_Achievable_GWh_Before Competition Groups_69 | Radiant Barrier | 0% | 0 | 0 | Residential_2033_Achievable_GWh_Before Competition Groups_Radiant Barrier
Residential | Res ¦ Radiant Barrier | 2033 | Economic | GWh | Before Competition Groups | 0 | 0 | 0 | 12979.1455 | 0 | 69 | Residential_2033_Economic_GWh_Before Competition Groups_69 | Radiant Barrier | 0% | 0 | 0 | Residential_2033_Economic_GWh_Before Competition Groups_Radiant Barrier
Residential | Res ¦ Energy Star A Line, PAR, MR Lamps | 2034 | Economic | GWh | Before Competition Groups | 1660.3909 | 0 | 0 | 13435.8223 | 0.12358 | 1 | Residential_2034_Economic_GWh_Before Competition Groups_1 | Energy Star A Line, PAR, MR Lamps | 12.36% | 0 | 1660.3909 | Residential_2034_Economic_GWh_Before Competition Groups_Energy Star A Line, PAR, MR Lamps
Residential | Res ¦ Energy Star LED Bulbs General Purpose LEDs | 2034 | Economic | GWh | Before Competition Groups | 1491.34 | 0 | 0 | 13435.8223 | 0.111 | 2 | Residential_2034_Economic_GWh_Before Competition Groups_2 | Energy Star LED Bulbs General Purpose LEDs | 11.1% | 0 | 1491.34 | Residential_2034_Economic_GWh_Before Competition Groups_Energy Star LED Bulbs General Purpose LEDs
Residential | Res ¦ Smart Power Bar | 2034 | Economic | GWh | Before Competition Groups | 1447.6913 | 0 | 0 | 13435.8223 | 0.10775 | 3 | Residential_2034_Economic_GWh_Before Competition Groups_3 | Smart Power Bar | 10.77% | 0 | 1447.6913 | Residential_2034_Economic_GWh_Before Competition Groups_Smart Power Bar
Residential | Res ¦ Energy Star LED Specialty Bulbs | 2034 | Economic | GWh | Before Competition Groups | 1314.9628 | 0 | 0 | 13435.8223 | 0.09787 | 4 | Residential_2034_Economic_GWh_Before Competition Groups_4 | Energy Star LED Specialty Bulbs | 9.787% | 0 | 1314.9628 | Residential_2034_Economic_GWh_Before Competition Groups_Energy Star LED Specialty Bulbs
Residential | Res ¦ Smart Power Bar | 2034 | Achievable | GWh | Before Competition Groups | 527.1061 | 0 | 0 | 5687.4355 | 0.092679 | 1 | Residential_2034_Achievable_GWh_Before Competition Groups_1 | Smart Power Bar | 9.268% | 0 | 527.1061 | Residential_2034_Achievable_GWh_Before Competition Groups_Smart Power Bar
Residential | Res ¦ Energy Star Clothes Washer | 2034 | Achievable | GWh | Before Competition Groups | 499.4358 | 0 | 0 | 5687.4355 | 0.087814 | 2 | Residential_2034_Achievable_GWh_Before Competition Groups_2 | Energy Star Clothes Washer | 8.781% | 0 | 499.4358 | Residential_2034_Achievable_GWh_Before Competition Groups_Energy Star Clothes Washer
Residential | Res ¦ Energy Star A Line, PAR, MR Lamps | 2034 | Technical | GWh | Before Competition Groups | 1660.3909 | 0 | 0 | 20128.4042 | 0.08249 | 1 | Residential_2034_Technical_GWh_Before Competition Groups_1 | Energy Star A Line, PAR, MR Lamps | 8.249% | 0 | 1660.3909 | Residential_2034_Technical_GWh_Before Competition Groups_Energy Star A Line, PAR, MR Lamps
Residential | Res ¦ Energy Star LED Bulbs General Purpose LEDs | 2034 | Technical | GWh | Before Competition Groups | 1491.34 | 0 | 0 | 20128.4042 | 0.074091 | 2 | Residential_2034_Technical_GWh_Before Competition Groups_2 | Energy Star LED Bulbs General Purpose LEDs | 7.409% | 0 | 1491.34 | Residential_2034_Technical_GWh_Before Competition Groups_Energy Star LED Bulbs General Purpose LEDs
Residential | Res ¦ Smart Power Bar | 2034 | Technical | GWh | Before Competition Groups | 1447.6913 | 0 | 0 | 20128.4042 | 0.071923 | 3 | Residential_2034_Technical_GWh_Before Competition Groups_3 | Smart Power Bar | 7.192% | 0 | 1447.6913 | Residential_2034_Technical_GWh_Before Competition Groups_Smart Power Bar
Residential | Res ¦ Energy Star LED Bulbs General Purpose LEDs | 2034 | Achievable | GWh | Before Competition Groups | 371.8654 | 0 | 0 | 5687.4355 | 0.065384 | 3 | Residential_2034_Achievable_GWh_Before Competition Groups_3 | Energy Star LED Bulbs General Purpose LEDs | 6.538% | 0 | 371.8654 | Residential_2034_Achievable_GWh_Before Competition Groups_Energy Star LED Bulbs General Purpose LEDs
Residential | Res ¦ Energy Star LED Specialty Bulbs | 2034 | Technical | GWh | Before Competition Groups | 1314.9628 | 0 | 0 | 20128.4042 | 0.065329 | 4 | Residential_2034_Technical_GWh_Before Competition Groups_4 | Energy Star LED Specialty Bulbs | 6.533% | 0 | 1314.9628 | Residential_2034_Technical_GWh_Before Competition Groups_Energy Star LED Specialty Bulbs
Residential | Res ¦ Variable Speed Pool Pump Motor | 2034 | Achievable | GWh | Before Competition Groups | 369.5596 | 0 | 0 | 5687.4355 | 0.064978 | 4 | Residential_2034_Achievable_GWh_Before Competition Groups_4 | Variable Speed Pool Pump Motor | 6.498% | 0 | 369.5596 | Residential_2034_Achievable_GWh_Before Competition Groups_Variable Speed Pool Pump Motor
Residential | Res ¦ Ductless Mini-Split Heat Pump | 2034 | Achievable | GWh | Before Competition Groups | 343.4183 | 0 | 0 | 5687.4355 | 0.060382 | 5 | Residential_2034_Achievable_GWh_Before Competition Groups_5 | Ductless Mini-Split Heat Pump | 6.038% | 0 | 343.4183 | Residential_2034_Achievable_GWh_Before Competition Groups_Ductless Mini-Split Heat Pump
Residential | Res ¦ Energy Star LED Specialty Bulbs | 2034 | Achievable | GWh | Before Competition Groups | 331.3532 | 0 | 0 | 5687.4355 | 0.058261 | 6 | Residential_2034_Achievable_GWh_Before Competition Groups_6 | Energy Star LED Specialty Bulbs | 5.826% | 0 | 331.3532 | Residential_2034_Achievable_GWh_Before Competition Groups_Energy Star LED Specialty Bulbs
Residential | Res ¦ Car Block Heater Timer | 2034 | Achievable | GWh | Before Competition Groups | 321.9348 | 0 | 0 | 5687.4355 | 0.056605 | 7 | Residential_2034_Achievable_GWh_Before Competition Groups_7 | Car Block Heater Timer | 5.66% | 0 | 321.9348 | Residential_2034_Achievable_GWh_Before Competition Groups_Car Block Heater Timer
Residential | Res ¦ Adaptive Thermostat | 2034 | Economic | GWh | Before Competition Groups | 705.9544 | 0 | 0 | 13435.8223 | 0.052543 | 5 | Residential_2034_Economic_GWh_Before Competition Groups_5 | Adaptive Thermostat | 5.254% | 0 | 705.9544 | Residential_2034_Economic_GWh_Before Competition Groups_Adaptive Thermostat
Residential | Res ¦ Building Recommissioning, Operations and Maintenance (O&M) Improvements | 2034 | Achievable | GWh | Before Competition Groups | 290.2317 | 0 | 0 | 5687.4355 | 0.05103 | 8 | Residential_2034_Achievable_GWh_Before Competition Groups_8 | Building Recommissioning, Operations and Maintenance (O&M) Improvements | 5.103% | 0 | 290.2317 | Residential_2034_Achievable_GWh_Before Competition Groups_Building Recommissioning, Operations and Maintenance (O&M) Improvements
Residential | Res ¦ Networked/ Connected - Indoor LED Lamp | 2034 | Technical | GWh | Before Competition Groups | 1004.4896 | 0 | 0 | 20128.4042 | 0.049904 | 5 | Residential_2034_Technical_GWh_Before Competition Groups_5 | Networked/ Connected - Indoor LED Lamp | 4.99% | 0 | 1004.4896 | Residential_2034_Technical_GWh_Before Competition Groups_Networked/ Connected - Indoor LED Lamp
Residential | Res ¦ Energy Star Clothes Washer | 2034 | Economic | GWh | Before Competition Groups | 631.2983 | 0 | 0 | 13435.8223 | 0.046986 | 6 | Residential_2034_Economic_GWh_Before Competition Groups_6 | Energy Star Clothes Washer | 4.699% | 0 | 631.2983 | Residential_2034_Economic_GWh_Before Competition Groups_Energy Star Clothes Washer
Residential | Res ¦ Ductless Mini-Split Heat Pump | 2034 | Economic | GWh | Before Competition Groups | 601.9567 | 0 | 0 | 13435.8223 | 0.044802 | 7 | Residential_2034_Economic_GWh_Before Competition Groups_7 | Ductless Mini-Split Heat Pump | 4.48% | 0 | 601.9567 | Residential_2034_Economic_GWh_Before Competition Groups_Ductless Mini-Split Heat Pump
Residential | Res ¦ Energy Star A Line, PAR, MR Lamps | 2034 | Achievable | GWh | Before Competition Groups | 248.5497 | 0 | 0 | 5687.4355 | 0.043702 | 9 | Residential_2034_Achievable_GWh_Before Competition Groups_9 | Energy Star A Line, PAR, MR Lamps | 4.37% | 0 | 248.5497 | Residential_2034_Achievable_GWh_Before Competition Groups_Energy Star A Line, PAR, MR Lamps
Residential | Res ¦ Air Sealing | 2034 | Economic | GWh | Before Competition Groups | 513.0315 | 0 | 0 | 13435.8223 | 0.038184 | 8 | Residential_2034_Economic_GWh_Before Competition Groups_8 | Air Sealing | 3.818% | 0 | 513.0315 | Residential_2034_Economic_GWh_Before Competition Groups_Air Sealing
Residential | Res ¦ Energy Star Refrigerator | 2034 | Technical | GWh | Before Competition Groups | 768.4518 | 0 | 0 | 20128.4042 | 0.038177 | 6 | Residential_2034_Technical_GWh_Before Competition Groups_6 | Energy Star Refrigerator | 3.818% | 0 | 768.4518 | Residential_2034_Technical_GWh_Before Competition Groups_Energy Star Refrigerator
Residential | Res ¦ Adaptive Thermostat | 2034 | Achievable | GWh | Before Competition Groups | 215.6317 | 0 | 0 | 5687.4355 | 0.037914 | 10 | Residential_2034_Achievable_GWh_Before Competition Groups_10 | Adaptive Thermostat | 3.791% | 0 | 215.6317 | Residential_2034_Achievable_GWh_Before Competition Groups_Adaptive Thermostat
Residential | Res ¦ Energy Star Torchiere | 2034 | Achievable | GWh | Before Competition Groups | 205.2329 | 0 | 0 | 5687.4355 | 0.036085 | 11 | Residential_2034_Achievable_GWh_Before Competition Groups_11 | Energy Star Torchiere | 3.609% | 0 | 205.2329 | Residential_2034_Achievable_GWh_Before Competition Groups_Energy Star Torchiere
Residential | Res ¦ Smart Burners | 2034 | Economic | GWh | Before Competition Groups | 475.007 | 0 | 0 | 13435.8223 | 0.035354 | 9 | Residential_2034_Economic_GWh_Before Competition Groups_9 | Smart Burners | 3.535% | 0 | 475.007 | Residential_2034_Economic_GWh_Before Competition Groups_Smart Burners
Residential | Res ¦ Adaptive Thermostat | 2034 | Technical | GWh | Before Competition Groups | 705.9544 | 0 | 0 | 20128.4042 | 0.035073 | 7 | Residential_2034_Technical_GWh_Before Competition Groups_7 | Adaptive Thermostat | 3.507% | 0 | 705.9544 | Residential_2034_Technical_GWh_Before Competition Groups_Adaptive Thermostat
Residential | Res ¦ Smart Burners | 2034 | Technical | GWh | Before Competition Groups | 671.3387 | 0 | 0 | 20128.4042 | 0.033353 | 8 | Residential_2034_Technical_GWh_Before Competition Groups_8 | Smart Burners | 3.335% | 0 | 671.3387 | Residential_2034_Technical_GWh_Before Competition Groups_Smart Burners
Residential | Res ¦ Energy Star Clothes Washer | 2034 | Technical | GWh | Before Competition Groups | 631.2983 | 0 | 0 | 20128.4042 | 0.031364 | 9 | Residential_2034_Technical_GWh_Before Competition Groups_9 | Energy Star Clothes Washer | 3.136% | 0 | 631.2983 | Residential_2034_Technical_GWh_Before Competition Groups_Energy Star Clothes Washer
Residential | Res ¦ Ductless Mini-Split Heat Pump | 2034 | Technical | GWh | Before Competition Groups | 601.9567 | 0 | 0 | 20128.4042 | 0.029906 | 10 | Residential_2034_Technical_GWh_Before Competition Groups_10 | Ductless Mini-Split Heat Pump | 2.991% | 0 | 601.9567 | Residential_2034_Technical_GWh_Before Competition Groups_Ductless Mini-Split Heat Pump
Residential | Res ¦ Energy Star Ground Source Heat Pump | 2034 | Technical | GWh | Before Competition Groups | 588.5584 | 0 | 0 | 20128.4042 | 0.02924 | 11 | Residential_2034_Technical_GWh_Before Competition Groups_11 | Energy Star Ground Source Heat Pump | 2.924% | 0 | 588.5584 | Residential_2034_Technical_GWh_Before Competition Groups_Energy Star Ground Source Heat Pump
Residential | Res ¦ Variable Speed Pool Pump Motor | 2034 | Economic | GWh | Before Competition Groups | 384.9436 | 0 | 0 | 13435.8223 | 0.028651 | 10 | Residential_2034_Economic_GWh_Before Competition Groups_10 | Variable Speed Pool Pump Motor | 2.865% | 0 | 384.9436 | Residential_2034_Economic_GWh_Before Competition Groups_Variable Speed Pool Pump Motor
Residential | Res ¦ Smart Burners | 2034 | Achievable | GWh | Before Competition Groups | 160.7098 | 0 | 0 | 5687.4355 | 0.028257 | 12 | Residential_2034_Achievable_GWh_Before Competition Groups_12 | Smart Burners | 2.826% | 0 | 160.7098 | Residential_2034_Achievable_GWh_Before Competition Groups_Smart Burners
Residential | Res ¦ Car Block Heater Timer | 2034 | Economic | GWh | Before Competition Groups | 374.3677 | 0 | 0 | 13435.8223 | 0.027863 | 11 | Residential_2034_Economic_GWh_Before Competition Groups_11 | Car Block Heater Timer | 2.786% | 0 | 374.3677 | Residential_2034_Economic_GWh_Before Competition Groups_Car Block Heater Timer
Residential | Res ¦ Energy Star Light Fixture | 2034 | Achievable | GWh | Before Competition Groups | 156.9001 | 0 | 0 | 5687.4355 | 0.027587 | 13 | Residential_2034_Achievable_GWh_Before Competition Groups_13 | Energy Star Light Fixture | 2.759% | 0 | 156.9001 | Residential_2034_Achievable_GWh_Before Competition Groups_Energy Star Light Fixture
Residential | Res ¦ Heat Pump Clothes Dryer | 2034 | Technical | GWh | Before Competition Groups | 532.002 | 0 | 0 | 20128.4042 | 0.02643 | 12 | Residential_2034_Technical_GWh_Before Competition Groups_12 | Heat Pump Clothes Dryer | 2.643% | 0 | 532.002 | Residential_2034_Technical_GWh_Before Competition Groups_Heat Pump Clothes Dryer
Residential | Res ¦ Comprehensive Draft Proofing | 2034 | Achievable | GWh | Before Competition Groups | 145.7553 | 0 | 0 | 5687.4355 | 0.025628 | 14 | Residential_2034_Achievable_GWh_Before Competition Groups_14 | Comprehensive Draft Proofing | 2.563% | 0 | 145.7553 | Residential_2034_Achievable_GWh_Before Competition Groups_Comprehensive Draft Proofing
Residential | Res ¦ Air Sealing | 2034 | Technical | GWh | Before Competition Groups | 513.0315 | 0 | 0 | 20128.4042 | 0.025488 | 13 | Residential_2034_Technical_GWh_Before Competition Groups_13 | Air Sealing | 2.549% | 0 | 513.0315 | Residential_2034_Technical_GWh_Before Competition Groups_Air Sealing
Residential | Res ¦ Energy Star Air Source Heat Pump | 2034 | Economic | GWh | Before Competition Groups | 332.6396 | 0 | 0 | 13435.8223 | 0.024758 | 12 | Residential_2034_Economic_GWh_Before Competition Groups_12 | Energy Star Air Source Heat Pump | 2.476% | 0 | 332.6396 | Residential_2034_Economic_GWh_Before Competition Groups_Energy Star Air Source Heat Pump
Residential | Res ¦ Energy Star Torchiere | 2034 | Economic | GWh | Before Competition Groups | 322.1354 | 0 | 0 | 13435.8223 | 0.023976 | 13 | Residential_2034_Economic_GWh_Before Competition Groups_13 | Energy Star Torchiere | 2.398% | 0 | 322.1354 | Residential_2034_Economic_GWh_Before Competition Groups_Energy Star Torchiere
Residential | Res ¦ Building Recommissioning, Operations and Maintenance (O&M) Improvements | 2034 | Economic | GWh | Before Competition Groups | 302.3013 | 0 | 0 | 13435.8223 | 0.0225 | 14 | Residential_2034_Economic_GWh_Before Competition Groups_14 | Building Recommissioning, Operations and Maintenance (O&M) Improvements | 2.25% | 0 | 302.3013 | Residential_2034_Economic_GWh_Before Competition Groups_Building Recommissioning, Operations and Maintenance (O&M) Improvements
Residential | Res ¦ Heavy Duty Outdoor/Holiday Plug-in Timers | 2034 | Achievable | GWh | Before Competition Groups | 127.7099 | 0 | 0 | 5687.4355 | 0.022455 | 15 | Residential_2034_Achievable_GWh_Before Competition Groups_15 | Heavy Duty Outdoor/Holiday Plug-in Timers | 2.245% | 0 | 127.7099 | Residential_2034_Achievable_GWh_Before Competition Groups_Heavy Duty Outdoor/Holiday Plug-in Timers
Residential | Res ¦ Energy Star Central Air Conditioner | 2034 | Technical | GWh | Before Competition Groups | 447.2074 | 0 | 0 | 20128.4042 | 0.022218 | 14 | Residential_2034_Technical_GWh_Before Competition Groups_14 | Energy Star Central Air Conditioner | 2.222% | 0 | 447.2074 | Residential_2034_Technical_GWh_Before Competition Groups_Energy Star Central Air Conditioner
Residential | Res ¦ Air Sealing | 2034 | Achievable | GWh | Before Competition Groups | 118.0326 | 0 | 0 | 5687.4355 | 0.020753 | 16 | Residential_2034_Achievable_GWh_Before Competition Groups_16 | Air Sealing | 2.075% | 0 | 118.0326 | Residential_2034_Achievable_GWh_Before Competition Groups_Air Sealing
Residential | Res ¦ Induction Cooking Stove Top | 2034 | Technical | GWh | Before Competition Groups | 413.5447 | 0 | 0 | 20128.4042 | 0.020545 | 15 | Residential_2034_Technical_GWh_Before Competition Groups_15 | Induction Cooking Stove Top | 2.055% | 0 | 413.5447 | Residential_2034_Technical_GWh_Before Competition Groups_Induction Cooking Stove Top
Residential | Res ¦ Energy Star Light Fixture | 2034 | Technical | GWh | Before Competition Groups | 411.3745 | 0 | 0 | 20128.4042 | 0.020438 | 16 | Residential_2034_Technical_GWh_Before Competition Groups_16 | Energy Star Light Fixture | 2.044% | 0 | 411.3745 | Residential_2034_Technical_GWh_Before Competition Groups_Energy Star Light Fixture
Residential | Res ¦ Basement Wall Insulation | 2034 | Economic | GWh | Before Competition Groups | 268.7101 | 0 | 0 | 13435.8223 | 0.02 | 15 | Residential_2034_Economic_GWh_Before Competition Groups_15 | Basement Wall Insulation | 2% | 0 | 268.7101 | Residential_2034_Economic_GWh_Before Competition Groups_Basement Wall Insulation
Residential | Res ¦ Energy Star Light Fixture | 2034 | Economic | GWh | Before Competition Groups | 266.1446 | 0 | 0 | 13435.8223 | 0.019809 | 16 | Residential_2034_Economic_GWh_Before Competition Groups_16 | Energy Star Light Fixture | 1.981% | 0 | 266.1446 | Residential_2034_Economic_GWh_Before Competition Groups_Energy Star Light Fixture
Residential | Res ¦ Variable Speed Pool Pump Motor | 2034 | Technical | GWh | Before Competition Groups | 384.9436 | 0 | 0 | 20128.4042 | 0.019124 | 17 | Residential_2034_Technical_GWh_Before Competition Groups_17 | Variable Speed Pool Pump Motor | 1.912% | 0 | 384.9436 | Residential_2034_Technical_GWh_Before Competition Groups_Variable Speed Pool Pump Motor
Residential | Res ¦ Car Block Heater Timer | 2034 | Technical | GWh | Before Competition Groups | 374.3677 | 0 | 0 | 20128.4042 | 0.018599 | 18 | Residential_2034_Technical_GWh_Before Competition Groups_18 | Car Block Heater Timer | 1.86% | 0 | 374.3677 | Residential_2034_Technical_GWh_Before Competition Groups_Car Block Heater Timer
Residential | Res ¦ Occupancy Sensors MF | 2034 | Achievable | GWh | Before Competition Groups | 100.288 | 0 | 0 | 5687.4355 | 0.017633 | 17 | Residential_2034_Achievable_GWh_Before Competition Groups_17 | Occupancy Sensors MF | 1.763% | 0 | 100.288 | Residential_2034_Achievable_GWh_Before Competition Groups_Occupancy Sensors MF
Residential | Res ¦ LED Parking Lot Fixture | 2034 | Achievable | GWh | Before Competition Groups | 97.8571 | 0 | 0 | 5687.4355 | 0.017206 | 18 | Residential_2034_Achievable_GWh_Before Competition Groups_18 | LED Parking Lot Fixture | 1.721% | 0 | 97.8571 | Residential_2034_Achievable_GWh_Before Competition Groups_LED Parking Lot Fixture
Residential | Res ¦ Energy Star Air Source Heat Pump | 2034 | Achievable | GWh | Before Competition Groups | 95.7803 | 0 | 0 | 5687.4355 | 0.016841 | 19 | Residential_2034_Achievable_GWh_Before Competition Groups_19 | Energy Star Air Source Heat Pump | 1.684% | 0 | 95.7803 | Residential_2034_Achievable_GWh_Before Competition Groups_Energy Star Air Source Heat Pump
Residential | Res ¦ Energy Star Air Source Heat Pump | 2034 | Technical | GWh | Before Competition Groups | 332.6396 | 0 | 0 | 20128.4042 | 0.016526 | 19 | Residential_2034_Technical_GWh_Before Competition Groups_19 | Energy Star Air Source Heat Pump | 1.653% | 0 | 332.6396 | Residential_2034_Technical_GWh_Before Competition Groups_Energy Star Air Source Heat Pump
Residential | Res ¦ Energy Star Torchiere | 2034 | Technical | GWh | Before Competition Groups | 322.1354 | 0 | 0 | 20128.4042 | 0.016004 | 20 | Residential_2034_Technical_GWh_Before Competition Groups_20 | Energy Star Torchiere | 1.6% | 0 | 322.1354 | Residential_2034_Technical_GWh_Before Competition Groups_Energy Star Torchiere
Residential | Res ¦ Attic Insulation | 2034 | Economic | GWh | Before Competition Groups | 207.4117 | 0 | 0 | 13435.8223 | 0.015437 | 17 | Residential_2034_Economic_GWh_Before Competition Groups_17 | Attic Insulation | 1.544% | 0 | 207.4117 | Residential_2034_Economic_GWh_Before Competition Groups_Attic Insulation
Residential | Res ¦ Passive Attic Ventilation | 2034 | Technical | GWh | Before Competition Groups | 307.5841 | 0 | 0 | 20128.4042 | 0.015281 | 21 | Residential_2034_Technical_GWh_Before Competition Groups_21 | Passive Attic Ventilation | 1.528% | 0 | 307.5841 | Residential_2034_Technical_GWh_Before Competition Groups_Passive Attic Ventilation
Residential | Res ¦ Energy Star Clothes Dryer | 2034 | Technical | GWh | Before Competition Groups | 303.8628 | 0 | 0 | 20128.4042 | 0.015096 | 22 | Residential_2034_Technical_GWh_Before Competition Groups_22 | Energy Star Clothes Dryer | 1.51% | 0 | 303.8628 | Residential_2034_Technical_GWh_Before Competition Groups_Energy Star Clothes Dryer
Residential | Res ¦ Building Recommissioning, Operations and Maintenance (O&M) Improvements | 2034 | Technical | GWh | Before Competition Groups | 302.3013 | 0 | 0 | 20128.4042 | 0.015019 | 23 | Residential_2034_Technical_GWh_Before Competition Groups_23 | Building Recommissioning, Operations and Maintenance (O&M) Improvements | 1.502% | 0 | 302.3013 | Residential_2034_Technical_GWh_Before Competition Groups_Building Recommissioning, Operations and Maintenance (O&M) Improvements
Residential | Res ¦ Ductless Mini-Split Air Conditioner | 2034 | Technical | GWh | Before Competition Groups | 296.9208 | 0 | 0 | 20128.4042 | 0.014751 | 24 | Residential_2034_Technical_GWh_Before Competition Groups_24 | Ductless Mini-Split Air Conditioner | 1.475% | 0 | 296.9208 | Residential_2034_Technical_GWh_Before Competition Groups_Ductless Mini-Split Air Conditioner
Residential | Res ¦ Energy Star Windows | 2034 | Technical | GWh | Before Competition Groups | 278.4718 | 0 | 0 | 20128.4042 | 0.013835 | 25 | Residential_2034_Technical_GWh_Before Competition Groups_25 | Energy Star Windows | 1.383% | 0 | 278.4718 | Residential_2034_Technical_GWh_Before Competition Groups_Energy Star Windows
Residential | Res ¦ Basement Wall Insulation | 2034 | Technical | GWh | Before Competition Groups | 268.7101 | 0 | 0 | 20128.4042 | 0.01335 | 26 | Residential_2034_Technical_GWh_Before Competition Groups_26 | Basement Wall Insulation | 1.335% | 0 | 268.7101 | Residential_2034_Technical_GWh_Before Competition Groups_Basement Wall Insulation
Residential | Res ¦ Refrigerator Recycling | 2034 | Achievable | GWh | Before Competition Groups | 74.5993 | 0 | 0 | 5687.4355 | 0.013117 | 20 | Residential_2034_Achievable_GWh_Before Competition Groups_20 | Refrigerator Recycling | 1.312% | 0 | 74.5993 | Residential_2034_Achievable_GWh_Before Competition Groups_Refrigerator Recycling
Residential | Res ¦ Clothes Drying Racks | 2034 | Achievable | GWh | Before Competition Groups | 68.0991 | 0 | 0 | 5687.4355 | 0.011974 | 21 | Residential_2034_Achievable_GWh_Before Competition Groups_21 | Clothes Drying Racks | 1.197% | 0 | 68.0991 | Residential_2034_Achievable_GWh_Before Competition Groups_Clothes Drying Racks
Residential | Res ¦ Freezer Recycling | 2034 | Achievable | GWh | Before Competition Groups | 65.3666 | 0 | 0 | 5687.4355 | 0.011493 | 22 | Residential_2034_Achievable_GWh_Before Competition Groups_22 | Freezer Recycling | 1.149% | 0 | 65.3666 | Residential_2034_Achievable_GWh_Before Competition Groups_Freezer Recycling
Residential | Res ¦ Comprehensive Draft Proofing | 2034 | Economic | GWh | Before Competition Groups | 151.8163 | 0 | 0 | 13435.8223 | 0.011299 | 18 | Residential_2034_Economic_GWh_Before Competition Groups_18 | Comprehensive Draft Proofing | 1.13% | 0 | 151.8163 | Residential_2034_Economic_GWh_Before Competition Groups_Comprehensive Draft Proofing
Residential | Res ¦ Basement or Crawlspace Insulation | 2034 | Technical | GWh | Before Competition Groups | 223.6008 | 0 | 0 | 20128.4042 | 0.011109 | 27 | Residential_2034_Technical_GWh_Before Competition Groups_27 | Basement or Crawlspace Insulation | 1.111% | 0 | 223.6008 | Residential_2034_Technical_GWh_Before Competition Groups_Basement or Crawlspace Insulation
Residential | Res ¦ Basement Wall Insulation | 2034 | Achievable | GWh | Before Competition Groups | 61.826 | 0 | 0 | 5687.4355 | 0.010871 | 23 | Residential_2034_Achievable_GWh_Before Competition Groups_23 | Basement Wall Insulation | 1.087% | 0 | 61.826 | Residential_2034_Achievable_GWh_Before Competition Groups_Basement Wall Insulation
Residential | Res ¦ Heavy Duty Outdoor/Holiday Plug-in Timers | 2034 | Economic | GWh | Before Competition Groups | 145.5291 | 0 | 0 | 13435.8223 | 0.010831 | 19 | Residential_2034_Economic_GWh_Before Competition Groups_19 | Heavy Duty Outdoor/Holiday Plug-in Timers | 1.083% | 0 | 145.5291 | Residential_2034_Economic_GWh_Before Competition Groups_Heavy Duty Outdoor/Holiday Plug-in Timers
Residential | Res ¦ Attic Insulation | 2034 | Technical | GWh | Before Competition Groups | 207.4117 | 0 | 0 | 20128.4042 | 0.010304 | 28 | Residential_2034_Technical_GWh_Before Competition Groups_28 | Attic Insulation | 1.03% | 0 | 207.4117 | Residential_2034_Technical_GWh_Before Competition Groups_Attic Insulation
Residential | Res ¦ Energy Star Clothes Dryer | 2034 | Achievable | GWh | Before Competition Groups | 56.525 | 0 | 0 | 5687.4355 | 0.0099386 | 24 | Residential_2034_Achievable_GWh_Before Competition Groups_24 | Energy Star Clothes Dryer | 0.9939% | 0 | 56.525 | Residential_2034_Achievable_GWh_Before Competition Groups_Energy Star Clothes Dryer
Residential | Res ¦ Energy Star Clothes Dryer | 2034 | Economic | GWh | Before Competition Groups | 119.0396 | 0 | 0 | 13435.8223 | 0.0088599 | 20 | Residential_2034_Economic_GWh_Before Competition Groups_20 | Energy Star Clothes Dryer | 0.886% | 0 | 119.0396 | Residential_2034_Economic_GWh_Before Competition Groups_Energy Star Clothes Dryer
Residential | Res ¦ Energy Star Room Air Conditioner | 2034 | Economic | GWh | Before Competition Groups | 113.2311 | 0 | 0 | 13435.8223 | 0.0084276 | 21 | Residential_2034_Economic_GWh_Before Competition Groups_21 | Energy Star Room Air Conditioner | 0.8428% | 0 | 113.2311 | Residential_2034_Economic_GWh_Before Competition Groups_Energy Star Room Air Conditioner
Residential | Res ¦ Attic Insulation | 2034 | Achievable | GWh | Before Competition Groups | 47.7133 | 0 | 0 | 5687.4355 | 0.0083892 | 25 | Residential_2034_Achievable_GWh_Before Competition Groups_25 | Attic Insulation | 0.8389% | 0 | 47.7133 | Residential_2034_Achievable_GWh_Before Competition Groups_Attic Insulation
Residential | Res ¦ Furnace with ECM | 2034 | Economic | GWh | Before Competition Groups | 112.5256 | 0 | 0 | 13435.8223 | 0.008375 | 22 | Residential_2034_Economic_GWh_Before Competition Groups_22 | Furnace with ECM | 0.8375% | 0 | 112.5256 | Residential_2034_Economic_GWh_Before Competition Groups_Furnace with ECM
Residential | Res ¦ Lighting Motion Sensors, Timers, Dimmers | 2034 | Technical | GWh | Before Competition Groups | 167.7878 | 0 | 0 | 20128.4042 | 0.0083359 | 29 | Residential_2034_Technical_GWh_Before Competition Groups_29 | Lighting Motion Sensors, Timers, Dimmers | 0.8336% | 0 | 167.7878 | Residential_2034_Technical_GWh_Before Competition Groups_Lighting Motion Sensors, Timers, Dimmers
Residential | Res ¦ Wall Insulation | 2034 | Technical | GWh | Before Competition Groups | 162.5463 | 0 | 0 | 20128.4042 | 0.0080755 | 30 | Residential_2034_Technical_GWh_Before Competition Groups_30 | Wall Insulation | 0.8075% | 0 | 162.5463 | Residential_2034_Technical_GWh_Before Competition Groups_Wall Insulation
Residential | Res ¦ LED Exterior Area Lights - LED Fixture (200W) | 2034 | Achievable | GWh | Before Competition Groups | 45.7858 | 0 | 0 | 5687.4355 | 0.0080504 | 26 | Residential_2034_Achievable_GWh_Before Competition Groups_26 | LED Exterior Area Lights - LED Fixture (200W) | 0.805% | 0 | 45.7858 | Residential_2034_Achievable_GWh_Before Competition Groups_LED Exterior Area Lights - LED Fixture (200W)
Residential | Res ¦ Heavy Duty Outdoor/Holiday Plug-in Timers | 2034 | Technical | GWh | Before Competition Groups | 161.5616 | 0 | 0 | 20128.4042 | 0.0080265 | 31 | Residential_2034_Technical_GWh_Before Competition Groups_31 | Heavy Duty Outdoor/Holiday Plug-in Timers | 0.8027% | 0 | 161.5616 | Residential_2034_Technical_GWh_Before Competition Groups_Heavy Duty Outdoor/Holiday Plug-in Timers
Residential | Res ¦ Occupancy Sensors MF | 2034 | Economic | GWh | Before Competition Groups | 107.192 | 0 | 0 | 13435.8223 | 0.0079781 | 23 | Residential_2034_Economic_GWh_Before Competition Groups_23 | Occupancy Sensors MF | 0.7978% | 0 | 107.192 | Residential_2034_Economic_GWh_Before Competition Groups_Occupancy Sensors MF
Residential | Res ¦ LED Parking Lot Fixture | 2034 | Economic | GWh | Before Competition Groups | 104.768 | 0 | 0 | 13435.8223 | 0.0077977 | 24 | Residential_2034_Economic_GWh_Before Competition Groups_24 | LED Parking Lot Fixture | 0.7798% | 0 | 104.768 | Residential_2034_Economic_GWh_Before Competition Groups_LED Parking Lot Fixture
Residential | Res ¦ LED Downlight | 2034 | Achievable | GWh | Before Competition Groups | 43.375 | 0 | 0 | 5687.4355 | 0.0076265 | 27 | Residential_2034_Achievable_GWh_Before Competition Groups_27 | LED Downlight | 0.7626% | 0 | 43.375 | Residential_2034_Achievable_GWh_Before Competition Groups_LED Downlight
Residential | Res ¦ Comprehensive Draft Proofing | 2034 | Technical | GWh | Before Competition Groups | 151.8163 | 0 | 0 | 20128.4042 | 0.0075424 | 32 | Residential_2034_Technical_GWh_Before Competition Groups_32 | Comprehensive Draft Proofing | 0.7542% | 0 | 151.8163 | Residential_2034_Technical_GWh_Before Competition Groups_Comprehensive Draft Proofing
Residential | Res ¦ Energy Star Room Air Conditioner | 2034 | Achievable | GWh | Before Competition Groups | 42.4262 | 0 | 0 | 5687.4355 | 0.0074596 | 28 | Residential_2034_Achievable_GWh_Before Competition Groups_28 | Energy Star Room Air Conditioner | 0.746% | 0 | 42.4262 | Residential_2034_Achievable_GWh_Before Competition Groups_Energy Star Room Air Conditioner
Residential | Res ¦ Advanced BAS/Controllers | 2034 | Achievable | GWh | Before Competition Groups | 42.3933 | 0 | 0 | 5687.4355 | 0.0074538 | 29 | Residential_2034_Achievable_GWh_Before Competition Groups_29 | Advanced BAS/Controllers | 0.7454% | 0 | 42.3933 | Residential_2034_Achievable_GWh_Before Competition Groups_Advanced BAS/Controllers
Residential | Res ¦ Furnace Whistle | 2034 | Achievable | GWh | Before Competition Groups | 35.527 | 0 | 0 | 5687.4355 | 0.0062466 | 30 | Residential_2034_Achievable_GWh_Before Competition Groups_30 | Furnace Whistle | 0.6247% | 0 | 35.527 | Residential_2034_Achievable_GWh_Before Competition Groups_Furnace Whistle
Residential | Res ¦ Refrigerator Recycling | 2034 | Economic | GWh | Before Competition Groups | 77.7052 | 0 | 0 | 13435.8223 | 0.0057834 | 25 | Residential_2034_Economic_GWh_Before Competition Groups_25 | Refrigerator Recycling | 0.5783% | 0 | 77.7052 | Residential_2034_Economic_GWh_Before Competition Groups_Refrigerator Recycling
Residential | Res ¦ Energy Star Room Air Conditioner | 2034 | Technical | GWh | Before Competition Groups | 114.7268 | 0 | 0 | 20128.4042 | 0.0056997 | 33 | Residential_2034_Technical_GWh_Before Competition Groups_33 | Energy Star Room Air Conditioner | 0.57% | 0 | 114.7268 | Residential_2034_Technical_GWh_Before Competition Groups_Energy Star Room Air Conditioner
Residential | Res ¦ Furnace with ECM | 2034 | Technical | GWh | Before Competition Groups | 112.5256 | 0 | 0 | 20128.4042 | 0.0055904 | 34 | Residential_2034_Technical_GWh_Before Competition Groups_34 | Furnace with ECM | 0.559% | 0 | 112.5256 | Residential_2034_Technical_GWh_Before Competition Groups_Furnace with ECM
Residential | Res ¦ Ceiling Insulation | 2034 | Economic | GWh | Before Competition Groups | 74.9868 | 0 | 0 | 13435.8223 | 0.0055811 | 26 | Residential_2034_Economic_GWh_Before Competition Groups_26 | Ceiling Insulation | 0.5581% | 0 | 74.9868 | Residential_2034_Economic_GWh_Before Competition Groups_Ceiling Insulation
Residential | Res ¦ Networked/ Connected - Indoor LED Luminaire | 2034 | Technical | GWh | Before Competition Groups | 111.6625 | 0 | 0 | 20128.4042 | 0.0055475 | 35 | Residential_2034_Technical_GWh_Before Competition Groups_35 | Networked/ Connected - Indoor LED Luminaire | 0.5548% | 0 | 111.6625 | Residential_2034_Technical_GWh_Before Competition Groups_Networked/ Connected - Indoor LED Luminaire
Residential | Res ¦ Variable Refrigerant Flow Heat Pump | 2034 | Technical | GWh | Before Competition Groups | 109.5418 | 0 | 0 | 20128.4042 | 0.0054422 | 36 | Residential_2034_Technical_GWh_Before Competition Groups_36 | Variable Refrigerant Flow Heat Pump | 0.5442% | 0 | 109.5418 | Residential_2034_Technical_GWh_Before Competition Groups_Variable Refrigerant Flow Heat Pump
Residential | Res ¦ Energy Star Windows | 2034 | Achievable | GWh | Before Competition Groups | 30.4939 | 0 | 0 | 5687.4355 | 0.0053616 | 31 | Residential_2034_Achievable_GWh_Before Competition Groups_31 | Energy Star Windows | 0.5362% | 0 | 30.4939 | Residential_2034_Achievable_GWh_Before Competition Groups_Energy Star Windows
Residential | Res ¦ Occupancy Sensors MF | 2034 | Technical | GWh | Before Competition Groups | 107.192 | 0 | 0 | 20128.4042 | 0.0053254 | 37 | Residential_2034_Technical_GWh_Before Competition Groups_37 | Occupancy Sensors MF | 0.5325% | 0 | 107.192 | Residential_2034_Technical_GWh_Before Competition Groups_Occupancy Sensors MF
Residential | Res ¦ Outside Air Economizer | 2034 | Achievable | GWh | Before Competition Groups | 30.1946 | 0 | 0 | 5687.4355 | 0.005309 | 32 | Residential_2034_Achievable_GWh_Before Competition Groups_32 | Outside Air Economizer | 0.5309% | 0 | 30.1946 | Residential_2034_Achievable_GWh_Before Competition Groups_Outside Air Economizer
Residential | Res ¦ Clothes Drying Racks | 2034 | Economic | GWh | Before Competition Groups | 70.9486 | 0 | 0 | 13435.8223 | 0.0052806 | 27 | Residential_2034_Economic_GWh_Before Competition Groups_27 | Clothes Drying Racks | 0.5281% | 0 | 70.9486 | Residential_2034_Economic_GWh_Before Competition Groups_Clothes Drying Racks
Residential | Res ¦ LED Parking Lot Fixture | 2034 | Technical | GWh | Before Competition Groups | 104.768 | 0 | 0 | 20128.4042 | 0.005205 | 38 | Residential_2034_Technical_GWh_Before Competition Groups_38 | LED Parking Lot Fixture | 0.5205% | 0 | 104.768 | Residential_2034_Technical_GWh_Before Competition Groups_LED Parking Lot Fixture
Residential | Res ¦ Radiant Barrier | 2034 | Economic | GWh | Before Competition Groups | 69.7994 | 0 | 0 | 13435.8223 | 0.005195 | 28 | Residential_2034_Economic_GWh_Before Competition Groups_28 | Radiant Barrier | 0.5195% | 0 | 69.7994 | Residential_2034_Economic_GWh_Before Competition Groups_Radiant Barrier
Residential | Res ¦ Solar Powered Attic Fan | 2034 | Technical | GWh | Before Competition Groups | 103.9794 | 0 | 0 | 20128.4042 | 0.0051658 | 39 | Residential_2034_Technical_GWh_Before Competition Groups_39 | Solar Powered Attic Fan | 0.5166% | 0 | 103.9794 | Residential_2034_Technical_GWh_Before Competition Groups_Solar Powered Attic Fan
Residential | Res ¦ Radiant Barrier | 2034 | Technical | GWh | Before Competition Groups | 103.6253 | 0 | 0 | 20128.4042 | 0.0051482 | 40 | Residential_2034_Technical_GWh_Before Competition Groups_40 | Radiant Barrier | 0.5148% | 0 | 103.6253 | Residential_2034_Technical_GWh_Before Competition Groups_Radiant Barrier
Residential | Res ¦ Energy Star Freezer | 2034 | Achievable | GWh | Before Competition Groups | 28.9502 | 0 | 0 | 5687.4355 | 0.0050902 | 33 | Residential_2034_Achievable_GWh_Before Competition Groups_33 | Energy Star Freezer | 0.509% | 0 | 28.9502 | Residential_2034_Achievable_GWh_Before Competition Groups_Energy Star Freezer
Residential | Res ¦ Freezer Recycling | 2034 | Economic | GWh | Before Competition Groups | 68.1749 | 0 | 0 | 13435.8223 | 0.0050741 | 29 | Residential_2034_Economic_GWh_Before Competition Groups_29 | Freezer Recycling | 0.5074% | 0 | 68.1749 | Residential_2034_Economic_GWh_Before Competition Groups_Freezer Recycling
Residential | Res ¦ Duct Insulation | 2034 | Economic | GWh | Before Competition Groups | 66.2144 | 0 | 0 | 13435.8223 | 0.0049282 | 30 | Residential_2034_Economic_GWh_Before Competition Groups_30 | Duct Insulation | 0.4928% | 0 | 66.2144 | Residential_2034_Economic_GWh_Before Competition Groups_Duct Insulation
Residential | Res ¦ Energy Star Windows | 2034 | Economic | GWh | Before Competition Groups | 65.4744 | 0 | 0 | 13435.8223 | 0.0048731 | 31 | Residential_2034_Economic_GWh_Before Competition Groups_31 | Energy Star Windows | 0.4873% | 0 | 65.4744 | Residential_2034_Economic_GWh_Before Competition Groups_Energy Star Windows
Residential | Res ¦ Furnace with ECM | 2034 | Achievable | GWh | Before Competition Groups | 27.355 | 0 | 0 | 5687.4355 | 0.0048097 | 34 | Residential_2034_Achievable_GWh_Before Competition Groups_34 | Furnace with ECM | 0.481% | 0 | 27.355 | Residential_2034_Achievable_GWh_Before Competition Groups_Furnace with ECM
Residential | Res ¦ LED Downlight | 2034 | Technical | GWh | Before Competition Groups | 91.0014 | 0 | 0 | 20128.4042 | 0.004521 | 41 | Residential_2034_Technical_GWh_Before Competition Groups_41 | LED Downlight | 0.4521% | 0 | 91.0014 | Residential_2034_Technical_GWh_Before Competition Groups_LED Downlight
Residential | Res ¦ Basement or Crawlspace Insulation | 2034 | Economic | GWh | Before Competition Groups | 60.1578 | 0 | 0 | 13435.8223 | 0.0044774 | 32 | Residential_2034_Economic_GWh_Before Competition Groups_32 | Basement or Crawlspace Insulation | 0.4477% | 0 | 60.1578 | Residential_2034_Economic_GWh_Before Competition Groups_Basement or Crawlspace Insulation
Residential | Res ¦ Air Source Heat Pump | 2034 | Technical | GWh | Before Competition Groups | 86.3503 | 0 | 0 | 20128.4042 | 0.00429 | 42 | Residential_2034_Technical_GWh_Before Competition Groups_42 | Air Source Heat Pump | 0.429% | 0 | 86.3503 | Residential_2034_Technical_GWh_Before Competition Groups_Air Source Heat Pump
Residential | Res ¦ Wall Insulation | 2034 | Economic | GWh | Before Competition Groups | 55.9262 | 0 | 0 | 13435.8223 | 0.0041625 | 33 | Residential_2034_Economic_GWh_Before Competition Groups_33 | Wall Insulation | 0.4162% | 0 | 55.9262 | Residential_2034_Economic_GWh_Before Competition Groups_Wall Insulation
Residential | Res ¦ Floor Insulation | 2034 | Economic | GWh | Before Competition Groups | 54.457 | 0 | 0 | 13435.8223 | 0.0040531 | 34 | Residential_2034_Economic_GWh_Before Competition Groups_34 | Floor Insulation | 0.4053% | 0 | 54.457 | Residential_2034_Economic_GWh_Before Competition Groups_Floor Insulation
Residential | Res ¦ Ceiling Insulation | 2034 | Technical | GWh | Before Competition Groups | 80.966 | 0 | 0 | 20128.4042 | 0.0040225 | 43 | Residential_2034_Technical_GWh_Before Competition Groups_43 | Ceiling Insulation | 0.4022% | 0 | 80.966 | Residential_2034_Technical_GWh_Before Competition Groups_Ceiling Insulation
Residential | Res ¦ Window Film | 2034 | Technical | GWh | Before Competition Groups | 80.7229 | 0 | 0 | 20128.4042 | 0.0040104 | 44 | Residential_2034_Technical_GWh_Before Competition Groups_44 | Window Film | 0.401% | 0 | 80.7229 | Residential_2034_Technical_GWh_Before Competition Groups_Window Film
Residential | Res ¦ Energy Star Ceiling Fan/Lighting | 2034 | Technical | GWh | Before Competition Groups | 80.2837 | 0 | 0 | 20128.4042 | 0.0039886 | 45 | Residential_2034_Technical_GWh_Before Competition Groups_45 | Energy Star Ceiling Fan/Lighting | 0.3989% | 0 | 80.2837 | Residential_2034_Technical_GWh_Before Competition Groups_Energy Star Ceiling Fan/Lighting
Residential | Res ¦ Refrigerator Recycling | 2034 | Technical | GWh | Before Competition Groups | 77.7052 | 0 | 0 | 20128.4042 | 0.0038605 | 46 | Residential_2034_Technical_GWh_Before Competition Groups_46 | Refrigerator Recycling | 0.386% | 0 | 77.7052 | Residential_2034_Technical_GWh_Before Competition Groups_Refrigerator Recycling
Residential | Res ¦ LED Tube Re-Lamp | 2034 | Achievable | GWh | Before Competition Groups | 21.4014 | 0 | 0 | 5687.4355 | 0.0037629 | 35 | Residential_2034_Achievable_GWh_Before Competition Groups_35 | LED Tube Re-Lamp | 0.3763% | 0 | 21.4014 | Residential_2034_Achievable_GWh_Before Competition Groups_LED Tube Re-Lamp
Residential | Res ¦ LED Exterior Area Lights - LED Fixture (200W) | 2034 | Economic | GWh | Before Competition Groups | 49.3012 | 0 | 0 | 13435.8223 | 0.0036694 | 35 | Residential_2034_Economic_GWh_Before Competition Groups_35 | LED Exterior Area Lights - LED Fixture (200W) | 0.3669% | 0 | 49.3012 | Residential_2034_Economic_GWh_Before Competition Groups_LED Exterior Area Lights - LED Fixture (200W)
Residential | Res ¦ Home Energy Reports | 2034 | Technical | GWh | Before Competition Groups | 73.5753 | 0 | 0 | 20128.4042 | 0.0036553 | 47 | Residential_2034_Technical_GWh_Before Competition Groups_47 | Home Energy Reports | 0.3655% | 0 | 73.5753 | Residential_2034_Technical_GWh_Before Competition Groups_Home Energy Reports
Residential | Res ¦ Energy Star Freezer | 2034 | Technical | GWh | Before Competition Groups | 71.74 | 0 | 0 | 20128.4042 | 0.0035641 | 48 | Residential_2034_Technical_GWh_Before Competition Groups_48 | Energy Star Freezer | 0.3564% | 0 | 71.74 | Residential_2034_Technical_GWh_Before Competition Groups_Energy Star Freezer
Residential | Res ¦ Clothes Drying Racks | 2034 | Technical | GWh | Before Competition Groups | 70.9486 | 0 | 0 | 20128.4042 | 0.0035248 | 49 | Residential_2034_Technical_GWh_Before Competition Groups_49 | Clothes Drying Racks | 0.3525% | 0 | 70.9486 | Residential_2034_Technical_GWh_Before Competition Groups_Clothes Drying Racks
Residential | Res ¦ Minimize Hot and Warm Clothes Wash | 2034 | Achievable | GWh | Before Competition Groups | 19.959 | 0 | 0 | 5687.4355 | 0.0035093 | 36 | Residential_2034_Achievable_GWh_Before Competition Groups_36 | Minimize Hot and Warm Clothes Wash | 0.3509% | 0 | 19.959 | Residential_2034_Achievable_GWh_Before Competition Groups_Minimize Hot and Warm Clothes Wash
Residential | Res ¦ Freezer Recycling | 2034 | Technical | GWh | Before Competition Groups | 68.1749 | 0 | 0 | 20128.4042 | 0.003387 | 50 | Residential_2034_Technical_GWh_Before Competition Groups_50 | Freezer Recycling | 0.3387% | 0 | 68.1749 | Residential_2034_Technical_GWh_Before Competition Groups_Freezer Recycling
Residential | Res ¦ Duct Insulation | 2034 | Technical | GWh | Before Competition Groups | 67.5098 | 0 | 0 | 20128.4042 | 0.003354 | 51 | Residential_2034_Technical_GWh_Before Competition Groups_51 | Duct Insulation | 0.3354% | 0 | 67.5098 | Residential_2034_Technical_GWh_Before Competition Groups_Duct Insulation
Residential | Res ¦ Advanced BAS/Controllers | 2034 | Economic | GWh | Before Competition Groups | 44.1589 | 0 | 0 | 13435.8223 | 0.0032867 | 36 | Residential_2034_Economic_GWh_Before Competition Groups_36 | Advanced BAS/Controllers | 0.3287% | 0 | 44.1589 | Residential_2034_Economic_GWh_Before Competition Groups_Advanced BAS/Controllers
Residential | Res ¦ ENERGY STAR LED LAMPS (REFLECTOR LAMPs/MR16/PAR 16) | 2034 | Achievable | GWh | Before Competition Groups | 18.1839 | 0 | 0 | 5687.4355 | 0.0031972 | 37 | Residential_2034_Achievable_GWh_Before Competition Groups_37 | ENERGY STAR LED LAMPS (REFLECTOR LAMPs/MR16/PAR 16) | 0.3197% | 0 | 18.1839 | Residential_2034_Achievable_GWh_Before Competition Groups_ENERGY STAR LED LAMPS (REFLECTOR LAMPs/MR16/PAR 16)
Residential | Res ¦ INTEGRAL LED TROFFERS | 2034 | Technical | GWh | Before Competition Groups | 58.7137 | 0 | 0 | 20128.4042 | 0.002917 | 52 | Residential_2034_Technical_GWh_Before Competition Groups_52 | INTEGRAL LED TROFFERS | 0.2917% | 0 | 58.7137 | Residential_2034_Technical_GWh_Before Competition Groups_INTEGRAL LED TROFFERS
Residential | Res ¦ Heat Pump Water Heater | 2034 | Technical | GWh | Before Competition Groups | 57.3769 | 0 | 0 | 20128.4042 | 0.0028505 | 53 | Residential_2034_Technical_GWh_Before Competition Groups_53 | Heat Pump Water Heater | 0.2851% | 0 | 57.3769 | Residential_2034_Technical_GWh_Before Competition Groups_Heat Pump Water Heater
Residential | Res ¦ CO Sensors for parking garage exhaust fans | 2034 | Achievable | GWh | Before Competition Groups | 16.0494 | 0 | 0 | 5687.4355 | 0.0028219 | 38 | Residential_2034_Achievable_GWh_Before Competition Groups_38 | CO Sensors for parking garage exhaust fans | 0.2822% | 0 | 16.0494 | Residential_2034_Achievable_GWh_Before Competition Groups_CO Sensors for parking garage exhaust fans
Residential | Res ¦ Minimize Hot and Warm Clothes Wash | 2034 | Economic | GWh | Before Competition Groups | 37.7851 | 0 | 0 | 13435.8223 | 0.0028123 | 37 | Residential_2034_Economic_GWh_Before Competition Groups_37 | Minimize Hot and Warm Clothes Wash | 0.2812% | 0 | 37.7851 | Residential_2034_Economic_GWh_Before Competition Groups_Minimize Hot and Warm Clothes Wash
Residential | Res ¦ Furnace Whistle | 2034 | Economic | GWh | Before Competition Groups | 37.0043 | 0 | 0 | 13435.8223 | 0.0027542 | 38 | Residential_2034_Economic_GWh_Before Competition Groups_38 | Furnace Whistle | 0.2754% | 0 | 37.0043 | Residential_2034_Economic_GWh_Before Competition Groups_Furnace Whistle
Residential | Res ¦ Floor Insulation | 2034 | Technical | GWh | Before Competition Groups | 54.457 | 0 | 0 | 20128.4042 | 0.0027055 | 54 | Residential_2034_Technical_GWh_Before Competition Groups_54 | Floor Insulation | 0.2705% | 0 | 54.457 | Residential_2034_Technical_GWh_Before Competition Groups_Floor Insulation
Residential | Res ¦ Variable Frequency Drive (VFD) | 2034 | Achievable | GWh | Before Competition Groups | 15.3186 | 0 | 0 | 5687.4355 | 0.0026934 | 39 | Residential_2034_Achievable_GWh_Before Competition Groups_39 | Variable Frequency Drive (VFD) | 0.2693% | 0 | 15.3186 | Residential_2034_Achievable_GWh_Before Competition Groups_Variable Frequency Drive (VFD)
Residential | Res ¦ Heat Recovery Ventilator | 2034 | Economic | GWh | Before Competition Groups | 35.5796 | 0 | 0 | 13435.8223 | 0.0026481 | 39 | Residential_2034_Economic_GWh_Before Competition Groups_39 | Heat Recovery Ventilator | 0.2648% | 0 | 35.5796 | Residential_2034_Economic_GWh_Before Competition Groups_Heat Recovery Ventilator
Residential | Res ¦ Duct Insulation | 2034 | Achievable | GWh | Before Competition Groups | 14.8934 | 0 | 0 | 5687.4355 | 0.0026186 | 40 | Residential_2034_Achievable_GWh_Before Competition Groups_40 | Duct Insulation | 0.2619% | 0 | 14.8934 | Residential_2034_Achievable_GWh_Before Competition Groups_Duct Insulation
Residential | Res ¦ Tankless Water Heater | 2034 | Technical | GWh | Before Competition Groups | 51.9169 | 0 | 0 | 20128.4042 | 0.0025793 | 55 | Residential_2034_Technical_GWh_Before Competition Groups_55 | Tankless Water Heater | 0.2579% | 0 | 51.9169 | Residential_2034_Technical_GWh_Before Competition Groups_Tankless Water Heater
Residential | Res ¦ Early Hot Water Heater Replacement | 2034 | Economic | GWh | Before Competition Groups | 33.6007 | 0 | 0 | 13435.8223 | 0.0025008 | 40 | Residential_2034_Economic_GWh_Before Competition Groups_40 | Early Hot Water Heater Replacement | 0.2501% | 0 | 33.6007 | Residential_2034_Economic_GWh_Before Competition Groups_Early Hot Water Heater Replacement
Residential | Res ¦ LED Exterior Area Lights - LED Fixture (200W) | 2034 | Technical | GWh | Before Competition Groups | 49.3012 | 0 | 0 | 20128.4042 | 0.0024493 | 56 | Residential_2034_Technical_GWh_Before Competition Groups_56 | LED Exterior Area Lights - LED Fixture (200W) | 0.2449% | 0 | 49.3012 | Residential_2034_Technical_GWh_Before Competition Groups_LED Exterior Area Lights - LED Fixture (200W)
Residential | Res ¦ High Efficiency Chiller (avg of water and air cooled) | 2034 | Achievable | GWh | Before Competition Groups | 13.6153 | 0 | 0 | 5687.4355 | 0.0023939 | 41 | Residential_2034_Achievable_GWh_Before Competition Groups_41 | High Efficiency Chiller (avg of water and air cooled) | 0.2394% | 0 | 13.6153 | Residential_2034_Achievable_GWh_Before Competition Groups_High Efficiency Chiller (avg of water and air cooled)
Residential | Res ¦ Outside Air Economizer | 2034 | Economic | GWh | Before Competition Groups | 31.3589 | 0 | 0 | 13435.8223 | 0.002334 | 41 | Residential_2034_Economic_GWh_Before Competition Groups_41 | Outside Air Economizer | 0.2334% | 0 | 31.3589 | Residential_2034_Economic_GWh_Before Competition Groups_Outside Air Economizer
Residential | Res ¦ Dehumidifier Recycling | 2034 | Technical | GWh | Before Competition Groups | 46.8233 | 0 | 0 | 20128.4042 | 0.0023262 | 57 | Residential_2034_Technical_GWh_Before Competition Groups_57 | Dehumidifier Recycling | 0.2326% | 0 | 46.8233 | Residential_2034_Technical_GWh_Before Competition Groups_Dehumidifier Recycling
Residential | Res ¦ Tankless Water Heater | 2034 | Economic | GWh | Before Competition Groups | 30.9439 | 0 | 0 | 13435.8223 | 0.0023031 | 42 | Residential_2034_Economic_GWh_Before Competition Groups_42 | Tankless Water Heater | 0.2303% | 0 | 30.9439 | Residential_2034_Economic_GWh_Before Competition Groups_Tankless Water Heater
Residential | Res ¦ Duct Insulation MF | 2034 | Economic | GWh | Before Competition Groups | 30.4194 | 0 | 0 | 13435.8223 | 0.0022641 | 43 | Residential_2034_Economic_GWh_Before Competition Groups_43 | Duct Insulation MF | 0.2264% | 0 | 30.4194 | Residential_2034_Economic_GWh_Before Competition Groups_Duct Insulation MF
Residential | Res ¦ Central Lighting Control System | 2034 | Technical | GWh | Before Competition Groups | 44.9968 | 0 | 0 | 20128.4042 | 0.0022355 | 58 | Residential_2034_Technical_GWh_Before Competition Groups_58 | Central Lighting Control System | 0.2235% | 0 | 44.9968 | Residential_2034_Technical_GWh_Before Competition Groups_Central Lighting Control System
Residential | Res ¦ Floor Insulation | 2034 | Achievable | GWh | Before Competition Groups | 12.5223 | 0 | 0 | 5687.4355 | 0.0022017 | 42 | Residential_2034_Achievable_GWh_Before Competition Groups_42 | Floor Insulation | 0.2202% | 0 | 12.5223 | Residential_2034_Achievable_GWh_Before Competition Groups_Floor Insulation
Residential | Res ¦ Advanced BAS/Controllers | 2034 | Technical | GWh | Before Competition Groups | 44.1589 | 0 | 0 | 20128.4042 | 0.0021939 | 59 | Residential_2034_Technical_GWh_Before Competition Groups_59 | Advanced BAS/Controllers | 0.2194% | 0 | 44.1589 | Residential_2034_Technical_GWh_Before Competition Groups_Advanced BAS/Controllers
Residential | Res ¦ Tankless Water Heater | 2034 | Achievable | GWh | Before Competition Groups | 11.9895 | 0 | 0 | 5687.4355 | 0.0021081 | 43 | Residential_2034_Achievable_GWh_Before Competition Groups_43 | Tankless Water Heater | 0.2108% | 0 | 11.9895 | Residential_2034_Achievable_GWh_Before Competition Groups_Tankless Water Heater
Residential | Res ¦ Demand Control Ventilation | 2034 | Achievable | GWh | Before Competition Groups | 11.7811 | 0 | 0 | 5687.4355 | 0.0020714 | 44 | Residential_2034_Achievable_GWh_Before Competition Groups_44 | Demand Control Ventilation | 0.2071% | 0 | 11.7811 | Residential_2034_Achievable_GWh_Before Competition Groups_Demand Control Ventilation
Residential | Res ¦ Energy Star Dehumidifier | 2034 | Economic | GWh | Before Competition Groups | 27.5269 | 0 | 0 | 13435.8223 | 0.0020488 | 44 | Residential_2034_Economic_GWh_Before Competition Groups_44 | Energy Star Dehumidifier | 0.2049% | 0 | 27.5269 | Residential_2034_Economic_GWh_Before Competition Groups_Energy Star Dehumidifier
Residential | Res ¦ Home Energy Reports | 2034 | Achievable | GWh | Before Competition Groups | 11.3277 | 0 | 0 | 5687.4355 | 0.0019917 | 45 | Residential_2034_Achievable_GWh_Before Competition Groups_45 | Home Energy Reports | 0.1992% | 0 | 11.3277 | Residential_2034_Achievable_GWh_Before Competition Groups_Home Energy Reports
Residential | Res ¦ Water Heater Temperature Setback | 2034 | Achievable | GWh | Before Competition Groups | 11.3201 | 0 | 0 | 5687.4355 | 0.0019904 | 46 | Residential_2034_Achievable_GWh_Before Competition Groups_46 | Water Heater Temperature Setback | 0.199% | 0 | 11.3201 | Residential_2034_Achievable_GWh_Before Competition Groups_Water Heater Temperature Setback
Residential | Res ¦ Minimize Hot and Warm Clothes Wash | 2034 | Technical | GWh | Before Competition Groups | 37.7851 | 0 | 0 | 20128.4042 | 0.0018772 | 60 | Residential_2034_Technical_GWh_Before Competition Groups_60 | Minimize Hot and Warm Clothes Wash | 0.1877% | 0 | 37.7851 | Residential_2034_Technical_GWh_Before Competition Groups_Minimize Hot and Warm Clothes Wash
Residential | Res ¦ Furnace Whistle | 2034 | Technical | GWh | Before Competition Groups | 37.0043 | 0 | 0 | 20128.4042 | 0.0018384 | 61 | Residential_2034_Technical_GWh_Before Competition Groups_61 | Furnace Whistle | 0.1838% | 0 | 37.0043 | Residential_2034_Technical_GWh_Before Competition Groups_Furnace Whistle
Residential | Res ¦ Heat Recovery Ventilator | 2034 | Technical | GWh | Before Competition Groups | 36.7793 | 0 | 0 | 20128.4042 | 0.0018272 | 62 | Residential_2034_Technical_GWh_Before Competition Groups_62 | Heat Recovery Ventilator | 0.1827% | 0 | 36.7793 | Residential_2034_Technical_GWh_Before Competition Groups_Heat Recovery Ventilator
Residential | Res ¦ LED Tube Re-Lamp | 2034 | Technical | GWh | Before Competition Groups | 35.3123 | 0 | 0 | 20128.4042 | 0.0017544 | 63 | Residential_2034_Technical_GWh_Before Competition Groups_63 | LED Tube Re-Lamp | 0.1754% | 0 | 35.3123 | Residential_2034_Technical_GWh_Before Competition Groups_LED Tube Re-Lamp
Residential | Res ¦ Energy Star Freezer | 2034 | Economic | GWh | Before Competition Groups | 23.1205 | 0 | 0 | 13435.8223 | 0.0017208 | 45 | Residential_2034_Economic_GWh_Before Competition Groups_45 | Energy Star Freezer | 0.1721% | 0 | 23.1205 | Residential_2034_Economic_GWh_Before Competition Groups_Energy Star Freezer
Residential | Res ¦ LED Tube Re-Lamp | 2034 | Economic | GWh | Before Competition Groups | 22.5733 | 0 | 0 | 13435.8223 | 0.0016801 | 46 | Residential_2034_Economic_GWh_Before Competition Groups_46 | LED Tube Re-Lamp | 0.168% | 0 | 22.5733 | Residential_2034_Economic_GWh_Before Competition Groups_LED Tube Re-Lamp
Residential | Res ¦ Drain Water Heat Recovery | 2034 | Economic | GWh | Before Competition Groups | 22.5548 | 0 | 0 | 13435.8223 | 0.0016787 | 47 | Residential_2034_Economic_GWh_Before Competition Groups_47 | Drain Water Heat Recovery | 0.1679% | 0 | 22.5548 | Residential_2034_Economic_GWh_Before Competition Groups_Drain Water Heat Recovery
Residential | Res ¦ Early Hot Water Heater Replacement | 2034 | Technical | GWh | Before Competition Groups | 33.6007 | 0 | 0 | 20128.4042 | 0.0016693 | 64 | Residential_2034_Technical_GWh_Before Competition Groups_64 | Early Hot Water Heater Replacement | 0.1669% | 0 | 33.6007 | Residential_2034_Technical_GWh_Before Competition Groups_Early Hot Water Heater Replacement
Residential | Res ¦ Home Energy Reports | 2034 | Economic | GWh | Before Competition Groups | 22.2278 | 0 | 0 | 13435.8223 | 0.0016544 | 48 | Residential_2034_Economic_GWh_Before Competition Groups_48 | Home Energy Reports | 0.1654% | 0 | 22.2278 | Residential_2034_Economic_GWh_Before Competition Groups_Home Energy Reports
Residential | Res ¦ Condensing Make Up Air Unit | 2034 | Achievable | GWh | Before Competition Groups | 9.3628 | 0 | 0 | 5687.4355 | 0.0016462 | 47 | Residential_2034_Achievable_GWh_Before Competition Groups_47 | Condensing Make Up Air Unit | 0.1646% | 0 | 9.3628 | Residential_2034_Achievable_GWh_Before Competition Groups_Condensing Make Up Air Unit
Residential | Res ¦ Wall Insulation | 2034 | Achievable | GWh | Before Competition Groups | 9.3438 | 0 | 0 | 5687.4355 | 0.0016429 | 48 | Residential_2034_Achievable_GWh_Before Competition Groups_48 | Wall Insulation | 0.1643% | 0 | 9.3438 | Residential_2034_Achievable_GWh_Before Competition Groups_Wall Insulation
Residential | Res ¦ Outside Air Economizer | 2034 | Technical | GWh | Before Competition Groups | 31.3589 | 0 | 0 | 20128.4042 | 0.0015579 | 65 | Residential_2034_Technical_GWh_Before Competition Groups_65 | Outside Air Economizer | 0.1558% | 0 | 31.3589 | Residential_2034_Technical_GWh_Before Competition Groups_Outside Air Economizer
Residential | Res ¦ Early Hot Water Heater Replacement | 2034 | Achievable | GWh | Before Competition Groups | 8.6833 | 0 | 0 | 5687.4355 | 0.0015268 | 49 | Residential_2034_Achievable_GWh_Before Competition Groups_49 | Early Hot Water Heater Replacement | 0.1527% | 0 | 8.6833 | Residential_2034_Achievable_GWh_Before Competition Groups_Early Hot Water Heater Replacement
Residential | Res ¦ Demand Control Ventilation | 2034 | Economic | GWh | Before Competition Groups | 20.3085 | 0 | 0 | 13435.8223 | 0.0015115 | 49 | Residential_2034_Economic_GWh_Before Competition Groups_49 | Demand Control Ventilation | 0.1512% | 0 | 20.3085 | Residential_2034_Economic_GWh_Before Competition Groups_Demand Control Ventilation
Residential | Res ¦ Duct Insulation MF | 2034 | Technical | GWh | Before Competition Groups | 30.4194 | 0 | 0 | 20128.4042 | 0.0015113 | 66 | Residential_2034_Technical_GWh_Before Competition Groups_66 | Duct Insulation MF | 0.1511% | 0 | 30.4194 | Residential_2034_Technical_GWh_Before Competition Groups_Duct Insulation MF
Residential | Res ¦ CO Sensors for parking garage exhaust fans | 2034 | Economic | GWh | Before Competition Groups | 19.785 | 0 | 0 | 13435.8223 | 0.0014726 | 50 | Residential_2034_Economic_GWh_Before Competition Groups_50 | CO Sensors for parking garage exhaust fans | 0.1473% | 0 | 19.785 | Residential_2034_Economic_GWh_Before Competition Groups_CO Sensors for parking garage exhaust fans
Residential | Res ¦ Variable Refrigerant Flow Heat Pump | 2034 | Achievable | GWh | Before Competition Groups | 8.3699 | 0 | 0 | 5687.4355 | 0.0014716 | 50 | Residential_2034_Achievable_GWh_Before Competition Groups_50 | Variable Refrigerant Flow Heat Pump | 0.1472% | 0 | 8.3699 | Residential_2034_Achievable_GWh_Before Competition Groups_Variable Refrigerant Flow Heat Pump
Residential | Res ¦ ENERGY STAR LED LAMPS (REFLECTOR LAMPs/MR16/PAR 16) | 2034 | Economic | GWh | Before Competition Groups | 19.1367 | 0 | 0 | 13435.8223 | 0.0014243 | 51 | Residential_2034_Economic_GWh_Before Competition Groups_51 | ENERGY STAR LED LAMPS (REFLECTOR LAMPs/MR16/PAR 16) | 0.1424% | 0 | 19.1367 | Residential_2034_Economic_GWh_Before Competition Groups_ENERGY STAR LED LAMPS (REFLECTOR LAMPs/MR16/PAR 16)
Residential | Res ¦ Solar Water Heating System | 2034 | Technical | GWh | Before Competition Groups | 28.2902 | 0 | 0 | 20128.4042 | 0.0014055 | 67 | Residential_2034_Technical_GWh_Before Competition Groups_67 | Solar Water Heating System | 0.1405% | 0 | 28.2902 | Residential_2034_Technical_GWh_Before Competition Groups_Solar Water Heating System
Residential | Res ¦ Central Air Conditioner Maintenance | 2034 | Technical | GWh | Before Competition Groups | 27.6621 | 0 | 0 | 20128.4042 | 0.0013743 | 68 | Residential_2034_Technical_GWh_Before Competition Groups_68 | Central Air Conditioner Maintenance | 0.1374% | 0 | 27.6621 | Residential_2034_Technical_GWh_Before Competition Groups_Central Air Conditioner Maintenance
Residential | Res ¦ Energy Star Dehumidifier | 2034 | Technical | GWh | Before Competition Groups | 27.5269 | 0 | 0 | 20128.4042 | 0.0013676 | 69 | Residential_2034_Technical_GWh_Before Competition Groups_69 | Energy Star Dehumidifier | 0.1368% | 0 | 27.5269 | Residential_2034_Technical_GWh_Before Competition Groups_Energy Star Dehumidifier
Residential | Res ¦ High Efficiency Storage Water Heater | 2034 | Technical | GWh | Before Competition Groups | 24.9439 | 0 | 0 | 20128.4042 | 0.0012392 | 70 | Residential_2034_Technical_GWh_Before Competition Groups_70 | High Efficiency Storage Water Heater | 0.1239% | 0 | 24.9439 | Residential_2034_Technical_GWh_Before Competition Groups_High Efficiency Storage Water Heater
Residential | Res ¦ Drain Water Heat Recovery | 2034 | Achievable | GWh | Before Competition Groups | 6.8113 | 0 | 0 | 5687.4355 | 0.0011976 | 51 | Residential_2034_Achievable_GWh_Before Competition Groups_51 | Drain Water Heat Recovery | 0.1198% | 0 | 6.8113 | Residential_2034_Achievable_GWh_Before Competition Groups_Drain Water Heat Recovery
Residential | Res ¦ Variable Frequency Drive (VFD) | 2034 | Economic | GWh | Before Competition Groups | 15.956 | 0 | 0 | 13435.8223 | 0.0011876 | 52 | Residential_2034_Economic_GWh_Before Competition Groups_52 | Variable Frequency Drive (VFD) | 0.1188% | 0 | 15.956 | Residential_2034_Economic_GWh_Before Competition Groups_Variable Frequency Drive (VFD)
Residential | Res ¦ Energy Star Dishwasher | 2034 | Technical | GWh | Before Competition Groups | 23.6584 | 0 | 0 | 20128.4042 | 0.0011754 | 71 | Residential_2034_Technical_GWh_Before Competition Groups_71 | Energy Star Dishwasher | 0.1175% | 0 | 23.6584 | Residential_2034_Technical_GWh_Before Competition Groups_Energy Star Dishwasher
Residential | Res ¦ Condensing Make Up Air Unit | 2034 | Economic | GWh | Before Competition Groups | 15.7144 | 0 | 0 | 13435.8223 | 0.0011696 | 53 | Residential_2034_Economic_GWh_Before Competition Groups_53 | Condensing Make Up Air Unit | 0.117% | 0 | 15.7144 | Residential_2034_Economic_GWh_Before Competition Groups_Condensing Make Up Air Unit
Residential | Res ¦ High Efficiency Chiller (avg of water and air cooled) | 2034 | Economic | GWh | Before Competition Groups | 15.1514 | 0 | 0 | 13435.8223 | 0.0011277 | 54 | Residential_2034_Economic_GWh_Before Competition Groups_54 | High Efficiency Chiller (avg of water and air cooled) | 0.1128% | 0 | 15.1514 | Residential_2034_Economic_GWh_Before Competition Groups_High Efficiency Chiller (avg of water and air cooled)
Residential | Res ¦ Drain Water Heat Recovery | 2034 | Technical | GWh | Before Competition Groups | 22.5548 | 0 | 0 | 20128.4042 | 0.0011205 | 72 | Residential_2034_Technical_GWh_Before Competition Groups_72 | Drain Water Heat Recovery | 0.1121% | 0 | 22.5548 | Residential_2034_Technical_GWh_Before Competition Groups_Drain Water Heat Recovery
Residential | Res ¦ Duct Insulation MF | 2034 | Achievable | GWh | Before Competition Groups | 5.7584 | 0 | 0 | 5687.4355 | 0.0010125 | 52 | Residential_2034_Achievable_GWh_Before Competition Groups_52 | Duct Insulation MF | 0.1012% | 0 | 5.7584 | Residential_2034_Achievable_GWh_Before Competition Groups_Duct Insulation MF
Residential | Res ¦ Demand Control Ventilation | 2034 | Technical | GWh | Before Competition Groups | 20.3085 | 0 | 0 | 20128.4042 | 0.0010089 | 73 | Residential_2034_Technical_GWh_Before Competition Groups_73 | Demand Control Ventilation | 0.1009% | 0 | 20.3085 | Residential_2034_Technical_GWh_Before Competition Groups_Demand Control Ventilation
Residential | Res ¦ CO Sensors for parking garage exhaust fans | 2034 | Technical | GWh | Before Competition Groups | 19.785 | 0 | 0 | 20128.4042 | 0.00098294 | 74 | Residential_2034_Technical_GWh_Before Competition Groups_74 | CO Sensors for parking garage exhaust fans | 0.09829% | 0 | 19.785 | Residential_2034_Technical_GWh_Before Competition Groups_CO Sensors for parking garage exhaust fans
Residential | Res ¦ Heat Recovery Ventilator | 2034 | Achievable | GWh | Before Competition Groups | 5.4954 | 0 | 0 | 5687.4355 | 0.00096623 | 53 | Residential_2034_Achievable_GWh_Before Competition Groups_53 | Heat Recovery Ventilator | 0.09662% | 0 | 5.4954 | Residential_2034_Achievable_GWh_Before Competition Groups_Heat Recovery Ventilator
Residential | Res ¦ ENERGY STAR LED LAMPS (REFLECTOR LAMPs/MR16/PAR 16) | 2034 | Technical | GWh | Before Competition Groups | 19.1367 | 0 | 0 | 20128.4042 | 0.00095073 | 75 | Residential_2034_Technical_GWh_Before Competition Groups_75 | ENERGY STAR LED LAMPS (REFLECTOR LAMPs/MR16/PAR 16) | 0.09507% | 0 | 19.1367 | Residential_2034_Technical_GWh_Before Competition Groups_ENERGY STAR LED LAMPS (REFLECTOR LAMPs/MR16/PAR 16)
Residential | Res ¦ Water Heater Temperature Setback | 2034 | Economic | GWh | Before Competition Groups | 11.7909 | 0 | 0 | 13435.8223 | 0.00087757 | 55 | Residential_2034_Economic_GWh_Before Competition Groups_55 | Water Heater Temperature Setback | 0.08776% | 0 | 11.7909 | Residential_2034_Economic_GWh_Before Competition Groups_Water Heater Temperature Setback
Residential | Res ¦ Air Source Heat Pump | 2034 | Economic | GWh | Before Competition Groups | 11.5685 | 0 | 0 | 13435.8223 | 0.00086102 | 56 | Residential_2034_Economic_GWh_Before Competition Groups_56 | Air Source Heat Pump | 0.0861% | 0 | 11.5685 | Residential_2034_Economic_GWh_Before Competition Groups_Air Source Heat Pump
Residential | Res ¦ VFD on Pumps | 2034 | Achievable | GWh | Before Competition Groups | 4.7106 | 0 | 0 | 5687.4355 | 0.00082825 | 54 | Residential_2034_Achievable_GWh_Before Competition Groups_54 | VFD on Pumps | 0.08282% | 0 | 4.7106 | Residential_2034_Achievable_GWh_Before Competition Groups_VFD on Pumps
Residential | Res ¦ Radiant Barrier | 2034 | Achievable | GWh | Before Competition Groups | 4.6999 | 0 | 0 | 5687.4355 | 0.00082636 | 55 | Residential_2034_Achievable_GWh_Before Competition Groups_55 | Radiant Barrier | 0.08264% | 0 | 4.6999 | Residential_2034_Achievable_GWh_Before Competition Groups_Radiant Barrier
Residential | Res ¦ Variable Frequency Drive (VFD) | 2034 | Technical | GWh | Before Competition Groups | 15.956 | 0 | 0 | 20128.4042 | 0.00079271 | 76 | Residential_2034_Technical_GWh_Before Competition Groups_76 | Variable Frequency Drive (VFD) | 0.07927% | 0 | 15.956 | Residential_2034_Technical_GWh_Before Competition Groups_Variable Frequency Drive (VFD)
Residential | Res ¦ Basement or Crawlspace Insulation | 2034 | Achievable | GWh | Before Competition Groups | 4.493 | 0 | 0 | 5687.4355 | 0.00078999 | 56 | Residential_2034_Achievable_GWh_Before Competition Groups_56 | Basement or Crawlspace Insulation | 0.079% | 0 | 4.493 | Residential_2034_Achievable_GWh_Before Competition Groups_Basement or Crawlspace Insulation
Residential | Res ¦ Condensing Make Up Air Unit | 2034 | Technical | GWh | Before Competition Groups | 15.7144 | 0 | 0 | 20128.4042 | 0.00078071 | 77 | Residential_2034_Technical_GWh_Before Competition Groups_77 | Condensing Make Up Air Unit | 0.07807% | 0 | 15.7144 | Residential_2034_Technical_GWh_Before Competition Groups_Condensing Make Up Air Unit
Residential | Res ¦ High Efficiency Chiller (avg of water and air cooled) | 2034 | Technical | GWh | Before Competition Groups | 15.1514 | 0 | 0 | 20128.4042 | 0.00075274 | 78 | Residential_2034_Technical_GWh_Before Competition Groups_78 | High Efficiency Chiller (avg of water and air cooled) | 0.07527% | 0 | 15.1514 | Residential_2034_Technical_GWh_Before Competition Groups_High Efficiency Chiller (avg of water and air cooled)
Residential | Res ¦ Heat Pump Water Heater | 2034 | Economic | GWh | Before Competition Groups | 8.2147 | 0 | 0 | 13435.8223 | 0.0006114 | 57 | Residential_2034_Economic_GWh_Before Competition Groups_57 | Heat Pump Water Heater | 0.06114% | 0 | 8.2147 | Residential_2034_Economic_GWh_Before Competition Groups_Heat Pump Water Heater
Residential | Res ¦ Variable Refrigerant Flow Heat Pump | 2034 | Economic | GWh | Before Competition Groups | 7.9579 | 0 | 0 | 13435.8223 | 0.00059229 | 58 | Residential_2034_Economic_GWh_Before Competition Groups_58 | Variable Refrigerant Flow Heat Pump | 0.05923% | 0 | 7.9579 | Residential_2034_Economic_GWh_Before Competition Groups_Variable Refrigerant Flow Heat Pump
Residential | Res ¦ Water Heater Temperature Setback | 2034 | Technical | GWh | Before Competition Groups | 11.7909 | 0 | 0 | 20128.4042 | 0.00058578 | 79 | Residential_2034_Technical_GWh_Before Competition Groups_79 | Water Heater Temperature Setback | 0.05858% | 0 | 11.7909 | Residential_2034_Technical_GWh_Before Competition Groups_Water Heater Temperature Setback
Residential | Res ¦ LED Downlight | 2034 | Economic | GWh | Before Competition Groups | 7.6568 | 0 | 0 | 13435.8223 | 0.00056988 | 59 | Residential_2034_Economic_GWh_Before Competition Groups_59 | LED Downlight | 0.05699% | 0 | 7.6568 | Residential_2034_Economic_GWh_Before Competition Groups_LED Downlight
Residential | Res ¦ ENERGY STAR LED Lamps (General Service Lamps) | 2034 | Achievable | GWh | Before Competition Groups | 3.1596 | 0 | 0 | 5687.4355 | 0.00055555 | 57 | Residential_2034_Achievable_GWh_Before Competition Groups_57 | ENERGY STAR LED Lamps (General Service Lamps) | 0.05555% | 0 | 3.1596 | Residential_2034_Achievable_GWh_Before Competition Groups_ENERGY STAR LED Lamps (General Service Lamps)
Residential | Res ¦ DHW Recirculation Systems | 2034 | Technical | GWh | Before Competition Groups | 10.6224 | 0 | 0 | 20128.4042 | 0.00052773 | 80 | Residential_2034_Technical_GWh_Before Competition Groups_80 | DHW Recirculation Systems | 0.05277% | 0 | 10.6224 | Residential_2034_Technical_GWh_Before Competition Groups_DHW Recirculation Systems
Residential | Res ¦ Air Source Heat Pump Maintenance | 2034 | Technical | GWh | Before Competition Groups | 9.5858 | 0 | 0 | 20128.4042 | 0.00047623 | 81 | Residential_2034_Technical_GWh_Before Competition Groups_81 | Air Source Heat Pump Maintenance | 0.04762% | 0 | 9.5858 | Residential_2034_Technical_GWh_Before Competition Groups_Air Source Heat Pump Maintenance
Residential | Res ¦ ECM MOTORS FOR HVAC APPLICATION (FAN-POWERED VAV BOX) | 2034 | Achievable | GWh | Before Competition Groups | 2.5355 | 0 | 0 | 5687.4355 | 0.00044581 | 58 | Residential_2034_Achievable_GWh_Before Competition Groups_58 | ECM MOTORS FOR HVAC APPLICATION (FAN-POWERED VAV BOX) | 0.04458% | 0 | 2.5355 | Residential_2034_Achievable_GWh_Before Competition Groups_ECM MOTORS FOR HVAC APPLICATION (FAN-POWERED VAV BOX)
Residential | Res ¦ Ceiling Insulation | 2034 | Achievable | GWh | Before Competition Groups | 2.4942 | 0 | 0 | 5687.4355 | 0.00043855 | 59 | Residential_2034_Achievable_GWh_Before Competition Groups_59 | Ceiling Insulation | 0.04385% | 0 | 2.4942 | Residential_2034_Achievable_GWh_Before Competition Groups_Ceiling Insulation
Residential | Res ¦ Energy Star Dehumidifier | 2034 | Achievable | GWh | Before Competition Groups | 2.1619 | 0 | 0 | 5687.4355 | 0.00038011 | 60 | Residential_2034_Achievable_GWh_Before Competition Groups_60 | Energy Star Dehumidifier | 0.03801% | 0 | 2.1619 | Residential_2034_Achievable_GWh_Before Competition Groups_Energy Star Dehumidifier
Residential | Res ¦ VFD on Pumps | 2034 | Economic | GWh | Before Competition Groups | 4.9066 | 0 | 0 | 13435.8223 | 0.00036519 | 60 | Residential_2034_Economic_GWh_Before Competition Groups_60 | VFD on Pumps | 0.03652% | 0 | 4.9066 | Residential_2034_Economic_GWh_Before Competition Groups_VFD on Pumps
Residential | Res ¦ Beverage Vending Machine Controls | 2034 | Achievable | GWh | Before Competition Groups | 1.6932 | 0 | 0 | 5687.4355 | 0.00029771 | 61 | Residential_2034_Achievable_GWh_Before Competition Groups_61 | Beverage Vending Machine Controls | 0.02977% | 0 | 1.6932 | Residential_2034_Achievable_GWh_Before Competition Groups_Beverage Vending Machine Controls
Residential | Res ¦ ENERGY STAR LED Lamps (General Service Lamps) | 2034 | Economic | GWh | Before Competition Groups | 3.3994 | 0 | 0 | 13435.8223 | 0.00025301 | 61 | Residential_2034_Economic_GWh_Before Competition Groups_61 | ENERGY STAR LED Lamps (General Service Lamps) | 0.0253% | 0 | 3.3994 | Residential_2034_Economic_GWh_Before Competition Groups_ENERGY STAR LED Lamps (General Service Lamps)
Residential | Res ¦ VFD on Pumps | 2034 | Technical | GWh | Before Competition Groups | 4.9066 | 0 | 0 | 20128.4042 | 0.00024377 | 82 | Residential_2034_Technical_GWh_Before Competition Groups_82 | VFD on Pumps | 0.02438% | 0 | 4.9066 | Residential_2034_Technical_GWh_Before Competition Groups_VFD on Pumps
Residential | Res ¦ ECM MOTORS FOR HVAC APPLICATION (FAN-POWERED VAV BOX) | 2034 | Economic | GWh | Before Competition Groups | 3.2011 | 0 | 0 | 13435.8223 | 0.00023825 | 62 | Residential_2034_Economic_GWh_Before Competition Groups_62 | ECM MOTORS FOR HVAC APPLICATION (FAN-POWERED VAV BOX) | 0.02383% | 0 | 3.2011 | Residential_2034_Economic_GWh_Before Competition Groups_ECM MOTORS FOR HVAC APPLICATION (FAN-POWERED VAV BOX)
Residential | Res ¦ Beverage Vending Machine Controls | 2034 | Economic | GWh | Before Competition Groups | 2.2869 | 0 | 0 | 13435.8223 | 0.00017021 | 63 | Residential_2034_Economic_GWh_Before Competition Groups_63 | Beverage Vending Machine Controls | 0.01702% | 0 | 2.2869 | Residential_2034_Economic_GWh_Before Competition Groups_Beverage Vending Machine Controls
Residential | Res ¦ ENERGY STAR LED Lamps (General Service Lamps) | 2034 | Technical | GWh | Before Competition Groups | 3.3994 | 0 | 0 | 20128.4042 | 0.00016889 | 83 | Residential_2034_Technical_GWh_Before Competition Groups_83 | ENERGY STAR LED Lamps (General Service Lamps) | 0.01689% | 0 | 3.3994 | Residential_2034_Technical_GWh_Before Competition Groups_ENERGY STAR LED Lamps (General Service Lamps)
Residential | Res ¦ ECM MOTORS FOR HVAC APPLICATION (FAN-POWERED VAV BOX) | 2034 | Technical | GWh | Before Competition Groups | 3.2011 | 0 | 0 | 20128.4042 | 0.00015903 | 84 | Residential_2034_Technical_GWh_Before Competition Groups_84 | ECM MOTORS FOR HVAC APPLICATION (FAN-POWERED VAV BOX) | 0.0159% | 0 | 3.2011 | Residential_2034_Technical_GWh_Before Competition Groups_ECM MOTORS FOR HVAC APPLICATION (FAN-POWERED VAV BOX)
Residential | Res ¦ HVAC Optimization | 2034 | Technical | GWh | Before Competition Groups | 3.0044 | 0 | 0 | 20128.4042 | 0.00014926 | 85 | Residential_2034_Technical_GWh_Before Competition Groups_85 | HVAC Optimization | 0.01493% | 0 | 3.0044 | Residential_2034_Technical_GWh_Before Competition Groups_HVAC Optimization
Residential | Res ¦ Networked/ Connected - Indoor LED Luminaire | 2034 | Economic | GWh | Before Competition Groups | 1.6945 | 0 | 0 | 13435.8223 | 0.00012612 | 64 | Residential_2034_Economic_GWh_Before Competition Groups_64 | Networked/ Connected - Indoor LED Luminaire | 0.01261% | 0 | 1.6945 | Residential_2034_Economic_GWh_Before Competition Groups_Networked/ Connected - Indoor LED Luminaire
Residential | Res ¦ Heat Pump Water Heater | 2034 | Achievable | GWh | Before Competition Groups | 0.65022 | 0 | 0 | 5687.4355 | 0.00011433 | 62 | Residential_2034_Achievable_GWh_Before Competition Groups_62 | Heat Pump Water Heater | 0.01143% | 0 | 0.65022 | Residential_2034_Achievable_GWh_Before Competition Groups_Heat Pump Water Heater
Residential | Res ¦ Beverage Vending Machine Controls | 2034 | Technical | GWh | Before Competition Groups | 2.2869 | 0 | 0 | 20128.4042 | 0.00011361 | 86 | Residential_2034_Technical_GWh_Before Competition Groups_86 | Beverage Vending Machine Controls | 0.01136% | 0 | 2.2869 | Residential_2034_Technical_GWh_Before Competition Groups_Beverage Vending Machine Controls
Residential | Res ¦ Air Source Heat Pump | 2034 | Achievable | GWh | Before Competition Groups | 0.2464 | 0 | 0 | 5687.4355 | 4.3323e-05 | 63 | Residential_2034_Achievable_GWh_Before Competition Groups_63 | Air Source Heat Pump | 0.004332% | 0 | 0.2464 | Residential_2034_Achievable_GWh_Before Competition Groups_Air Source Heat Pump
Residential | Res ¦ Chilled Water Optimization | 2034 | Achievable | GWh | Before Competition Groups | 0.23691 | 0 | 0 | 5687.4355 | 4.1655e-05 | 64 | Residential_2034_Achievable_GWh_Before Competition Groups_64 | Chilled Water Optimization | 0.004166% | 0 | 0.23691 | Residential_2034_Achievable_GWh_Before Competition Groups_Chilled Water Optimization
Residential | Res ¦ Wall Insulation MF | 2034 | Technical | GWh | Before Competition Groups | 0.59695 | 0 | 0 | 20128.4042 | 2.9657e-05 | 87 | Residential_2034_Technical_GWh_Before Competition Groups_87 | Wall Insulation MF | 0.002966% | 0 | 0.59695 | Residential_2034_Technical_GWh_Before Competition Groups_Wall Insulation MF
Residential | Res ¦ LED High Bay Fixture | 2034 | Achievable | GWh | Before Competition Groups | 0.16367 | 0 | 0 | 5687.4355 | 2.8777e-05 | 65 | Residential_2034_Achievable_GWh_Before Competition Groups_65 | LED High Bay Fixture | 0.002878% | 0 | 0.16367 | Residential_2034_Achievable_GWh_Before Competition Groups_LED High Bay Fixture
Residential | Res ¦ Chilled Water Optimization | 2034 | Economic | GWh | Before Competition Groups | 0.38479 | 0 | 0 | 13435.8223 | 2.8639e-05 | 65 | Residential_2034_Economic_GWh_Before Competition Groups_65 | Chilled Water Optimization | 0.002864% | 0 | 0.38479 | Residential_2034_Economic_GWh_Before Competition Groups_Chilled Water Optimization
Residential | Res ¦ LED High Bay Fixture | 2034 | Economic | GWh | Before Competition Groups | 0.27058 | 0 | 0 | 13435.8223 | 2.0139e-05 | 66 | Residential_2034_Economic_GWh_Before Competition Groups_66 | LED High Bay Fixture | 0.002014% | 0 | 0.27058 | Residential_2034_Economic_GWh_Before Competition Groups_LED High Bay Fixture
Residential | Res ¦ Chilled Water Optimization | 2034 | Technical | GWh | Before Competition Groups | 0.38479 | 0 | 0 | 20128.4042 | 1.9117e-05 | 88 | Residential_2034_Technical_GWh_Before Competition Groups_88 | Chilled Water Optimization | 0.001912% | 0 | 0.38479 | Residential_2034_Technical_GWh_Before Competition Groups_Chilled Water Optimization
Residential | Res ¦ LED Recessed Downlights | 2034 | Technical | GWh | Before Competition Groups | 0.31475 | 0 | 0 | 20128.4042 | 1.5637e-05 | 89 | Residential_2034_Technical_GWh_Before Competition Groups_89 | LED Recessed Downlights | 0.001564% | 0 | 0.31475 | Residential_2034_Technical_GWh_Before Competition Groups_LED Recessed Downlights
Residential | Res ¦ LED High Bay Fixture | 2034 | Technical | GWh | Before Competition Groups | 0.27058 | 0 | 0 | 20128.4042 | 1.3443e-05 | 90 | Residential_2034_Technical_GWh_Before Competition Groups_90 | LED High Bay Fixture | 0.001344% | 0 | 0.27058 | Residential_2034_Technical_GWh_Before Competition Groups_LED High Bay Fixture
Residential | Res ¦ Solar Water Preheat (Pools/DHW) | 2034 | Technical | GWh | Before Competition Groups | 0.09205 | 0 | 0 | 20128.4042 | 4.5732e-06 | 91 | Residential_2034_Technical_GWh_Before Competition Groups_91 | Solar Water Preheat (Pools/DHW) | 0.0004573% | 0 | 0.09205 | Residential_2034_Technical_GWh_Before Competition Groups_Solar Water Preheat (Pools/DHW)
Residential | Res ¦ Wall Insulation MF | 2034 | Economic | GWh | Before Competition Groups | 0.049 | 0 | 0 | 13435.8223 | 3.6469e-06 | 67 | Residential_2034_Economic_GWh_Before Competition Groups_67 | Wall Insulation MF | 0.0003647% | 0 | 0.049 | Residential_2034_Economic_GWh_Before Competition Groups_Wall Insulation MF
Residential | Res ¦ Wall Insulation MF | 2034 | Achievable | GWh | Before Competition Groups | 0.011275 | 0 | 0 | 5687.4355 | 1.9824e-06 | 66 | Residential_2034_Achievable_GWh_Before Competition Groups_66 | Wall Insulation MF | 0.0001982% | 0 | 0.011275 | Residential_2034_Achievable_GWh_Before Competition Groups_Wall Insulation MF
Residential | Res ¦ Networked/ Connected - Indoor LED Luminaire | 2034 | Achievable | GWh | Before Competition Groups | 0.0096546 | 0 | 0 | 5687.4355 | 1.6975e-06 | 67 | Residential_2034_Achievable_GWh_Before Competition Groups_67 | Networked/ Connected - Indoor LED Luminaire | 0.0001698% | 0 | 0.0096546 | Residential_2034_Achievable_GWh_Before Competition Groups_Networked/ Connected - Indoor LED Luminaire
Residential | Res ¦ Photocell Controls (Outdoor) | 2034 | Technical | GWh | Before Competition Groups | 0.00033503 | 0 | 0 | 20128.4042 | 1.6645e-08 | 92 | Residential_2034_Technical_GWh_Before Competition Groups_92 | Photocell Controls (Outdoor) | 1.664e-06% | 0 | 0.00033503 | Residential_2034_Technical_GWh_Before Competition Groups_Photocell Controls (Outdoor)
Residential | Res ¦ DHW Recirculation Systems | 2034 | Achievable | GWh | Before Competition Groups | 0 | 0 | 0 | 5687.4355 | 0 | 68 | Residential_2034_Achievable_GWh_Before Competition Groups_68 | DHW Recirculation Systems | 0% | 0 | 0 | Residential_2034_Achievable_GWh_Before Competition Groups_DHW Recirculation Systems
Residential | Res ¦ DHW Recirculation Systems | 2034 | Economic | GWh | Before Competition Groups | 0 | 0 | 0 | 13435.8223 | 0 | 68 | Residential_2034_Economic_GWh_Before Competition Groups_68 | DHW Recirculation Systems | 0% | 0 | 0 | Residential_2034_Economic_GWh_Before Competition Groups_DHW Recirculation Systems
Residential | Res ¦ Lighting Motion Sensors, Timers, Dimmers | 2034 | Achievable | GWh | Before Competition Groups | 0 | 0 | 0 | 5687.4355 | 0 | 69 | Residential_2034_Achievable_GWh_Before Competition Groups_69 | Lighting Motion Sensors, Timers, Dimmers | 0% | 0 | 0 | Residential_2034_Achievable_GWh_Before Competition Groups_Lighting Motion Sensors, Timers, Dimmers
Residential | Res ¦ Lighting Motion Sensors, Timers, Dimmers | 2034 | Economic | GWh | Before Competition Groups | 0 | 0 | 0 | 13435.8223 | 0 | 69 | Residential_2034_Economic_GWh_Before Competition Groups_69 | Lighting Motion Sensors, Timers, Dimmers | 0% | 0 | 0 | Residential_2034_Economic_GWh_Before Competition Groups_Lighting Motion Sensors, Timers, Dimmers
Residential | Res ¦ Energy Star A Line, PAR, MR Lamps | 2035 | Economic | GWh | Before Competition Groups | 1708.3769 | 0 | 0 | 13731.1218 | 0.12442 | 1 | Residential_2035_Economic_GWh_Before Competition Groups_1 | Energy Star A Line, PAR, MR Lamps | 12.44% | 0 | 1708.3769 | Residential_2035_Economic_GWh_Before Competition Groups_Energy Star A Line, PAR, MR Lamps
Residential | Res ¦ Energy Star LED Bulbs General Purpose LEDs | 2035 | Economic | GWh | Before Competition Groups | 1538.4463 | 0 | 0 | 13731.1218 | 0.11204 | 2 | Residential_2035_Economic_GWh_Before Competition Groups_2 | Energy Star LED Bulbs General Purpose LEDs | 11.2% | 0 | 1538.4463 | Residential_2035_Economic_GWh_Before Competition Groups_Energy Star LED Bulbs General Purpose LEDs
Residential | Res ¦ Smart Power Bar | 2035 | Economic | GWh | Before Competition Groups | 1424.8177 | 0 | 0 | 13731.1218 | 0.10377 | 3 | Residential_2035_Economic_GWh_Before Competition Groups_3 | Smart Power Bar | 10.38% | 0 | 1424.8177 | Residential_2035_Economic_GWh_Before Competition Groups_Smart Power Bar
Residential | Res ¦ Smart Power Bar | 2035 | Achievable | GWh | Before Competition Groups | 626.6846 | 0 | 0 | 6211.5957 | 0.10089 | 1 | Residential_2035_Achievable_GWh_Before Competition Groups_1 | Smart Power Bar | 10.09% | 0 | 626.6846 | Residential_2035_Achievable_GWh_Before Competition Groups_Smart Power Bar
Residential | Res ¦ Energy Star LED Specialty Bulbs | 2035 | Economic | GWh | Before Competition Groups | 1357.9496 | 0 | 0 | 13731.1218 | 0.098896 | 4 | Residential_2035_Economic_GWh_Before Competition Groups_4 | Energy Star LED Specialty Bulbs | 9.89% | 0 | 1357.9496 | Residential_2035_Economic_GWh_Before Competition Groups_Energy Star LED Specialty Bulbs
Residential | Res ¦ Energy Star Clothes Washer | 2035 | Achievable | GWh | Before Competition Groups | 536.352 | 0 | 0 | 6211.5957 | 0.086347 | 2 | Residential_2035_Achievable_GWh_Before Competition Groups_2 | Energy Star Clothes Washer | 8.635% | 0 | 536.352 | Residential_2035_Achievable_GWh_Before Competition Groups_Energy Star Clothes Washer
Residential | Res ¦ Energy Star A Line, PAR, MR Lamps | 2035 | Technical | GWh | Before Competition Groups | 1708.3769 | 0 | 0 | 20628.0726 | 0.082818 | 1 | Residential_2035_Technical_GWh_Before Competition Groups_1 | Energy Star A Line, PAR, MR Lamps | 8.282% | 0 | 1708.3769 | Residential_2035_Technical_GWh_Before Competition Groups_Energy Star A Line, PAR, MR Lamps
Residential | Res ¦ Energy Star LED Bulbs General Purpose LEDs | 2035 | Technical | GWh | Before Competition Groups | 1538.4463 | 0 | 0 | 20628.0726 | 0.07458 | 2 | Residential_2035_Technical_GWh_Before Competition Groups_2 | Energy Star LED Bulbs General Purpose LEDs | 7.458% | 0 | 1538.4463 | Residential_2035_Technical_GWh_Before Competition Groups_Energy Star LED Bulbs General Purpose LEDs
Residential | Res ¦ Smart Power Bar | 2035 | Technical | GWh | Before Competition Groups | 1424.8177 | 0 | 0 | 20628.0726 | 0.069072 | 3 | Residential_2035_Technical_GWh_Before Competition Groups_3 | Smart Power Bar | 6.907% | 0 | 1424.8177 | Residential_2035_Technical_GWh_Before Competition Groups_Smart Power Bar
Residential | Res ¦ Energy Star LED Specialty Bulbs | 2035 | Technical | GWh | Before Competition Groups | 1357.9496 | 0 | 0 | 20628.0726 | 0.06583 | 4 | Residential_2035_Technical_GWh_Before Competition Groups_4 | Energy Star LED Specialty Bulbs | 6.583% | 0 | 1357.9496 | Residential_2035_Technical_GWh_Before Competition Groups_Energy Star LED Specialty Bulbs
Residential | Res ¦ Energy Star LED Bulbs General Purpose LEDs | 2035 | Achievable | GWh | Before Competition Groups | 397.5982 | 0 | 0 | 6211.5957 | 0.064009 | 3 | Residential_2035_Achievable_GWh_Before Competition Groups_3 | Energy Star LED Bulbs General Purpose LEDs | 6.401% | 0 | 397.5982 | Residential_2035_Achievable_GWh_Before Competition Groups_Energy Star LED Bulbs General Purpose LEDs
Residential | Res ¦ Ductless Mini-Split Heat Pump | 2035 | Achievable | GWh | Before Competition Groups | 382.0416 | 0 | 0 | 6211.5957 | 0.061505 | 4 | Residential_2035_Achievable_GWh_Before Competition Groups_4 | Ductless Mini-Split Heat Pump | 6.15% | 0 | 382.0416 | Residential_2035_Achievable_GWh_Before Competition Groups_Ductless Mini-Split Heat Pump
Residential | Res ¦ Variable Speed Pool Pump Motor | 2035 | Achievable | GWh | Before Competition Groups | 381.304 | 0 | 0 | 6211.5957 | 0.061386 | 5 | Residential_2035_Achievable_GWh_Before Competition Groups_5 | Variable Speed Pool Pump Motor | 6.139% | 0 | 381.304 | Residential_2035_Achievable_GWh_Before Competition Groups_Variable Speed Pool Pump Motor
Residential | Res ¦ Energy Star LED Specialty Bulbs | 2035 | Achievable | GWh | Before Competition Groups | 354.8356 | 0 | 0 | 6211.5957 | 0.057125 | 6 | Residential_2035_Achievable_GWh_Before Competition Groups_6 | Energy Star LED Specialty Bulbs | 5.712% | 0 | 354.8356 | Residential_2035_Achievable_GWh_Before Competition Groups_Energy Star LED Specialty Bulbs
Residential | Res ¦ Car Block Heater Timer | 2035 | Achievable | GWh | Before Competition Groups | 337.3819 | 0 | 0 | 6211.5957 | 0.054315 | 7 | Residential_2035_Achievable_GWh_Before Competition Groups_7 | Car Block Heater Timer | 5.431% | 0 | 337.3819 | Residential_2035_Achievable_GWh_Before Competition Groups_Car Block Heater Timer
Residential | Res ¦ Adaptive Thermostat | 2035 | Economic | GWh | Before Competition Groups | 708.7455 | 0 | 0 | 13731.1218 | 0.051616 | 5 | Residential_2035_Economic_GWh_Before Competition Groups_5 | Adaptive Thermostat | 5.162% | 0 | 708.7455 | Residential_2035_Economic_GWh_Before Competition Groups_Adaptive Thermostat
Residential | Res ¦ Networked/ Connected - Indoor LED Lamp | 2035 | Technical | GWh | Before Competition Groups | 1034.0684 | 0 | 0 | 20628.0726 | 0.050129 | 5 | Residential_2035_Technical_GWh_Before Competition Groups_5 | Networked/ Connected - Indoor LED Lamp | 5.013% | 0 | 1034.0684 | Residential_2035_Technical_GWh_Before Competition Groups_Networked/ Connected - Indoor LED Lamp
Residential | Res ¦ Energy Star Clothes Washer | 2035 | Economic | GWh | Before Competition Groups | 664.9699 | 0 | 0 | 13731.1218 | 0.048428 | 6 | Residential_2035_Economic_GWh_Before Competition Groups_6 | Energy Star Clothes Washer | 4.843% | 0 | 664.9699 | Residential_2035_Economic_GWh_Before Competition Groups_Energy Star Clothes Washer
Residential | Res ¦ Building Recommissioning, Operations and Maintenance (O&M) Improvements | 2035 | Achievable | GWh | Before Competition Groups | 299.4529 | 0 | 0 | 6211.5957 | 0.048209 | 8 | Residential_2035_Achievable_GWh_Before Competition Groups_8 | Building Recommissioning, Operations and Maintenance (O&M) Improvements | 4.821% | 0 | 299.4529 | Residential_2035_Achievable_GWh_Before Competition Groups_Building Recommissioning, Operations and Maintenance (O&M) Improvements
Residential | Res ¦ Ductless Mini-Split Heat Pump | 2035 | Economic | GWh | Before Competition Groups | 641.7984 | 0 | 0 | 13731.1218 | 0.04674 | 7 | Residential_2035_Economic_GWh_Before Competition Groups_7 | Ductless Mini-Split Heat Pump | 4.674% | 0 | 641.7984 | Residential_2035_Economic_GWh_Before Competition Groups_Ductless Mini-Split Heat Pump
Residential | Res ¦ Energy Star A Line, PAR, MR Lamps | 2035 | Achievable | GWh | Before Competition Groups | 271.9961 | 0 | 0 | 6211.5957 | 0.043788 | 9 | Residential_2035_Achievable_GWh_Before Competition Groups_9 | Energy Star A Line, PAR, MR Lamps | 4.379% | 0 | 271.9961 | Residential_2035_Achievable_GWh_Before Competition Groups_Energy Star A Line, PAR, MR Lamps
Residential | Res ¦ Energy Star Refrigerator | 2035 | Technical | GWh | Before Competition Groups | 814.6504 | 0 | 0 | 20628.0726 | 0.039492 | 6 | Residential_2035_Technical_GWh_Before Competition Groups_6 | Energy Star Refrigerator | 3.949% | 0 | 814.6504 | Residential_2035_Technical_GWh_Before Competition Groups_Energy Star Refrigerator
Residential | Res ¦ Adaptive Thermostat | 2035 | Achievable | GWh | Before Competition Groups | 240.0576 | 0 | 0 | 6211.5957 | 0.038647 | 10 | Residential_2035_Achievable_GWh_Before Competition Groups_10 | Adaptive Thermostat | 3.865% | 0 | 240.0576 | Residential_2035_Achievable_GWh_Before Competition Groups_Adaptive Thermostat
Residential | Res ¦ Smart Burners | 2035 | Economic | GWh | Before Competition Groups | 519.8401 | 0 | 0 | 13731.1218 | 0.037859 | 8 | Residential_2035_Economic_GWh_Before Competition Groups_8 | Smart Burners | 3.786% | 0 | 519.8401 | Residential_2035_Economic_GWh_Before Competition Groups_Smart Burners
Residential | Res ¦ Air Sealing | 2035 | Economic | GWh | Before Competition Groups | 504.9256 | 0 | 0 | 13731.1218 | 0.036772 | 9 | Residential_2035_Economic_GWh_Before Competition Groups_9 | Air Sealing | 3.677% | 0 | 504.9256 | Residential_2035_Economic_GWh_Before Competition Groups_Air Sealing
Residential | Res ¦ Energy Star Torchiere | 2035 | Achievable | GWh | Before Competition Groups | 227.2131 | 0 | 0 | 6211.5957 | 0.036579 | 11 | Residential_2035_Achievable_GWh_Before Competition Groups_11 | Energy Star Torchiere | 3.658% | 0 | 227.2131 | Residential_2035_Achievable_GWh_Before Competition Groups_Energy Star Torchiere
Residential | Res ¦ Smart Burners | 2035 | Technical | GWh | Before Competition Groups | 716.1718 | 0 | 0 | 20628.0726 | 0.034718 | 7 | Residential_2035_Technical_GWh_Before Competition Groups_7 | Smart Burners | 3.472% | 0 | 716.1718 | Residential_2035_Technical_GWh_Before Competition Groups_Smart Burners
Residential | Res ¦ Adaptive Thermostat | 2035 | Technical | GWh | Before Competition Groups | 708.7455 | 0 | 0 | 20628.0726 | 0.034358 | 8 | Residential_2035_Technical_GWh_Before Competition Groups_8 | Adaptive Thermostat | 3.436% | 0 | 708.7455 | Residential_2035_Technical_GWh_Before Competition Groups_Adaptive Thermostat
Residential | Res ¦ Energy Star Clothes Washer | 2035 | Technical | GWh | Before Competition Groups | 664.9699 | 0 | 0 | 20628.0726 | 0.032236 | 9 | Residential_2035_Technical_GWh_Before Competition Groups_9 | Energy Star Clothes Washer | 3.224% | 0 | 664.9699 | Residential_2035_Technical_GWh_Before Competition Groups_Energy Star Clothes Washer
Residential | Res ¦ Ductless Mini-Split Heat Pump | 2035 | Technical | GWh | Before Competition Groups | 641.7984 | 0 | 0 | 20628.0726 | 0.031113 | 10 | Residential_2035_Technical_GWh_Before Competition Groups_10 | Ductless Mini-Split Heat Pump | 3.111% | 0 | 641.7984 | Residential_2035_Technical_GWh_Before Competition Groups_Ductless Mini-Split Heat Pump
Residential | Res ¦ Smart Burners | 2035 | Achievable | GWh | Before Competition Groups | 189.5444 | 0 | 0 | 6211.5957 | 0.030515 | 12 | Residential_2035_Achievable_GWh_Before Competition Groups_12 | Smart Burners | 3.051% | 0 | 189.5444 | Residential_2035_Achievable_GWh_Before Competition Groups_Smart Burners
Residential | Res ¦ Energy Star Ground Source Heat Pump | 2035 | Technical | GWh | Before Competition Groups | 626.5527 | 0 | 0 | 20628.0726 | 0.030374 | 11 | Residential_2035_Technical_GWh_Before Competition Groups_11 | Energy Star Ground Source Heat Pump | 3.037% | 0 | 626.5527 | Residential_2035_Technical_GWh_Before Competition Groups_Energy Star Ground Source Heat Pump
Residential | Res ¦ Energy Star Light Fixture | 2035 | Achievable | GWh | Before Competition Groups | 172.9046 | 0 | 0 | 6211.5957 | 0.027836 | 13 | Residential_2035_Achievable_GWh_Before Competition Groups_13 | Energy Star Light Fixture | 2.784% | 0 | 172.9046 | Residential_2035_Achievable_GWh_Before Competition Groups_Energy Star Light Fixture
Residential | Res ¦ Variable Speed Pool Pump Motor | 2035 | Economic | GWh | Before Competition Groups | 378.8615 | 0 | 0 | 13731.1218 | 0.027591 | 10 | Residential_2035_Economic_GWh_Before Competition Groups_10 | Variable Speed Pool Pump Motor | 2.759% | 0 | 378.8615 | Residential_2035_Economic_GWh_Before Competition Groups_Variable Speed Pool Pump Motor
Residential | Res ¦ Car Block Heater Timer | 2035 | Economic | GWh | Before Competition Groups | 377.5266 | 0 | 0 | 13731.1218 | 0.027494 | 11 | Residential_2035_Economic_GWh_Before Competition Groups_11 | Car Block Heater Timer | 2.749% | 0 | 377.5266 | Residential_2035_Economic_GWh_Before Competition Groups_Car Block Heater Timer
Residential | Res ¦ Heat Pump Clothes Dryer | 2035 | Technical | GWh | Before Competition Groups | 561.8117 | 0 | 0 | 20628.0726 | 0.027235 | 12 | Residential_2035_Technical_GWh_Before Competition Groups_12 | Heat Pump Clothes Dryer | 2.724% | 0 | 561.8117 | Residential_2035_Technical_GWh_Before Competition Groups_Heat Pump Clothes Dryer
Residential | Res ¦ Energy Star Air Source Heat Pump | 2035 | Economic | GWh | Before Competition Groups | 354.0288 | 0 | 0 | 13731.1218 | 0.025783 | 12 | Residential_2035_Economic_GWh_Before Competition Groups_12 | Energy Star Air Source Heat Pump | 2.578% | 0 | 354.0288 | Residential_2035_Economic_GWh_Before Competition Groups_Energy Star Air Source Heat Pump
Residential | Res ¦ Energy Star Torchiere | 2035 | Economic | GWh | Before Competition Groups | 337.0957 | 0 | 0 | 13731.1218 | 0.02455 | 13 | Residential_2035_Economic_GWh_Before Competition Groups_13 | Energy Star Torchiere | 2.455% | 0 | 337.0957 | Residential_2035_Economic_GWh_Before Competition Groups_Energy Star Torchiere
Residential | Res ¦ Air Sealing | 2035 | Technical | GWh | Before Competition Groups | 504.9256 | 0 | 0 | 20628.0726 | 0.024478 | 13 | Residential_2035_Technical_GWh_Before Competition Groups_13 | Air Sealing | 2.448% | 0 | 504.9256 | Residential_2035_Technical_GWh_Before Competition Groups_Air Sealing
Residential | Res ¦ Comprehensive Draft Proofing | 2035 | Achievable | GWh | Before Competition Groups | 150.3862 | 0 | 0 | 6211.5957 | 0.024211 | 14 | Residential_2035_Achievable_GWh_Before Competition Groups_14 | Comprehensive Draft Proofing | 2.421% | 0 | 150.3862 | Residential_2035_Achievable_GWh_Before Competition Groups_Comprehensive Draft Proofing
Residential | Res ¦ Energy Star Central Air Conditioner | 2035 | Technical | GWh | Before Competition Groups | 450.1792 | 0 | 0 | 20628.0726 | 0.021824 | 14 | Residential_2035_Technical_GWh_Before Competition Groups_14 | Energy Star Central Air Conditioner | 2.182% | 0 | 450.1792 | Residential_2035_Technical_GWh_Before Competition Groups_Energy Star Central Air Conditioner
Residential | Res ¦ Building Recommissioning, Operations and Maintenance (O&M) Improvements | 2035 | Economic | GWh | Before Competition Groups | 297.5249 | 0 | 0 | 13731.1218 | 0.021668 | 14 | Residential_2035_Economic_GWh_Before Competition Groups_14 | Building Recommissioning, Operations and Maintenance (O&M) Improvements | 2.167% | 0 | 297.5249 | Residential_2035_Economic_GWh_Before Competition Groups_Building Recommissioning, Operations and Maintenance (O&M) Improvements
Residential | Res ¦ Induction Cooking Stove Top | 2035 | Technical | GWh | Before Competition Groups | 441.1618 | 0 | 0 | 20628.0726 | 0.021386 | 15 | Residential_2035_Technical_GWh_Before Competition Groups_15 | Induction Cooking Stove Top | 2.139% | 0 | 441.1618 | Residential_2035_Technical_GWh_Before Competition Groups_Induction Cooking Stove Top
Residential | Res ¦ Heavy Duty Outdoor/Holiday Plug-in Timers | 2035 | Achievable | GWh | Before Competition Groups | 132.6983 | 0 | 0 | 6211.5957 | 0.021363 | 15 | Residential_2035_Achievable_GWh_Before Competition Groups_15 | Heavy Duty Outdoor/Holiday Plug-in Timers | 2.136% | 0 | 132.6983 | Residential_2035_Achievable_GWh_Before Competition Groups_Heavy Duty Outdoor/Holiday Plug-in Timers
Residential | Res ¦ Air Sealing | 2035 | Achievable | GWh | Before Competition Groups | 132.661 | 0 | 0 | 6211.5957 | 0.021357 | 16 | Residential_2035_Achievable_GWh_Before Competition Groups_16 | Air Sealing | 2.136% | 0 | 132.661 | Residential_2035_Achievable_GWh_Before Competition Groups_Air Sealing
Residential | Res ¦ Energy Star Light Fixture | 2035 | Technical | GWh | Before Competition Groups | 423.7253 | 0 | 0 | 20628.0726 | 0.020541 | 16 | Residential_2035_Technical_GWh_Before Competition Groups_16 | Energy Star Light Fixture | 2.054% | 0 | 423.7253 | Residential_2035_Technical_GWh_Before Competition Groups_Energy Star Light Fixture
Residential | Res ¦ Energy Star Light Fixture | 2035 | Economic | GWh | Before Competition Groups | 278.4954 | 0 | 0 | 13731.1218 | 0.020282 | 15 | Residential_2035_Economic_GWh_Before Competition Groups_15 | Energy Star Light Fixture | 2.028% | 0 | 278.4954 | Residential_2035_Economic_GWh_Before Competition Groups_Energy Star Light Fixture
Residential | Res ¦ Basement Wall Insulation | 2035 | Economic | GWh | Before Competition Groups | 264.4645 | 0 | 0 | 13731.1218 | 0.01926 | 16 | Residential_2035_Economic_GWh_Before Competition Groups_16 | Basement Wall Insulation | 1.926% | 0 | 264.4645 | Residential_2035_Economic_GWh_Before Competition Groups_Basement Wall Insulation
Residential | Res ¦ Variable Speed Pool Pump Motor | 2035 | Technical | GWh | Before Competition Groups | 378.8615 | 0 | 0 | 20628.0726 | 0.018366 | 17 | Residential_2035_Technical_GWh_Before Competition Groups_17 | Variable Speed Pool Pump Motor | 1.837% | 0 | 378.8615 | Residential_2035_Technical_GWh_Before Competition Groups_Variable Speed Pool Pump Motor
Residential | Res ¦ Car Block Heater Timer | 2035 | Technical | GWh | Before Competition Groups | 377.5266 | 0 | 0 | 20628.0726 | 0.018302 | 18 | Residential_2035_Technical_GWh_Before Competition Groups_18 | Car Block Heater Timer | 1.83% | 0 | 377.5266 | Residential_2035_Technical_GWh_Before Competition Groups_Car Block Heater Timer
Residential | Res ¦ Energy Star Air Source Heat Pump | 2035 | Achievable | GWh | Before Competition Groups | 109.8562 | 0 | 0 | 6211.5957 | 0.017686 | 17 | Residential_2035_Achievable_GWh_Before Competition Groups_17 | Energy Star Air Source Heat Pump | 1.769% | 0 | 109.8562 | Residential_2035_Achievable_GWh_Before Competition Groups_Energy Star Air Source Heat Pump
Residential | Res ¦ Energy Star Air Source Heat Pump | 2035 | Technical | GWh | Before Competition Groups | 354.0288 | 0 | 0 | 20628.0726 | 0.017162 | 19 | Residential_2035_Technical_GWh_Before Competition Groups_19 | Energy Star Air Source Heat Pump | 1.716% | 0 | 354.0288 | Residential_2035_Technical_GWh_Before Competition Groups_Energy Star Air Source Heat Pump
Residential | Res ¦ Occupancy Sensors MF | 2035 | Achievable | GWh | Before Competition Groups | 103.5576 | 0 | 0 | 6211.5957 | 0.016672 | 18 | Residential_2035_Achievable_GWh_Before Competition Groups_18 | Occupancy Sensors MF | 1.667% | 0 | 103.5576 | Residential_2035_Achievable_GWh_Before Competition Groups_Occupancy Sensors MF
Residential | Res ¦ Energy Star Torchiere | 2035 | Technical | GWh | Before Competition Groups | 337.0957 | 0 | 0 | 20628.0726 | 0.016342 | 20 | Residential_2035_Technical_GWh_Before Competition Groups_20 | Energy Star Torchiere | 1.634% | 0 | 337.0957 | Residential_2035_Technical_GWh_Before Competition Groups_Energy Star Torchiere
Residential | Res ¦ LED Parking Lot Fixture | 2035 | Achievable | GWh | Before Competition Groups | 101.1823 | 0 | 0 | 6211.5957 | 0.016289 | 19 | Residential_2035_Achievable_GWh_Before Competition Groups_19 | LED Parking Lot Fixture | 1.629% | 0 | 101.1823 | Residential_2035_Achievable_GWh_Before Competition Groups_LED Parking Lot Fixture
Residential | Res ¦ Energy Star Clothes Dryer | 2035 | Technical | GWh | Before Competition Groups | 320.8892 | 0 | 0 | 20628.0726 | 0.015556 | 21 | Residential_2035_Technical_GWh_Before Competition Groups_21 | Energy Star Clothes Dryer | 1.556% | 0 | 320.8892 | Residential_2035_Technical_GWh_Before Competition Groups_Energy Star Clothes Dryer
Residential | Res ¦ Ductless Mini-Split Air Conditioner | 2035 | Technical | GWh | Before Competition Groups | 312.3972 | 0 | 0 | 20628.0726 | 0.015144 | 22 | Residential_2035_Technical_GWh_Before Competition Groups_22 | Ductless Mini-Split Air Conditioner | 1.514% | 0 | 312.3972 | Residential_2035_Technical_GWh_Before Competition Groups_Ductless Mini-Split Air Conditioner
Residential | Res ¦ Attic Insulation | 2035 | Economic | GWh | Before Competition Groups | 204.1346 | 0 | 0 | 13731.1218 | 0.014867 | 17 | Residential_2035_Economic_GWh_Before Competition Groups_17 | Attic Insulation | 1.487% | 0 | 204.1346 | Residential_2035_Economic_GWh_Before Competition Groups_Attic Insulation
Residential | Res ¦ Passive Attic Ventilation | 2035 | Technical | GWh | Before Competition Groups | 302.7243 | 0 | 0 | 20628.0726 | 0.014675 | 23 | Residential_2035_Technical_GWh_Before Competition Groups_23 | Passive Attic Ventilation | 1.468% | 0 | 302.7243 | Residential_2035_Technical_GWh_Before Competition Groups_Passive Attic Ventilation
Residential | Res ¦ Building Recommissioning, Operations and Maintenance (O&M) Improvements | 2035 | Technical | GWh | Before Competition Groups | 297.5249 | 0 | 0 | 20628.0726 | 0.014423 | 24 | Residential_2035_Technical_GWh_Before Competition Groups_24 | Building Recommissioning, Operations and Maintenance (O&M) Improvements | 1.442% | 0 | 297.5249 | Residential_2035_Technical_GWh_Before Competition Groups_Building Recommissioning, Operations and Maintenance (O&M) Improvements
Residential | Res ¦ Energy Star Windows | 2035 | Technical | GWh | Before Competition Groups | 274.0719 | 0 | 0 | 20628.0726 | 0.013286 | 25 | Residential_2035_Technical_GWh_Before Competition Groups_25 | Energy Star Windows | 1.329% | 0 | 274.0719 | Residential_2035_Technical_GWh_Before Competition Groups_Energy Star Windows
Residential | Res ¦ Basement Wall Insulation | 2035 | Technical | GWh | Before Competition Groups | 264.4645 | 0 | 0 | 20628.0726 | 0.012821 | 26 | Residential_2035_Technical_GWh_Before Competition Groups_26 | Basement Wall Insulation | 1.282% | 0 | 264.4645 | Residential_2035_Technical_GWh_Before Competition Groups_Basement Wall Insulation
Residential | Res ¦ Refrigerator Recycling | 2035 | Achievable | GWh | Before Competition Groups | 76.9701 | 0 | 0 | 6211.5957 | 0.012391 | 20 | Residential_2035_Achievable_GWh_Before Competition Groups_20 | Refrigerator Recycling | 1.239% | 0 | 76.9701 | Residential_2035_Achievable_GWh_Before Competition Groups_Refrigerator Recycling
Residential | Res ¦ Clothes Drying Racks | 2035 | Achievable | GWh | Before Competition Groups | 70.2659 | 0 | 0 | 6211.5957 | 0.011312 | 21 | Residential_2035_Achievable_GWh_Before Competition Groups_21 | Clothes Drying Racks | 1.131% | 0 | 70.2659 | Residential_2035_Achievable_GWh_Before Competition Groups_Clothes Drying Racks
Residential | Res ¦ Basement Wall Insulation | 2035 | Achievable | GWh | Before Competition Groups | 69.4885 | 0 | 0 | 6211.5957 | 0.011187 | 22 | Residential_2035_Achievable_GWh_Before Competition Groups_22 | Basement Wall Insulation | 1.119% | 0 | 69.4885 | Residential_2035_Achievable_GWh_Before Competition Groups_Basement Wall Insulation
Residential | Res ¦ Comprehensive Draft Proofing | 2035 | Economic | GWh | Before Competition Groups | 149.4176 | 0 | 0 | 13731.1218 | 0.010882 | 18 | Residential_2035_Economic_GWh_Before Competition Groups_18 | Comprehensive Draft Proofing | 1.088% | 0 | 149.4176 | Residential_2035_Economic_GWh_Before Competition Groups_Comprehensive Draft Proofing
Residential | Res ¦ Freezer Recycling | 2035 | Achievable | GWh | Before Competition Groups | 67.4593 | 0 | 0 | 6211.5957 | 0.01086 | 23 | Residential_2035_Achievable_GWh_Before Competition Groups_23 | Freezer Recycling | 1.086% | 0 | 67.4593 | Residential_2035_Achievable_GWh_Before Competition Groups_Freezer Recycling
Residential | Res ¦ Basement or Crawlspace Insulation | 2035 | Technical | GWh | Before Competition Groups | 220.0679 | 0 | 0 | 20628.0726 | 0.010668 | 27 | Residential_2035_Technical_GWh_Before Competition Groups_27 | Basement or Crawlspace Insulation | 1.067% | 0 | 220.0679 | Residential_2035_Technical_GWh_Before Competition Groups_Basement or Crawlspace Insulation
Residential | Res ¦ Energy Star Clothes Dryer | 2035 | Achievable | GWh | Before Competition Groups | 65.5608 | 0 | 0 | 6211.5957 | 0.010555 | 24 | Residential_2035_Achievable_GWh_Before Competition Groups_24 | Energy Star Clothes Dryer | 1.055% | 0 | 65.5608 | Residential_2035_Achievable_GWh_Before Competition Groups_Energy Star Clothes Dryer
Residential | Res ¦ Heavy Duty Outdoor/Holiday Plug-in Timers | 2035 | Economic | GWh | Before Competition Groups | 143.2297 | 0 | 0 | 13731.1218 | 0.010431 | 19 | Residential_2035_Economic_GWh_Before Competition Groups_19 | Heavy Duty Outdoor/Holiday Plug-in Timers | 1.043% | 0 | 143.2297 | Residential_2035_Economic_GWh_Before Competition Groups_Heavy Duty Outdoor/Holiday Plug-in Timers
Residential | Res ¦ Attic Insulation | 2035 | Technical | GWh | Before Competition Groups | 204.1346 | 0 | 0 | 20628.0726 | 0.009896 | 28 | Residential_2035_Technical_GWh_Before Competition Groups_28 | Attic Insulation | 0.9896% | 0 | 204.1346 | Residential_2035_Technical_GWh_Before Competition Groups_Attic Insulation
Residential | Res ¦ Energy Star Clothes Dryer | 2035 | Economic | GWh | Before Competition Groups | 132.4853 | 0 | 0 | 13731.1218 | 0.0096485 | 20 | Residential_2035_Economic_GWh_Before Competition Groups_20 | Energy Star Clothes Dryer | 0.9649% | 0 | 132.4853 | Residential_2035_Economic_GWh_Before Competition Groups_Energy Star Clothes Dryer
Residential | Res ¦ Energy Star Room Air Conditioner | 2035 | Economic | GWh | Before Competition Groups | 119.1935 | 0 | 0 | 13731.1218 | 0.0086805 | 21 | Residential_2035_Economic_GWh_Before Competition Groups_21 | Energy Star Room Air Conditioner | 0.8681% | 0 | 119.1935 | Residential_2035_Economic_GWh_Before Competition Groups_Energy Star Room Air Conditioner
Residential | Res ¦ Attic Insulation | 2035 | Achievable | GWh | Before Competition Groups | 53.6265 | 0 | 0 | 6211.5957 | 0.0086333 | 25 | Residential_2035_Achievable_GWh_Before Competition Groups_25 | Attic Insulation | 0.8633% | 0 | 53.6265 | Residential_2035_Achievable_GWh_Before Competition Groups_Attic Insulation
Residential | Res ¦ Lighting Motion Sensors, Timers, Dimmers | 2035 | Technical | GWh | Before Competition Groups | 176.6477 | 0 | 0 | 20628.0726 | 0.0085635 | 29 | Residential_2035_Technical_GWh_Before Competition Groups_29 | Lighting Motion Sensors, Timers, Dimmers | 0.8563% | 0 | 176.6477 | Residential_2035_Technical_GWh_Before Competition Groups_Lighting Motion Sensors, Timers, Dimmers
Residential | Res ¦ Furnace with ECM | 2035 | Economic | GWh | Before Competition Groups | 110.7477 | 0 | 0 | 13731.1218 | 0.0080655 | 22 | Residential_2035_Economic_GWh_Before Competition Groups_22 | Furnace with ECM | 0.8065% | 0 | 110.7477 | Residential_2035_Economic_GWh_Before Competition Groups_Furnace with ECM
Residential | Res ¦ Wall Insulation | 2035 | Technical | GWh | Before Competition Groups | 159.978 | 0 | 0 | 20628.0726 | 0.0077554 | 30 | Residential_2035_Technical_GWh_Before Competition Groups_30 | Wall Insulation | 0.7755% | 0 | 159.978 | Residential_2035_Technical_GWh_Before Competition Groups_Wall Insulation
Residential | Res ¦ LED Parking Lot Fixture | 2035 | Economic | GWh | Before Competition Groups | 106.0416 | 0 | 0 | 13731.1218 | 0.0077227 | 23 | Residential_2035_Economic_GWh_Before Competition Groups_23 | LED Parking Lot Fixture | 0.7723% | 0 | 106.0416 | Residential_2035_Economic_GWh_Before Competition Groups_LED Parking Lot Fixture
Residential | Res ¦ Heavy Duty Outdoor/Holiday Plug-in Timers | 2035 | Technical | GWh | Before Competition Groups | 159.0089 | 0 | 0 | 20628.0726 | 0.0077084 | 31 | Residential_2035_Technical_GWh_Before Competition Groups_31 | Heavy Duty Outdoor/Holiday Plug-in Timers | 0.7708% | 0 | 159.0089 | Residential_2035_Technical_GWh_Before Competition Groups_Heavy Duty Outdoor/Holiday Plug-in Timers
Residential | Res ¦ Occupancy Sensors MF | 2035 | Economic | GWh | Before Competition Groups | 105.4983 | 0 | 0 | 13731.1218 | 0.0076832 | 24 | Residential_2035_Economic_GWh_Before Competition Groups_24 | Occupancy Sensors MF | 0.7683% | 0 | 105.4983 | Residential_2035_Economic_GWh_Before Competition Groups_Occupancy Sensors MF
Residential | Res ¦ LED Exterior Area Lights - LED Fixture (200W) | 2035 | Achievable | GWh | Before Competition Groups | 47.4752 | 0 | 0 | 6211.5957 | 0.007643 | 26 | Residential_2035_Achievable_GWh_Before Competition Groups_26 | LED Exterior Area Lights - LED Fixture (200W) | 0.7643% | 0 | 47.4752 | Residential_2035_Achievable_GWh_Before Competition Groups_LED Exterior Area Lights - LED Fixture (200W)
Residential | Res ¦ Energy Star Room Air Conditioner | 2035 | Achievable | GWh | Before Competition Groups | 47.2545 | 0 | 0 | 6211.5957 | 0.0076075 | 27 | Residential_2035_Achievable_GWh_Before Competition Groups_27 | Energy Star Room Air Conditioner | 0.7607% | 0 | 47.2545 | Residential_2035_Achievable_GWh_Before Competition Groups_Energy Star Room Air Conditioner
Residential | Res ¦ LED Downlight | 2035 | Achievable | GWh | Before Competition Groups | 46.4256 | 0 | 0 | 6211.5957 | 0.007474 | 28 | Residential_2035_Achievable_GWh_Before Competition Groups_28 | LED Downlight | 0.7474% | 0 | 46.4256 | Residential_2035_Achievable_GWh_Before Competition Groups_LED Downlight
Residential | Res ¦ Comprehensive Draft Proofing | 2035 | Technical | GWh | Before Competition Groups | 149.4176 | 0 | 0 | 20628.0726 | 0.0072434 | 32 | Residential_2035_Technical_GWh_Before Competition Groups_32 | Comprehensive Draft Proofing | 0.7243% | 0 | 149.4176 | Residential_2035_Technical_GWh_Before Competition Groups_Comprehensive Draft Proofing
Residential | Res ¦ Advanced BAS/Controllers | 2035 | Achievable | GWh | Before Competition Groups | 43.7407 | 0 | 0 | 6211.5957 | 0.0070418 | 29 | Residential_2035_Achievable_GWh_Before Competition Groups_29 | Advanced BAS/Controllers | 0.7042% | 0 | 43.7407 | Residential_2035_Achievable_GWh_Before Competition Groups_Advanced BAS/Controllers
Residential | Res ¦ Furnace with ECM | 2035 | Achievable | GWh | Before Competition Groups | 37.6316 | 0 | 0 | 6211.5957 | 0.0060583 | 30 | Residential_2035_Achievable_GWh_Before Competition Groups_30 | Furnace with ECM | 0.6058% | 0 | 37.6316 | Residential_2035_Achievable_GWh_Before Competition Groups_Furnace with ECM
Residential | Res ¦ Furnace Whistle | 2035 | Achievable | GWh | Before Competition Groups | 36.6558 | 0 | 0 | 6211.5957 | 0.0059012 | 31 | Residential_2035_Achievable_GWh_Before Competition Groups_31 | Furnace Whistle | 0.5901% | 0 | 36.6558 | Residential_2035_Achievable_GWh_Before Competition Groups_Furnace Whistle
Residential | Res ¦ Energy Star Room Air Conditioner | 2035 | Technical | GWh | Before Competition Groups | 120.6892 | 0 | 0 | 20628.0726 | 0.0058507 | 33 | Residential_2035_Technical_GWh_Before Competition Groups_33 | Energy Star Room Air Conditioner | 0.5851% | 0 | 120.6892 | Residential_2035_Technical_GWh_Before Competition Groups_Energy Star Room Air Conditioner
Residential | Res ¦ Energy Star Windows | 2035 | Achievable | GWh | Before Competition Groups | 36.1984 | 0 | 0 | 6211.5957 | 0.0058276 | 32 | Residential_2035_Achievable_GWh_Before Competition Groups_32 | Energy Star Windows | 0.5828% | 0 | 36.1984 | Residential_2035_Achievable_GWh_Before Competition Groups_Energy Star Windows
Residential | Res ¦ Ceiling Insulation | 2035 | Economic | GWh | Before Competition Groups | 77.4796 | 0 | 0 | 13731.1218 | 0.0056426 | 25 | Residential_2035_Economic_GWh_Before Competition Groups_25 | Ceiling Insulation | 0.5643% | 0 | 77.4796 | Residential_2035_Economic_GWh_Before Competition Groups_Ceiling Insulation
Residential | Res ¦ Networked/ Connected - Indoor LED Luminaire | 2035 | Technical | GWh | Before Competition Groups | 115.0808 | 0 | 0 | 20628.0726 | 0.0055788 | 34 | Residential_2035_Technical_GWh_Before Competition Groups_34 | Networked/ Connected - Indoor LED Luminaire | 0.5579% | 0 | 115.0808 | Residential_2035_Technical_GWh_Before Competition Groups_Networked/ Connected - Indoor LED Luminaire
Residential | Res ¦ Refrigerator Recycling | 2035 | Economic | GWh | Before Competition Groups | 76.4774 | 0 | 0 | 13731.1218 | 0.0055696 | 26 | Residential_2035_Economic_GWh_Before Competition Groups_26 | Refrigerator Recycling | 0.557% | 0 | 76.4774 | Residential_2035_Economic_GWh_Before Competition Groups_Refrigerator Recycling
Residential | Res ¦ Energy Star Freezer | 2035 | Achievable | GWh | Before Competition Groups | 34.2853 | 0 | 0 | 6211.5957 | 0.0055196 | 33 | Residential_2035_Achievable_GWh_Before Competition Groups_33 | Energy Star Freezer | 0.552% | 0 | 34.2853 | Residential_2035_Achievable_GWh_Before Competition Groups_Energy Star Freezer
Residential | Res ¦ Variable Refrigerant Flow Heat Pump | 2035 | Technical | GWh | Before Competition Groups | 112.4913 | 0 | 0 | 20628.0726 | 0.0054533 | 35 | Residential_2035_Technical_GWh_Before Competition Groups_35 | Variable Refrigerant Flow Heat Pump | 0.5453% | 0 | 112.4913 | Residential_2035_Technical_GWh_Before Competition Groups_Variable Refrigerant Flow Heat Pump
Residential | Res ¦ Solar Powered Attic Fan | 2035 | Technical | GWh | Before Competition Groups | 111.7103 | 0 | 0 | 20628.0726 | 0.0054154 | 36 | Residential_2035_Technical_GWh_Before Competition Groups_36 | Solar Powered Attic Fan | 0.5415% | 0 | 111.7103 | Residential_2035_Technical_GWh_Before Competition Groups_Solar Powered Attic Fan
Residential | Res ¦ Furnace with ECM | 2035 | Technical | GWh | Before Competition Groups | 110.7477 | 0 | 0 | 20628.0726 | 0.0053688 | 37 | Residential_2035_Technical_GWh_Before Competition Groups_37 | Furnace with ECM | 0.5369% | 0 | 110.7477 | Residential_2035_Technical_GWh_Before Competition Groups_Furnace with ECM
Residential | Res ¦ LED Parking Lot Fixture | 2035 | Technical | GWh | Before Competition Groups | 106.0416 | 0 | 0 | 20628.0726 | 0.0051406 | 38 | Residential_2035_Technical_GWh_Before Competition Groups_38 | LED Parking Lot Fixture | 0.5141% | 0 | 106.0416 | Residential_2035_Technical_GWh_Before Competition Groups_LED Parking Lot Fixture
Residential | Res ¦ Occupancy Sensors MF | 2035 | Technical | GWh | Before Competition Groups | 105.4983 | 0 | 0 | 20628.0726 | 0.0051143 | 39 | Residential_2035_Technical_GWh_Before Competition Groups_39 | Occupancy Sensors MF | 0.5114% | 0 | 105.4983 | Residential_2035_Technical_GWh_Before Competition Groups_Occupancy Sensors MF
Residential | Res ¦ Outside Air Economizer | 2035 | Achievable | GWh | Before Competition Groups | 31.6525 | 0 | 0 | 6211.5957 | 0.0050957 | 34 | Residential_2035_Achievable_GWh_Before Competition Groups_34 | Outside Air Economizer | 0.5096% | 0 | 31.6525 | Residential_2035_Achievable_GWh_Before Competition Groups_Outside Air Economizer
Residential | Res ¦ Clothes Drying Racks | 2035 | Economic | GWh | Before Competition Groups | 69.8276 | 0 | 0 | 13731.1218 | 0.0050854 | 27 | Residential_2035_Economic_GWh_Before Competition Groups_27 | Clothes Drying Racks | 0.5085% | 0 | 69.8276 | Residential_2035_Economic_GWh_Before Competition Groups_Clothes Drying Racks
Residential | Res ¦ Radiant Barrier | 2035 | Economic | GWh | Before Competition Groups | 68.6966 | 0 | 0 | 13731.1218 | 0.005003 | 28 | Residential_2035_Economic_GWh_Before Competition Groups_28 | Radiant Barrier | 0.5003% | 0 | 68.6966 | Residential_2035_Economic_GWh_Before Competition Groups_Radiant Barrier
Residential | Res ¦ Radiant Barrier | 2035 | Technical | GWh | Before Competition Groups | 101.988 | 0 | 0 | 20628.0726 | 0.0049441 | 40 | Residential_2035_Technical_GWh_Before Competition Groups_40 | Radiant Barrier | 0.4944% | 0 | 101.988 | Residential_2035_Technical_GWh_Before Competition Groups_Radiant Barrier
Residential | Res ¦ Freezer Recycling | 2035 | Economic | GWh | Before Competition Groups | 67.0977 | 0 | 0 | 13731.1218 | 0.0048865 | 29 | Residential_2035_Economic_GWh_Before Competition Groups_29 | Freezer Recycling | 0.4887% | 0 | 67.0977 | Residential_2035_Economic_GWh_Before Competition Groups_Freezer Recycling
Residential | Res ¦ Duct Insulation | 2035 | Economic | GWh | Before Competition Groups | 65.1682 | 0 | 0 | 13731.1218 | 0.004746 | 30 | Residential_2035_Economic_GWh_Before Competition Groups_30 | Duct Insulation | 0.4746% | 0 | 65.1682 | Residential_2035_Economic_GWh_Before Competition Groups_Duct Insulation
Residential | Res ¦ Energy Star Windows | 2035 | Economic | GWh | Before Competition Groups | 64.4399 | 0 | 0 | 13731.1218 | 0.004693 | 31 | Residential_2035_Economic_GWh_Before Competition Groups_31 | Energy Star Windows | 0.4693% | 0 | 64.4399 | Residential_2035_Economic_GWh_Before Competition Groups_Energy Star Windows
Residential | Res ¦ LED Downlight | 2035 | Technical | GWh | Before Competition Groups | 92.8051 | 0 | 0 | 20628.0726 | 0.004499 | 41 | Residential_2035_Technical_GWh_Before Competition Groups_41 | LED Downlight | 0.4499% | 0 | 92.8051 | Residential_2035_Technical_GWh_Before Competition Groups_LED Downlight
Residential | Res ¦ Air Source Heat Pump | 2035 | Technical | GWh | Before Competition Groups | 91.7674 | 0 | 0 | 20628.0726 | 0.0044487 | 42 | Residential_2035_Technical_GWh_Before Competition Groups_42 | Air Source Heat Pump | 0.4449% | 0 | 91.7674 | Residential_2035_Technical_GWh_Before Competition Groups_Air Source Heat Pump
Residential | Res ¦ Basement or Crawlspace Insulation | 2035 | Economic | GWh | Before Competition Groups | 59.2074 | 0 | 0 | 13731.1218 | 0.0043119 | 32 | Residential_2035_Economic_GWh_Before Competition Groups_32 | Basement or Crawlspace Insulation | 0.4312% | 0 | 59.2074 | Residential_2035_Economic_GWh_Before Competition Groups_Basement or Crawlspace Insulation
Residential | Res ¦ Energy Star Ceiling Fan/Lighting | 2035 | Technical | GWh | Before Competition Groups | 84.4148 | 0 | 0 | 20628.0726 | 0.0040922 | 43 | Residential_2035_Technical_GWh_Before Competition Groups_43 | Energy Star Ceiling Fan/Lighting | 0.4092% | 0 | 84.4148 | Residential_2035_Technical_GWh_Before Competition Groups_Energy Star Ceiling Fan/Lighting
Residential | Res ¦ Wall Insulation | 2035 | Economic | GWh | Before Competition Groups | 55.0426 | 0 | 0 | 13731.1218 | 0.0040086 | 33 | Residential_2035_Economic_GWh_Before Competition Groups_33 | Wall Insulation | 0.4009% | 0 | 55.0426 | Residential_2035_Economic_GWh_Before Competition Groups_Wall Insulation
Residential | Res ¦ Floor Insulation | 2035 | Economic | GWh | Before Competition Groups | 53.5966 | 0 | 0 | 13731.1218 | 0.0039033 | 34 | Residential_2035_Economic_GWh_Before Competition Groups_34 | Floor Insulation | 0.3903% | 0 | 53.5966 | Residential_2035_Economic_GWh_Before Competition Groups_Floor Insulation
Residential | Res ¦ Ceiling Insulation | 2035 | Technical | GWh | Before Competition Groups | 79.6868 | 0 | 0 | 20628.0726 | 0.003863 | 44 | Residential_2035_Technical_GWh_Before Competition Groups_44 | Ceiling Insulation | 0.3863% | 0 | 79.6868 | Residential_2035_Technical_GWh_Before Competition Groups_Ceiling Insulation
Residential | Res ¦ Window Film | 2035 | Technical | GWh | Before Competition Groups | 79.4475 | 0 | 0 | 20628.0726 | 0.0038514 | 45 | Residential_2035_Technical_GWh_Before Competition Groups_45 | Window Film | 0.3851% | 0 | 79.4475 | Residential_2035_Technical_GWh_Before Competition Groups_Window Film
Residential | Res ¦ Home Energy Reports | 2035 | Technical | GWh | Before Competition Groups | 78.8829 | 0 | 0 | 20628.0726 | 0.0038241 | 46 | Residential_2035_Technical_GWh_Before Competition Groups_46 | Home Energy Reports | 0.3824% | 0 | 78.8829 | Residential_2035_Technical_GWh_Before Competition Groups_Home Energy Reports
Residential | Res ¦ Refrigerator Recycling | 2035 | Technical | GWh | Before Competition Groups | 76.4774 | 0 | 0 | 20628.0726 | 0.0037074 | 47 | Residential_2035_Technical_GWh_Before Competition Groups_47 | Refrigerator Recycling | 0.3707% | 0 | 76.4774 | Residential_2035_Technical_GWh_Before Competition Groups_Refrigerator Recycling
Residential | Res ¦ Energy Star Freezer | 2035 | Technical | GWh | Before Competition Groups | 75.5762 | 0 | 0 | 20628.0726 | 0.0036638 | 48 | Residential_2035_Technical_GWh_Before Competition Groups_48 | Energy Star Freezer | 0.3664% | 0 | 75.5762 | Residential_2035_Technical_GWh_Before Competition Groups_Energy Star Freezer
Residential | Res ¦ LED Tube Re-Lamp | 2035 | Achievable | GWh | Before Competition Groups | 22.7537 | 0 | 0 | 6211.5957 | 0.0036631 | 35 | Residential_2035_Achievable_GWh_Before Competition Groups_35 | LED Tube Re-Lamp | 0.3663% | 0 | 22.7537 | Residential_2035_Achievable_GWh_Before Competition Groups_LED Tube Re-Lamp
Residential | Res ¦ LED Exterior Area Lights - LED Fixture (200W) | 2035 | Economic | GWh | Before Competition Groups | 50.0263 | 0 | 0 | 13731.1218 | 0.0036433 | 35 | Residential_2035_Economic_GWh_Before Competition Groups_35 | LED Exterior Area Lights - LED Fixture (200W) | 0.3643% | 0 | 50.0263 | Residential_2035_Economic_GWh_Before Competition Groups_LED Exterior Area Lights - LED Fixture (200W)
Residential | Res ¦ Minimize Hot and Warm Clothes Wash | 2035 | Achievable | GWh | Before Competition Groups | 21.6223 | 0 | 0 | 6211.5957 | 0.003481 | 36 | Residential_2035_Achievable_GWh_Before Competition Groups_36 | Minimize Hot and Warm Clothes Wash | 0.3481% | 0 | 21.6223 | Residential_2035_Achievable_GWh_Before Competition Groups_Minimize Hot and Warm Clothes Wash
Residential | Res ¦ Clothes Drying Racks | 2035 | Technical | GWh | Before Competition Groups | 69.8276 | 0 | 0 | 20628.0726 | 0.0033851 | 49 | Residential_2035_Technical_GWh_Before Competition Groups_49 | Clothes Drying Racks | 0.3385% | 0 | 69.8276 | Residential_2035_Technical_GWh_Before Competition Groups_Clothes Drying Racks
Residential | Res ¦ Freezer Recycling | 2035 | Technical | GWh | Before Competition Groups | 67.0977 | 0 | 0 | 20628.0726 | 0.0032527 | 50 | Residential_2035_Technical_GWh_Before Competition Groups_50 | Freezer Recycling | 0.3253% | 0 | 67.0977 | Residential_2035_Technical_GWh_Before Competition Groups_Freezer Recycling
Residential | Res ¦ Duct Insulation | 2035 | Technical | GWh | Before Competition Groups | 66.4432 | 0 | 0 | 20628.0726 | 0.003221 | 51 | Residential_2035_Technical_GWh_Before Competition Groups_51 | Duct Insulation | 0.3221% | 0 | 66.4432 | Residential_2035_Technical_GWh_Before Competition Groups_Duct Insulation
Residential | Res ¦ Advanced BAS/Controllers | 2035 | Economic | GWh | Before Competition Groups | 43.4612 | 0 | 0 | 13731.1218 | 0.0031652 | 36 | Residential_2035_Economic_GWh_Before Competition Groups_36 | Advanced BAS/Controllers | 0.3165% | 0 | 43.4612 | Residential_2035_Economic_GWh_Before Competition Groups_Advanced BAS/Controllers
Residential | Res ¦ ENERGY STAR LED LAMPS (REFLECTOR LAMPs/MR16/PAR 16) | 2035 | Achievable | GWh | Before Competition Groups | 18.7039 | 0 | 0 | 6211.5957 | 0.0030111 | 37 | Residential_2035_Achievable_GWh_Before Competition Groups_37 | ENERGY STAR LED LAMPS (REFLECTOR LAMPs/MR16/PAR 16) | 0.3011% | 0 | 18.7039 | Residential_2035_Achievable_GWh_Before Competition Groups_ENERGY STAR LED LAMPS (REFLECTOR LAMPs/MR16/PAR 16)
Residential | Res ¦ Heat Pump Water Heater | 2035 | Technical | GWh | Before Competition Groups | 60.6439 | 0 | 0 | 20628.0726 | 0.0029399 | 52 | Residential_2035_Technical_GWh_Before Competition Groups_52 | Heat Pump Water Heater | 0.294% | 0 | 60.6439 | Residential_2035_Technical_GWh_Before Competition Groups_Heat Pump Water Heater
Residential | Res ¦ INTEGRAL LED TROFFERS | 2035 | Technical | GWh | Before Competition Groups | 57.786 | 0 | 0 | 20628.0726 | 0.0028013 | 53 | Residential_2035_Technical_GWh_Before Competition Groups_53 | INTEGRAL LED TROFFERS | 0.2801% | 0 | 57.786 | Residential_2035_Technical_GWh_Before Competition Groups_INTEGRAL LED TROFFERS
Residential | Res ¦ Heat Recovery Ventilator | 2035 | Economic | GWh | Before Competition Groups | 38.127 | 0 | 0 | 13731.1218 | 0.0027767 | 37 | Residential_2035_Economic_GWh_Before Competition Groups_37 | Heat Recovery Ventilator | 0.2777% | 0 | 38.127 | Residential_2035_Economic_GWh_Before Competition Groups_Heat Recovery Ventilator
Residential | Res ¦ CO Sensors for parking garage exhaust fans | 2035 | Achievable | GWh | Before Competition Groups | 16.9302 | 0 | 0 | 6211.5957 | 0.0027256 | 38 | Residential_2035_Achievable_GWh_Before Competition Groups_38 | CO Sensors for parking garage exhaust fans | 0.2726% | 0 | 16.9302 | Residential_2035_Achievable_GWh_Before Competition Groups_CO Sensors for parking garage exhaust fans
Residential | Res ¦ Minimize Hot and Warm Clothes Wash | 2035 | Economic | GWh | Before Competition Groups | 37.1881 | 0 | 0 | 13731.1218 | 0.0027083 | 38 | Residential_2035_Economic_GWh_Before Competition Groups_38 | Minimize Hot and Warm Clothes Wash | 0.2708% | 0 | 37.1881 | Residential_2035_Economic_GWh_Before Competition Groups_Minimize Hot and Warm Clothes Wash
Residential | Res ¦ Duct Insulation | 2035 | Achievable | GWh | Before Competition Groups | 16.7571 | 0 | 0 | 6211.5957 | 0.0026977 | 39 | Residential_2035_Achievable_GWh_Before Competition Groups_39 | Duct Insulation | 0.2698% | 0 | 16.7571 | Residential_2035_Achievable_GWh_Before Competition Groups_Duct Insulation
Residential | Res ¦ Tankless Water Heater | 2035 | Technical | GWh | Before Competition Groups | 54.8788 | 0 | 0 | 20628.0726 | 0.0026604 | 54 | Residential_2035_Technical_GWh_Before Competition Groups_54 | Tankless Water Heater | 0.266% | 0 | 54.8788 | Residential_2035_Technical_GWh_Before Competition Groups_Tankless Water Heater
Residential | Res ¦ Furnace Whistle | 2035 | Economic | GWh | Before Competition Groups | 36.4197 | 0 | 0 | 13731.1218 | 0.0026523 | 39 | Residential_2035_Economic_GWh_Before Competition Groups_39 | Furnace Whistle | 0.2652% | 0 | 36.4197 | Residential_2035_Economic_GWh_Before Competition Groups_Furnace Whistle
Residential | Res ¦ Floor Insulation | 2035 | Technical | GWh | Before Competition Groups | 53.5966 | 0 | 0 | 20628.0726 | 0.0025982 | 55 | Residential_2035_Technical_GWh_Before Competition Groups_55 | Floor Insulation | 0.2598% | 0 | 53.5966 | Residential_2035_Technical_GWh_Before Competition Groups_Floor Insulation
Residential | Res ¦ Variable Frequency Drive (VFD) | 2035 | Achievable | GWh | Before Competition Groups | 15.8053 | 0 | 0 | 6211.5957 | 0.0025445 | 40 | Residential_2035_Achievable_GWh_Before Competition Groups_40 | Variable Frequency Drive (VFD) | 0.2544% | 0 | 15.8053 | Residential_2035_Achievable_GWh_Before Competition Groups_Variable Frequency Drive (VFD)
Residential | Res ¦ Tankless Water Heater | 2035 | Economic | GWh | Before Competition Groups | 33.9057 | 0 | 0 | 13731.1218 | 0.0024693 | 40 | Residential_2035_Economic_GWh_Before Competition Groups_40 | Tankless Water Heater | 0.2469% | 0 | 33.9057 | Residential_2035_Economic_GWh_Before Competition Groups_Tankless Water Heater
Residential | Res ¦ LED Exterior Area Lights - LED Fixture (200W) | 2035 | Technical | GWh | Before Competition Groups | 50.0263 | 0 | 0 | 20628.0726 | 0.0024252 | 56 | Residential_2035_Technical_GWh_Before Competition Groups_56 | LED Exterior Area Lights - LED Fixture (200W) | 0.2425% | 0 | 50.0263 | Residential_2035_Technical_GWh_Before Competition Groups_LED Exterior Area Lights - LED Fixture (200W)
Residential | Res ¦ Early Hot Water Heater Replacement | 2035 | Economic | GWh | Before Competition Groups | 33.0698 | 0 | 0 | 13731.1218 | 0.0024084 | 41 | Residential_2035_Economic_GWh_Before Competition Groups_41 | Early Hot Water Heater Replacement | 0.2408% | 0 | 33.0698 | Residential_2035_Economic_GWh_Before Competition Groups_Early Hot Water Heater Replacement
Residential | Res ¦ High Efficiency Chiller (avg of water and air cooled) | 2035 | Achievable | GWh | Before Competition Groups | 14.6305 | 0 | 0 | 6211.5957 | 0.0023553 | 41 | Residential_2035_Achievable_GWh_Before Competition Groups_41 | High Efficiency Chiller (avg of water and air cooled) | 0.2355% | 0 | 14.6305 | Residential_2035_Achievable_GWh_Before Competition Groups_High Efficiency Chiller (avg of water and air cooled)
Residential | Res ¦ Outside Air Economizer | 2035 | Economic | GWh | Before Competition Groups | 31.83 | 0 | 0 | 13731.1218 | 0.0023181 | 42 | Residential_2035_Economic_GWh_Before Competition Groups_42 | Outside Air Economizer | 0.2318% | 0 | 31.83 | Residential_2035_Economic_GWh_Before Competition Groups_Outside Air Economizer
Residential | Res ¦ Central Lighting Control System | 2035 | Technical | GWh | Before Competition Groups | 47.1999 | 0 | 0 | 20628.0726 | 0.0022881 | 57 | Residential_2035_Technical_GWh_Before Competition Groups_57 | Central Lighting Control System | 0.2288% | 0 | 47.1999 | Residential_2035_Technical_GWh_Before Competition Groups_Central Lighting Control System
Residential | Res ¦ Floor Insulation | 2035 | Achievable | GWh | Before Competition Groups | 14.0741 | 0 | 0 | 6211.5957 | 0.0022658 | 42 | Residential_2035_Achievable_GWh_Before Competition Groups_42 | Floor Insulation | 0.2266% | 0 | 14.0741 | Residential_2035_Achievable_GWh_Before Competition Groups_Floor Insulation
Residential | Res ¦ Tankless Water Heater | 2035 | Achievable | GWh | Before Competition Groups | 13.9852 | 0 | 0 | 6211.5957 | 0.0022515 | 43 | Residential_2035_Achievable_GWh_Before Competition Groups_43 | Tankless Water Heater | 0.2251% | 0 | 13.9852 | Residential_2035_Achievable_GWh_Before Competition Groups_Tankless Water Heater
Residential | Res ¦ Dehumidifier Recycling | 2035 | Technical | GWh | Before Competition Groups | 46.0835 | 0 | 0 | 20628.0726 | 0.002234 | 58 | Residential_2035_Technical_GWh_Before Competition Groups_58 | Dehumidifier Recycling | 0.2234% | 0 | 46.0835 | Residential_2035_Technical_GWh_Before Competition Groups_Dehumidifier Recycling
Residential | Res ¦ Duct Insulation MF | 2035 | Economic | GWh | Before Competition Groups | 29.9388 | 0 | 0 | 13731.1218 | 0.0021804 | 43 | Residential_2035_Economic_GWh_Before Competition Groups_43 | Duct Insulation MF | 0.218% | 0 | 29.9388 | Residential_2035_Economic_GWh_Before Competition Groups_Duct Insulation MF
Residential | Res ¦ Home Energy Reports | 2035 | Achievable | GWh | Before Competition Groups | 13.5363 | 0 | 0 | 6211.5957 | 0.0021792 | 44 | Residential_2035_Achievable_GWh_Before Competition Groups_44 | Home Energy Reports | 0.2179% | 0 | 13.5363 | Residential_2035_Achievable_GWh_Before Competition Groups_Home Energy Reports
Residential | Res ¦ Variable Refrigerant Flow Heat Pump | 2035 | Achievable | GWh | Before Competition Groups | 13.3938 | 0 | 0 | 6211.5957 | 0.0021563 | 45 | Residential_2035_Achievable_GWh_Before Competition Groups_45 | Variable Refrigerant Flow Heat Pump | 0.2156% | 0 | 13.3938 | Residential_2035_Achievable_GWh_Before Competition Groups_Variable Refrigerant Flow Heat Pump
Residential | Res ¦ Advanced BAS/Controllers | 2035 | Technical | GWh | Before Competition Groups | 43.4612 | 0 | 0 | 20628.0726 | 0.0021069 | 59 | Residential_2035_Technical_GWh_Before Competition Groups_59 | Advanced BAS/Controllers | 0.2107% | 0 | 43.4612 | Residential_2035_Technical_GWh_Before Competition Groups_Advanced BAS/Controllers
Residential | Res ¦ Demand Control Ventilation | 2035 | Achievable | GWh | Before Competition Groups | 12.5887 | 0 | 0 | 6211.5957 | 0.0020266 | 46 | Residential_2035_Achievable_GWh_Before Competition Groups_46 | Demand Control Ventilation | 0.2027% | 0 | 12.5887 | Residential_2035_Achievable_GWh_Before Competition Groups_Demand Control Ventilation
Residential | Res ¦ Energy Star Dehumidifier | 2035 | Economic | GWh | Before Competition Groups | 27.092 | 0 | 0 | 13731.1218 | 0.001973 | 44 | Residential_2035_Economic_GWh_Before Competition Groups_44 | Energy Star Dehumidifier | 0.1973% | 0 | 27.092 | Residential_2035_Economic_GWh_Before Competition Groups_Energy Star Dehumidifier
Residential | Res ¦ Energy Star Freezer | 2035 | Economic | GWh | Before Competition Groups | 26.9567 | 0 | 0 | 13731.1218 | 0.0019632 | 45 | Residential_2035_Economic_GWh_Before Competition Groups_45 | Energy Star Freezer | 0.1963% | 0 | 26.9567 | Residential_2035_Economic_GWh_Before Competition Groups_Energy Star Freezer
Residential | Res ¦ Heat Recovery Ventilator | 2035 | Technical | GWh | Before Competition Groups | 39.42 | 0 | 0 | 20628.0726 | 0.001911 | 60 | Residential_2035_Technical_GWh_Before Competition Groups_60 | Heat Recovery Ventilator | 0.1911% | 0 | 39.42 | Residential_2035_Technical_GWh_Before Competition Groups_Heat Recovery Ventilator
Residential | Res ¦ Early Hot Water Heater Replacement | 2035 | Achievable | GWh | Before Competition Groups | 11.7471 | 0 | 0 | 6211.5957 | 0.0018912 | 47 | Residential_2035_Achievable_GWh_Before Competition Groups_47 | Early Hot Water Heater Replacement | 0.1891% | 0 | 11.7471 | Residential_2035_Achievable_GWh_Before Competition Groups_Early Hot Water Heater Replacement
Residential | Res ¦ Water Heater Temperature Setback | 2035 | Achievable | GWh | Before Competition Groups | 11.6798 | 0 | 0 | 6211.5957 | 0.0018803 | 48 | Residential_2035_Achievable_GWh_Before Competition Groups_48 | Water Heater Temperature Setback | 0.188% | 0 | 11.6798 | Residential_2035_Achievable_GWh_Before Competition Groups_Water Heater Temperature Setback
Residential | Res ¦ Minimize Hot and Warm Clothes Wash | 2035 | Technical | GWh | Before Competition Groups | 37.1881 | 0 | 0 | 20628.0726 | 0.0018028 | 61 | Residential_2035_Technical_GWh_Before Competition Groups_61 | Minimize Hot and Warm Clothes Wash | 0.1803% | 0 | 37.1881 | Residential_2035_Technical_GWh_Before Competition Groups_Minimize Hot and Warm Clothes Wash
Residential | Res ¦ Home Energy Reports | 2035 | Economic | GWh | Before Competition Groups | 24.5855 | 0 | 0 | 13731.1218 | 0.0017905 | 46 | Residential_2035_Economic_GWh_Before Competition Groups_46 | Home Energy Reports | 0.179% | 0 | 24.5855 | Residential_2035_Economic_GWh_Before Competition Groups_Home Energy Reports
Residential | Res ¦ LED Tube Re-Lamp | 2035 | Technical | GWh | Before Competition Groups | 36.7335 | 0 | 0 | 20628.0726 | 0.0017808 | 62 | Residential_2035_Technical_GWh_Before Competition Groups_62 | LED Tube Re-Lamp | 0.1781% | 0 | 36.7335 | Residential_2035_Technical_GWh_Before Competition Groups_LED Tube Re-Lamp
Residential | Res ¦ Furnace Whistle | 2035 | Technical | GWh | Before Competition Groups | 36.4197 | 0 | 0 | 20628.0726 | 0.0017655 | 63 | Residential_2035_Technical_GWh_Before Competition Groups_63 | Furnace Whistle | 0.1766% | 0 | 36.4197 | Residential_2035_Technical_GWh_Before Competition Groups_Furnace Whistle
Residential | Res ¦ LED Tube Re-Lamp | 2035 | Economic | GWh | Before Competition Groups | 23.9945 | 0 | 0 | 13731.1218 | 0.0017475 | 47 | Residential_2035_Economic_GWh_Before Competition Groups_47 | LED Tube Re-Lamp | 0.1747% | 0 | 23.9945 | Residential_2035_Economic_GWh_Before Competition Groups_LED Tube Re-Lamp
Residential | Res ¦ Wall Insulation | 2035 | Achievable | GWh | Before Competition Groups | 10.6804 | 0 | 0 | 6211.5957 | 0.0017194 | 49 | Residential_2035_Achievable_GWh_Before Competition Groups_49 | Wall Insulation | 0.1719% | 0 | 10.6804 | Residential_2035_Achievable_GWh_Before Competition Groups_Wall Insulation
Residential | Res ¦ Condensing Make Up Air Unit | 2035 | Achievable | GWh | Before Competition Groups | 10.4811 | 0 | 0 | 6211.5957 | 0.0016873 | 50 | Residential_2035_Achievable_GWh_Before Competition Groups_50 | Condensing Make Up Air Unit | 0.1687% | 0 | 10.4811 | Residential_2035_Achievable_GWh_Before Competition Groups_Condensing Make Up Air Unit
Residential | Res ¦ Drain Water Heat Recovery | 2035 | Economic | GWh | Before Competition Groups | 22.1984 | 0 | 0 | 13731.1218 | 0.0016166 | 48 | Residential_2035_Economic_GWh_Before Competition Groups_48 | Drain Water Heat Recovery | 0.1617% | 0 | 22.1984 | Residential_2035_Economic_GWh_Before Competition Groups_Drain Water Heat Recovery
Residential | Res ¦ Radiant Barrier | 2035 | Achievable | GWh | Before Competition Groups | 10.0125 | 0 | 0 | 6211.5957 | 0.0016119 | 51 | Residential_2035_Achievable_GWh_Before Competition Groups_51 | Radiant Barrier | 0.1612% | 0 | 10.0125 | Residential_2035_Achievable_GWh_Before Competition Groups_Radiant Barrier
Residential | Res ¦ Early Hot Water Heater Replacement | 2035 | Technical | GWh | Before Competition Groups | 33.0698 | 0 | 0 | 20628.0726 | 0.0016031 | 64 | Residential_2035_Technical_GWh_Before Competition Groups_64 | Early Hot Water Heater Replacement | 0.1603% | 0 | 33.0698 | Residential_2035_Technical_GWh_Before Competition Groups_Early Hot Water Heater Replacement
Residential | Res ¦ Outside Air Economizer | 2035 | Technical | GWh | Before Competition Groups | 31.83 | 0 | 0 | 20628.0726 | 0.001543 | 65 | Residential_2035_Technical_GWh_Before Competition Groups_65 | Outside Air Economizer | 0.1543% | 0 | 31.83 | Residential_2035_Technical_GWh_Before Competition Groups_Outside Air Economizer
Residential | Res ¦ CO Sensors for parking garage exhaust fans | 2035 | Economic | GWh | Before Competition Groups | 20.0822 | 0 | 0 | 13731.1218 | 0.0014625 | 49 | Residential_2035_Economic_GWh_Before Competition Groups_49 | CO Sensors for parking garage exhaust fans | 0.1463% | 0 | 20.0822 | Residential_2035_Economic_GWh_Before Competition Groups_CO Sensors for parking garage exhaust fans
Residential | Res ¦ Demand Control Ventilation | 2035 | Economic | GWh | Before Competition Groups | 19.9876 | 0 | 0 | 13731.1218 | 0.0014556 | 50 | Residential_2035_Economic_GWh_Before Competition Groups_50 | Demand Control Ventilation | 0.1456% | 0 | 19.9876 | Residential_2035_Economic_GWh_Before Competition Groups_Demand Control Ventilation
Residential | Res ¦ Duct Insulation MF | 2035 | Technical | GWh | Before Competition Groups | 29.9388 | 0 | 0 | 20628.0726 | 0.0014514 | 66 | Residential_2035_Technical_GWh_Before Competition Groups_66 | Duct Insulation MF | 0.1451% | 0 | 29.9388 | Residential_2035_Technical_GWh_Before Competition Groups_Duct Insulation MF
Residential | Res ¦ Solar Water Heating System | 2035 | Technical | GWh | Before Competition Groups | 29.9027 | 0 | 0 | 20628.0726 | 0.0014496 | 67 | Residential_2035_Technical_GWh_Before Competition Groups_67 | Solar Water Heating System | 0.145% | 0 | 29.9027 | Residential_2035_Technical_GWh_Before Competition Groups_Solar Water Heating System
Residential | Res ¦ Drain Water Heat Recovery | 2035 | Achievable | GWh | Before Competition Groups | 8.811 | 0 | 0 | 6211.5957 | 0.0014185 | 52 | Residential_2035_Achievable_GWh_Before Competition Groups_52 | Drain Water Heat Recovery | 0.1418% | 0 | 8.811 | Residential_2035_Achievable_GWh_Before Competition Groups_Drain Water Heat Recovery
Residential | Res ¦ ENERGY STAR LED LAMPS (REFLECTOR LAMPs/MR16/PAR 16) | 2035 | Economic | GWh | Before Competition Groups | 19.2975 | 0 | 0 | 13731.1218 | 0.0014054 | 51 | Residential_2035_Economic_GWh_Before Competition Groups_51 | ENERGY STAR LED LAMPS (REFLECTOR LAMPs/MR16/PAR 16) | 0.1405% | 0 | 19.2975 | Residential_2035_Economic_GWh_Before Competition Groups_ENERGY STAR LED LAMPS (REFLECTOR LAMPs/MR16/PAR 16)
Residential | Res ¦ Central Air Conditioner Maintenance | 2035 | Technical | GWh | Before Competition Groups | 27.225 | 0 | 0 | 20628.0726 | 0.0013198 | 68 | Residential_2035_Technical_GWh_Before Competition Groups_68 | Central Air Conditioner Maintenance | 0.132% | 0 | 27.225 | Residential_2035_Technical_GWh_Before Competition Groups_Central Air Conditioner Maintenance
Residential | Res ¦ Energy Star Dehumidifier | 2035 | Technical | GWh | Before Competition Groups | 27.092 | 0 | 0 | 20628.0726 | 0.0013134 | 69 | Residential_2035_Technical_GWh_Before Competition Groups_69 | Energy Star Dehumidifier | 0.1313% | 0 | 27.092 | Residential_2035_Technical_GWh_Before Competition Groups_Energy Star Dehumidifier
Residential | Res ¦ High Efficiency Storage Water Heater | 2035 | Technical | GWh | Before Competition Groups | 26.3468 | 0 | 0 | 20628.0726 | 0.0012772 | 70 | Residential_2035_Technical_GWh_Before Competition Groups_70 | High Efficiency Storage Water Heater | 0.1277% | 0 | 26.3468 | Residential_2035_Technical_GWh_Before Competition Groups_High Efficiency Storage Water Heater
Residential | Res ¦ Air Source Heat Pump | 2035 | Economic | GWh | Before Competition Groups | 16.9857 | 0 | 0 | 13731.1218 | 0.001237 | 52 | Residential_2035_Economic_GWh_Before Competition Groups_52 | Air Source Heat Pump | 0.1237% | 0 | 16.9857 | Residential_2035_Economic_GWh_Before Competition Groups_Air Source Heat Pump
Residential | Res ¦ Condensing Make Up Air Unit | 2035 | Economic | GWh | Before Competition Groups | 16.7578 | 0 | 0 | 13731.1218 | 0.0012204 | 53 | Residential_2035_Economic_GWh_Before Competition Groups_53 | Condensing Make Up Air Unit | 0.122% | 0 | 16.7578 | Residential_2035_Economic_GWh_Before Competition Groups_Condensing Make Up Air Unit
Residential | Res ¦ Energy Star Dishwasher | 2035 | Technical | GWh | Before Competition Groups | 25.0306 | 0 | 0 | 20628.0726 | 0.0012134 | 71 | Residential_2035_Technical_GWh_Before Competition Groups_71 | Energy Star Dishwasher | 0.1213% | 0 | 25.0306 | Residential_2035_Technical_GWh_Before Competition Groups_Energy Star Dishwasher
Residential | Res ¦ High Efficiency Chiller (avg of water and air cooled) | 2035 | Economic | GWh | Before Competition Groups | 16.2273 | 0 | 0 | 13731.1218 | 0.0011818 | 54 | Residential_2035_Economic_GWh_Before Competition Groups_54 | High Efficiency Chiller (avg of water and air cooled) | 0.1182% | 0 | 16.2273 | Residential_2035_Economic_GWh_Before Competition Groups_High Efficiency Chiller (avg of water and air cooled)
Residential | Res ¦ Variable Frequency Drive (VFD) | 2035 | Economic | GWh | Before Competition Groups | 15.7039 | 0 | 0 | 13731.1218 | 0.0011437 | 55 | Residential_2035_Economic_GWh_Before Competition Groups_55 | Variable Frequency Drive (VFD) | 0.1144% | 0 | 15.7039 | Residential_2035_Economic_GWh_Before Competition Groups_Variable Frequency Drive (VFD)
Residential | Res ¦ Drain Water Heat Recovery | 2035 | Technical | GWh | Before Competition Groups | 22.1984 | 0 | 0 | 20628.0726 | 0.0010761 | 72 | Residential_2035_Technical_GWh_Before Competition Groups_72 | Drain Water Heat Recovery | 0.1076% | 0 | 22.1984 | Residential_2035_Technical_GWh_Before Competition Groups_Drain Water Heat Recovery
Residential | Res ¦ Duct Insulation MF | 2035 | Achievable | GWh | Before Competition Groups | 6.5391 | 0 | 0 | 6211.5957 | 0.0010527 | 53 | Residential_2035_Achievable_GWh_Before Competition Groups_53 | Duct Insulation MF | 0.1053% | 0 | 6.5391 | Residential_2035_Achievable_GWh_Before Competition Groups_Duct Insulation MF
Residential | Res ¦ Heat Recovery Ventilator | 2035 | Achievable | GWh | Before Competition Groups | 6.4204 | 0 | 0 | 6211.5957 | 0.0010336 | 54 | Residential_2035_Achievable_GWh_Before Competition Groups_54 | Heat Recovery Ventilator | 0.1034% | 0 | 6.4204 | Residential_2035_Achievable_GWh_Before Competition Groups_Heat Recovery Ventilator
Residential | Res ¦ CO Sensors for parking garage exhaust fans | 2035 | Technical | GWh | Before Competition Groups | 20.0822 | 0 | 0 | 20628.0726 | 0.00097354 | 73 | Residential_2035_Technical_GWh_Before Competition Groups_73 | CO Sensors for parking garage exhaust fans | 0.09735% | 0 | 20.0822 | Residential_2035_Technical_GWh_Before Competition Groups_CO Sensors for parking garage exhaust fans
Residential | Res ¦ Demand Control Ventilation | 2035 | Technical | GWh | Before Competition Groups | 19.9876 | 0 | 0 | 20628.0726 | 0.00096895 | 74 | Residential_2035_Technical_GWh_Before Competition Groups_74 | Demand Control Ventilation | 0.0969% | 0 | 19.9876 | Residential_2035_Technical_GWh_Before Competition Groups_Demand Control Ventilation
Residential | Res ¦ ENERGY STAR LED LAMPS (REFLECTOR LAMPs/MR16/PAR 16) | 2035 | Technical | GWh | Before Competition Groups | 19.2975 | 0 | 0 | 20628.0726 | 0.0009355 | 75 | Residential_2035_Technical_GWh_Before Competition Groups_75 | ENERGY STAR LED LAMPS (REFLECTOR LAMPs/MR16/PAR 16) | 0.09355% | 0 | 19.2975 | Residential_2035_Technical_GWh_Before Competition Groups_ENERGY STAR LED LAMPS (REFLECTOR LAMPs/MR16/PAR 16)
Residential | Res ¦ Basement or Crawlspace Insulation | 2035 | Achievable | GWh | Before Competition Groups | 5.5159 | 0 | 0 | 6211.5957 | 0.000888 | 55 | Residential_2035_Achievable_GWh_Before Competition Groups_55 | Basement or Crawlspace Insulation | 0.0888% | 0 | 5.5159 | Residential_2035_Achievable_GWh_Before Competition Groups_Basement or Crawlspace Insulation
Residential | Res ¦ Variable Refrigerant Flow Heat Pump | 2035 | Economic | GWh | Before Competition Groups | 11.7651 | 0 | 0 | 13731.1218 | 0.00085682 | 56 | Residential_2035_Economic_GWh_Before Competition Groups_56 | Variable Refrigerant Flow Heat Pump | 0.08568% | 0 | 11.7651 | Residential_2035_Economic_GWh_Before Competition Groups_Variable Refrigerant Flow Heat Pump
Residential | Res ¦ Water Heater Temperature Setback | 2035 | Economic | GWh | Before Competition Groups | 11.6046 | 0 | 0 | 13731.1218 | 0.00084513 | 57 | Residential_2035_Economic_GWh_Before Competition Groups_57 | Water Heater Temperature Setback | 0.08451% | 0 | 11.6046 | Residential_2035_Economic_GWh_Before Competition Groups_Water Heater Temperature Setback
Residential | Res ¦ Heat Pump Water Heater | 2035 | Economic | GWh | Before Competition Groups | 11.3058 | 0 | 0 | 13731.1218 | 0.00082337 | 58 | Residential_2035_Economic_GWh_Before Competition Groups_58 | Heat Pump Water Heater | 0.08234% | 0 | 11.3058 | Residential_2035_Economic_GWh_Before Competition Groups_Heat Pump Water Heater
Residential | Res ¦ Condensing Make Up Air Unit | 2035 | Technical | GWh | Before Competition Groups | 16.7578 | 0 | 0 | 20628.0726 | 0.00081238 | 76 | Residential_2035_Technical_GWh_Before Competition Groups_76 | Condensing Make Up Air Unit | 0.08124% | 0 | 16.7578 | Residential_2035_Technical_GWh_Before Competition Groups_Condensing Make Up Air Unit
Residential | Res ¦ High Efficiency Chiller (avg of water and air cooled) | 2035 | Technical | GWh | Before Competition Groups | 16.2273 | 0 | 0 | 20628.0726 | 0.00078666 | 77 | Residential_2035_Technical_GWh_Before Competition Groups_77 | High Efficiency Chiller (avg of water and air cooled) | 0.07867% | 0 | 16.2273 | Residential_2035_Technical_GWh_Before Competition Groups_High Efficiency Chiller (avg of water and air cooled)
Residential | Res ¦ VFD on Pumps | 2035 | Achievable | GWh | Before Competition Groups | 4.8603 | 0 | 0 | 6211.5957 | 0.00078245 | 56 | Residential_2035_Achievable_GWh_Before Competition Groups_56 | VFD on Pumps | 0.07825% | 0 | 4.8603 | Residential_2035_Achievable_GWh_Before Competition Groups_VFD on Pumps
Residential | Res ¦ Variable Frequency Drive (VFD) | 2035 | Technical | GWh | Before Competition Groups | 15.7039 | 0 | 0 | 20628.0726 | 0.00076129 | 78 | Residential_2035_Technical_GWh_Before Competition Groups_78 | Variable Frequency Drive (VFD) | 0.07613% | 0 | 15.7039 | Residential_2035_Technical_GWh_Before Competition Groups_Variable Frequency Drive (VFD)
Residential | Res ¦ Energy Star Dehumidifier | 2035 | Achievable | GWh | Before Competition Groups | 4.5127 | 0 | 0 | 6211.5957 | 0.00072649 | 57 | Residential_2035_Achievable_GWh_Before Competition Groups_57 | Energy Star Dehumidifier | 0.07265% | 0 | 4.5127 | Residential_2035_Achievable_GWh_Before Competition Groups_Energy Star Dehumidifier
Residential | Res ¦ LED Downlight | 2035 | Economic | GWh | Before Competition Groups | 9.4604 | 0 | 0 | 13731.1218 | 0.00068898 | 59 | Residential_2035_Economic_GWh_Before Competition Groups_59 | LED Downlight | 0.0689% | 0 | 9.4604 | Residential_2035_Economic_GWh_Before Competition Groups_LED Downlight
Residential | Res ¦ Ceiling Insulation | 2035 | Achievable | GWh | Before Competition Groups | 3.5453 | 0 | 0 | 6211.5957 | 0.00057075 | 58 | Residential_2035_Achievable_GWh_Before Competition Groups_58 | Ceiling Insulation | 0.05707% | 0 | 3.5453 | Residential_2035_Achievable_GWh_Before Competition Groups_Ceiling Insulation
Residential | Res ¦ Water Heater Temperature Setback | 2035 | Technical | GWh | Before Competition Groups | 11.6046 | 0 | 0 | 20628.0726 | 0.00056256 | 79 | Residential_2035_Technical_GWh_Before Competition Groups_79 | Water Heater Temperature Setback | 0.05626% | 0 | 11.6046 | Residential_2035_Technical_GWh_Before Competition Groups_Water Heater Temperature Setback
Residential | Res ¦ ENERGY STAR LED Lamps (General Service Lamps) | 2035 | Achievable | GWh | Before Competition Groups | 3.2597 | 0 | 0 | 6211.5957 | 0.00052478 | 59 | Residential_2035_Achievable_GWh_Before Competition Groups_59 | ENERGY STAR LED Lamps (General Service Lamps) | 0.05248% | 0 | 3.2597 | Residential_2035_Achievable_GWh_Before Competition Groups_ENERGY STAR LED Lamps (General Service Lamps)
Residential | Res ¦ DHW Recirculation Systems | 2035 | Technical | GWh | Before Competition Groups | 10.4545 | 0 | 0 | 20628.0726 | 0.00050681 | 80 | Residential_2035_Technical_GWh_Before Competition Groups_80 | DHW Recirculation Systems | 0.05068% | 0 | 10.4545 | Residential_2035_Technical_GWh_Before Competition Groups_DHW Recirculation Systems
Residential | Res ¦ Air Source Heat Pump Maintenance | 2035 | Technical | GWh | Before Competition Groups | 9.4344 | 0 | 0 | 20628.0726 | 0.00045736 | 81 | Residential_2035_Technical_GWh_Before Competition Groups_81 | Air Source Heat Pump Maintenance | 0.04574% | 0 | 9.4344 | Residential_2035_Technical_GWh_Before Competition Groups_Air Source Heat Pump Maintenance
Residential | Res ¦ ECM MOTORS FOR HVAC APPLICATION (FAN-POWERED VAV BOX) | 2035 | Achievable | GWh | Before Competition Groups | 2.6759 | 0 | 0 | 6211.5957 | 0.00043079 | 60 | Residential_2035_Achievable_GWh_Before Competition Groups_60 | ECM MOTORS FOR HVAC APPLICATION (FAN-POWERED VAV BOX) | 0.04308% | 0 | 2.6759 | Residential_2035_Achievable_GWh_Before Competition Groups_ECM MOTORS FOR HVAC APPLICATION (FAN-POWERED VAV BOX)
Residential | Res ¦ VFD on Pumps | 2035 | Economic | GWh | Before Competition Groups | 4.8291 | 0 | 0 | 13731.1218 | 0.00035169 | 60 | Residential_2035_Economic_GWh_Before Competition Groups_60 | VFD on Pumps | 0.03517% | 0 | 4.8291 | Residential_2035_Economic_GWh_Before Competition Groups_VFD on Pumps
Residential | Res ¦ Beverage Vending Machine Controls | 2035 | Achievable | GWh | Before Competition Groups | 1.8218 | 0 | 0 | 6211.5957 | 0.00029329 | 61 | Residential_2035_Achievable_GWh_Before Competition Groups_61 | Beverage Vending Machine Controls | 0.02933% | 0 | 1.8218 | Residential_2035_Achievable_GWh_Before Competition Groups_Beverage Vending Machine Controls
Residential | Res ¦ ENERGY STAR LED Lamps (General Service Lamps) | 2035 | Economic | GWh | Before Competition Groups | 3.443 | 0 | 0 | 13731.1218 | 0.00025074 | 61 | Residential_2035_Economic_GWh_Before Competition Groups_61 | ENERGY STAR LED Lamps (General Service Lamps) | 0.02507% | 0 | 3.443 | Residential_2035_Economic_GWh_Before Competition Groups_ENERGY STAR LED Lamps (General Service Lamps)
Residential | Res ¦ ECM MOTORS FOR HVAC APPLICATION (FAN-POWERED VAV BOX) | 2035 | Economic | GWh | Before Competition Groups | 3.2491 | 0 | 0 | 13731.1218 | 0.00023662 | 62 | Residential_2035_Economic_GWh_Before Competition Groups_62 | ECM MOTORS FOR HVAC APPLICATION (FAN-POWERED VAV BOX) | 0.02366% | 0 | 3.2491 | Residential_2035_Economic_GWh_Before Competition Groups_ECM MOTORS FOR HVAC APPLICATION (FAN-POWERED VAV BOX)
Residential | Res ¦ VFD on Pumps | 2035 | Technical | GWh | Before Competition Groups | 4.8291 | 0 | 0 | 20628.0726 | 0.0002341 | 82 | Residential_2035_Technical_GWh_Before Competition Groups_82 | VFD on Pumps | 0.02341% | 0 | 4.8291 | Residential_2035_Technical_GWh_Before Competition Groups_VFD on Pumps
Residential | Res ¦ Networked/ Connected - Indoor LED Luminaire | 2035 | Economic | GWh | Before Competition Groups | 2.9201 | 0 | 0 | 13731.1218 | 0.00021266 | 63 | Residential_2035_Economic_GWh_Before Competition Groups_63 | Networked/ Connected - Indoor LED Luminaire | 0.02127% | 0 | 2.9201 | Residential_2035_Economic_GWh_Before Competition Groups_Networked/ Connected - Indoor LED Luminaire
Residential | Res ¦ Beverage Vending Machine Controls | 2035 | Economic | GWh | Before Competition Groups | 2.321 | 0 | 0 | 13731.1218 | 0.00016903 | 64 | Residential_2035_Economic_GWh_Before Competition Groups_64 | Beverage Vending Machine Controls | 0.0169% | 0 | 2.321 | Residential_2035_Economic_GWh_Before Competition Groups_Beverage Vending Machine Controls
Residential | Res ¦ ENERGY STAR LED Lamps (General Service Lamps) | 2035 | Technical | GWh | Before Competition Groups | 3.443 | 0 | 0 | 20628.0726 | 0.00016691 | 83 | Residential_2035_Technical_GWh_Before Competition Groups_83 | ENERGY STAR LED Lamps (General Service Lamps) | 0.01669% | 0 | 3.443 | Residential_2035_Technical_GWh_Before Competition Groups_ENERGY STAR LED Lamps (General Service Lamps)
Residential | Res ¦ Heat Pump Water Heater | 2035 | Achievable | GWh | Before Competition Groups | 0.99041 | 0 | 0 | 6211.5957 | 0.00015945 | 62 | Residential_2035_Achievable_GWh_Before Competition Groups_62 | Heat Pump Water Heater | 0.01594% | 0 | 0.99041 | Residential_2035_Achievable_GWh_Before Competition Groups_Heat Pump Water Heater
Residential | Res ¦ ECM MOTORS FOR HVAC APPLICATION (FAN-POWERED VAV BOX) | 2035 | Technical | GWh | Before Competition Groups | 3.2491 | 0 | 0 | 20628.0726 | 0.00015751 | 84 | Residential_2035_Technical_GWh_Before Competition Groups_84 | ECM MOTORS FOR HVAC APPLICATION (FAN-POWERED VAV BOX) | 0.01575% | 0 | 3.2491 | Residential_2035_Technical_GWh_Before Competition Groups_ECM MOTORS FOR HVAC APPLICATION (FAN-POWERED VAV BOX)
Residential | Res ¦ HVAC Optimization | 2035 | Technical | GWh | Before Competition Groups | 3.0704 | 0 | 0 | 20628.0726 | 0.00014885 | 85 | Residential_2035_Technical_GWh_Before Competition Groups_85 | HVAC Optimization | 0.01488% | 0 | 3.0704 | Residential_2035_Technical_GWh_Before Competition Groups_HVAC Optimization
Residential | Res ¦ Beverage Vending Machine Controls | 2035 | Technical | GWh | Before Competition Groups | 2.321 | 0 | 0 | 20628.0726 | 0.00011252 | 86 | Residential_2035_Technical_GWh_Before Competition Groups_86 | Beverage Vending Machine Controls | 0.01125% | 0 | 2.321 | Residential_2035_Technical_GWh_Before Competition Groups_Beverage Vending Machine Controls
Residential | Res ¦ Air Source Heat Pump | 2035 | Achievable | GWh | Before Competition Groups | 0.37697 | 0 | 0 | 6211.5957 | 6.0688e-05 | 63 | Residential_2035_Achievable_GWh_Before Competition Groups_63 | Air Source Heat Pump | 0.006069% | 0 | 0.37697 | Residential_2035_Achievable_GWh_Before Competition Groups_Air Source Heat Pump
Residential | Res ¦ Chilled Water Optimization | 2035 | Achievable | GWh | Before Competition Groups | 0.26514 | 0 | 0 | 6211.5957 | 4.2685e-05 | 64 | Residential_2035_Achievable_GWh_Before Competition Groups_64 | Chilled Water Optimization | 0.004268% | 0 | 0.26514 | Residential_2035_Achievable_GWh_Before Competition Groups_Chilled Water Optimization
Residential | Res ¦ Chilled Water Optimization | 2035 | Economic | GWh | Before Competition Groups | 0.4107 | 0 | 0 | 13731.1218 | 2.991e-05 | 65 | Residential_2035_Economic_GWh_Before Competition Groups_65 | Chilled Water Optimization | 0.002991% | 0 | 0.4107 | Residential_2035_Economic_GWh_Before Competition Groups_Chilled Water Optimization
Residential | Res ¦ LED High Bay Fixture | 2035 | Achievable | GWh | Before Competition Groups | 0.18328 | 0 | 0 | 6211.5957 | 2.9505e-05 | 65 | Residential_2035_Achievable_GWh_Before Competition Groups_65 | LED High Bay Fixture | 0.002951% | 0 | 0.18328 | Residential_2035_Achievable_GWh_Before Competition Groups_LED High Bay Fixture
Residential | Res ¦ Wall Insulation MF | 2035 | Technical | GWh | Before Competition Groups | 0.58752 | 0 | 0 | 20628.0726 | 2.8482e-05 | 87 | Residential_2035_Technical_GWh_Before Competition Groups_87 | Wall Insulation MF | 0.002848% | 0 | 0.58752 | Residential_2035_Technical_GWh_Before Competition Groups_Wall Insulation MF
Residential | Res ¦ Chilled Water Optimization | 2035 | Technical | GWh | Before Competition Groups | 0.4107 | 0 | 0 | 20628.0726 | 1.991e-05 | 88 | Residential_2035_Technical_GWh_Before Competition Groups_88 | Chilled Water Optimization | 0.001991% | 0 | 0.4107 | Residential_2035_Technical_GWh_Before Competition Groups_Chilled Water Optimization
Residential | Res ¦ LED High Bay Fixture | 2035 | Economic | GWh | Before Competition Groups | 0.26631 | 0 | 0 | 13731.1218 | 1.9394e-05 | 66 | Residential_2035_Economic_GWh_Before Competition Groups_66 | LED High Bay Fixture | 0.001939% | 0 | 0.26631 | Residential_2035_Economic_GWh_Before Competition Groups_LED High Bay Fixture
Residential | Res ¦ LED Recessed Downlights | 2035 | Technical | GWh | Before Competition Groups | 0.30978 | 0 | 0 | 20628.0726 | 1.5017e-05 | 89 | Residential_2035_Technical_GWh_Before Competition Groups_89 | LED Recessed Downlights | 0.001502% | 0 | 0.30978 | Residential_2035_Technical_GWh_Before Competition Groups_LED Recessed Downlights
Residential | Res ¦ LED High Bay Fixture | 2035 | Technical | GWh | Before Competition Groups | 0.26631 | 0 | 0 | 20628.0726 | 1.291e-05 | 90 | Residential_2035_Technical_GWh_Before Competition Groups_90 | LED High Bay Fixture | 0.001291% | 0 | 0.26631 | Residential_2035_Technical_GWh_Before Competition Groups_LED High Bay Fixture
Residential | Res ¦ Solar Water Preheat (Pools/DHW) | 2035 | Technical | GWh | Before Competition Groups | 0.099537 | 0 | 0 | 20628.0726 | 4.8253e-06 | 91 | Residential_2035_Technical_GWh_Before Competition Groups_91 | Solar Water Preheat (Pools/DHW) | 0.0004825% | 0 | 0.099537 | Residential_2035_Technical_GWh_Before Competition Groups_Solar Water Preheat (Pools/DHW)
Residential | Res ¦ Wall Insulation MF | 2035 | Economic | GWh | Before Competition Groups | 0.061703 | 0 | 0 | 13731.1218 | 4.4937e-06 | 67 | Residential_2035_Economic_GWh_Before Competition Groups_67 | Wall Insulation MF | 0.0004494% | 0 | 0.061703 | Residential_2035_Economic_GWh_Before Competition Groups_Wall Insulation MF
Residential | Res ¦ Networked/ Connected - Indoor LED Luminaire | 2035 | Achievable | GWh | Before Competition Groups | 0.024258 | 0 | 0 | 6211.5957 | 3.9052e-06 | 66 | Residential_2035_Achievable_GWh_Before Competition Groups_66 | Networked/ Connected - Indoor LED Luminaire | 0.0003905% | 0 | 0.024258 | Residential_2035_Achievable_GWh_Before Competition Groups_Networked/ Connected - Indoor LED Luminaire
Residential | Res ¦ Wall Insulation MF | 2035 | Achievable | GWh | Before Competition Groups | 0.012839 | 0 | 0 | 6211.5957 | 2.0669e-06 | 67 | Residential_2035_Achievable_GWh_Before Competition Groups_67 | Wall Insulation MF | 0.0002067% | 0 | 0.012839 | Residential_2035_Achievable_GWh_Before Competition Groups_Wall Insulation MF
Residential | Res ¦ Photocell Controls (Outdoor) | 2035 | Technical | GWh | Before Competition Groups | 0.00032974 | 0 | 0 | 20628.0726 | 1.5985e-08 | 92 | Residential_2035_Technical_GWh_Before Competition Groups_92 | Photocell Controls (Outdoor) | 1.598e-06% | 0 | 0.00032974 | Residential_2035_Technical_GWh_Before Competition Groups_Photocell Controls (Outdoor)
Residential | Res ¦ DHW Recirculation Systems | 2035 | Achievable | GWh | Before Competition Groups | 0 | 0 | 0 | 6211.5957 | 0 | 68 | Residential_2035_Achievable_GWh_Before Competition Groups_68 | DHW Recirculation Systems | 0% | 0 | 0 | Residential_2035_Achievable_GWh_Before Competition Groups_DHW Recirculation Systems
Residential | Res ¦ DHW Recirculation Systems | 2035 | Economic | GWh | Before Competition Groups | 0 | 0 | 0 | 13731.1218 | 0 | 68 | Residential_2035_Economic_GWh_Before Competition Groups_68 | DHW Recirculation Systems | 0% | 0 | 0 | Residential_2035_Economic_GWh_Before Competition Groups_DHW Recirculation Systems
Residential | Res ¦ Lighting Motion Sensors, Timers, Dimmers | 2035 | Achievable | GWh | Before Competition Groups | 0 | 0 | 0 | 6211.5957 | 0 | 69 | Residential_2035_Achievable_GWh_Before Competition Groups_69 | Lighting Motion Sensors, Timers, Dimmers | 0% | 0 | 0 | Residential_2035_Achievable_GWh_Before Competition Groups_Lighting Motion Sensors, Timers, Dimmers
Residential | Res ¦ Lighting Motion Sensors, Timers, Dimmers | 2035 | Economic | GWh | Before Competition Groups | 0 | 0 | 0 | 13731.1218 | 0 | 69 | Residential_2035_Economic_GWh_Before Competition Groups_69 | Lighting Motion Sensors, Timers, Dimmers | 0% | 0 | 0 | Residential_2035_Economic_GWh_Before Competition Groups_Lighting Motion Sensors, Timers, Dimmers
Residential | Res ¦ Energy Star A Line, PAR, MR Lamps | 2036 | Economic | GWh | Before Competition Groups | 1752.3242 | 0 | 0 | 14047.1098 | 0.12475 | 1 | Residential_2036_Economic_GWh_Before Competition Groups_1 | Energy Star A Line, PAR, MR Lamps | 12.47% | 0 | 1752.3242 | Residential_2036_Economic_GWh_Before Competition Groups_Energy Star A Line, PAR, MR Lamps
Residential | Res ¦ Energy Star LED Bulbs General Purpose LEDs | 2036 | Economic | GWh | Before Competition Groups | 1581.5878 | 0 | 0 | 14047.1098 | 0.11259 | 2 | Residential_2036_Economic_GWh_Before Competition Groups_2 | Energy Star LED Bulbs General Purpose LEDs | 11.26% | 0 | 1581.5878 | Residential_2036_Economic_GWh_Before Competition Groups_Energy Star LED Bulbs General Purpose LEDs
Residential | Res ¦ Smart Power Bar | 2036 | Achievable | GWh | Before Competition Groups | 707.5566 | 0 | 0 | 6695.2834 | 0.10568 | 1 | Residential_2036_Achievable_GWh_Before Competition Groups_1 | Smart Power Bar | 10.57% | 0 | 707.5566 | Residential_2036_Achievable_GWh_Before Competition Groups_Smart Power Bar
Residential | Res ¦ Smart Power Bar | 2036 | Economic | GWh | Before Competition Groups | 1402.3056 | 0 | 0 | 14047.1098 | 0.099829 | 3 | Residential_2036_Economic_GWh_Before Competition Groups_3 | Smart Power Bar | 9.983% | 0 | 1402.3056 | Residential_2036_Economic_GWh_Before Competition Groups_Smart Power Bar
Residential | Res ¦ Energy Star LED Specialty Bulbs | 2036 | Economic | GWh | Before Competition Groups | 1397.3184 | 0 | 0 | 14047.1098 | 0.099474 | 4 | Residential_2036_Economic_GWh_Before Competition Groups_4 | Energy Star LED Specialty Bulbs | 9.947% | 0 | 1397.3184 | Residential_2036_Economic_GWh_Before Competition Groups_Energy Star LED Specialty Bulbs
Residential | Res ¦ Energy Star Clothes Washer | 2036 | Achievable | GWh | Before Competition Groups | 570.9099 | 0 | 0 | 6695.2834 | 0.08527 | 2 | Residential_2036_Achievable_GWh_Before Competition Groups_2 | Energy Star Clothes Washer | 8.527% | 0 | 570.9099 | Residential_2036_Achievable_GWh_Before Competition Groups_Energy Star Clothes Washer
Residential | Res ¦ Energy Star A Line, PAR, MR Lamps | 2036 | Technical | GWh | Before Competition Groups | 1752.3242 | 0 | 0 | 21091.4955 | 0.083082 | 1 | Residential_2036_Technical_GWh_Before Competition Groups_1 | Energy Star A Line, PAR, MR Lamps | 8.308% | 0 | 1752.3242 | Residential_2036_Technical_GWh_Before Competition Groups_Energy Star A Line, PAR, MR Lamps
Residential | Res ¦ Energy Star LED Bulbs General Purpose LEDs | 2036 | Technical | GWh | Before Competition Groups | 1581.5878 | 0 | 0 | 21091.4955 | 0.074987 | 2 | Residential_2036_Technical_GWh_Before Competition Groups_2 | Energy Star LED Bulbs General Purpose LEDs | 7.499% | 0 | 1581.5878 | Residential_2036_Technical_GWh_Before Competition Groups_Energy Star LED Bulbs General Purpose LEDs
Residential | Res ¦ Smart Power Bar | 2036 | Technical | GWh | Before Competition Groups | 1402.3056 | 0 | 0 | 21091.4955 | 0.066487 | 3 | Residential_2036_Technical_GWh_Before Competition Groups_3 | Smart Power Bar | 6.649% | 0 | 1402.3056 | Residential_2036_Technical_GWh_Before Competition Groups_Smart Power Bar
Residential | Res ¦ Energy Star LED Specialty Bulbs | 2036 | Technical | GWh | Before Competition Groups | 1397.3184 | 0 | 0 | 21091.4955 | 0.06625 | 4 | Residential_2036_Technical_GWh_Before Competition Groups_4 | Energy Star LED Specialty Bulbs | 6.625% | 0 | 1397.3184 | Residential_2036_Technical_GWh_Before Competition Groups_Energy Star LED Specialty Bulbs
Residential | Res ¦ Energy Star LED Bulbs General Purpose LEDs | 2036 | Achievable | GWh | Before Competition Groups | 422.0259 | 0 | 0 | 6695.2834 | 0.063033 | 3 | Residential_2036_Achievable_GWh_Before Competition Groups_3 | Energy Star LED Bulbs General Purpose LEDs | 6.303% | 0 | 422.0259 | Residential_2036_Achievable_GWh_Before Competition Groups_Energy Star LED Bulbs General Purpose LEDs
Residential | Res ¦ Ductless Mini-Split Heat Pump | 2036 | Achievable | GWh | Before Competition Groups | 419.4199 | 0 | 0 | 6695.2834 | 0.062644 | 4 | Residential_2036_Achievable_GWh_Before Competition Groups_4 | Ductless Mini-Split Heat Pump | 6.264% | 0 | 419.4199 | Residential_2036_Achievable_GWh_Before Competition Groups_Ductless Mini-Split Heat Pump
Residential | Res ¦ Variable Speed Pool Pump Motor | 2036 | Achievable | GWh | Before Competition Groups | 389.8 | 0 | 0 | 6695.2834 | 0.05822 | 5 | Residential_2036_Achievable_GWh_Before Competition Groups_5 | Variable Speed Pool Pump Motor | 5.822% | 0 | 389.8 | Residential_2036_Achievable_GWh_Before Competition Groups_Variable Speed Pool Pump Motor
Residential | Res ¦ Energy Star LED Specialty Bulbs | 2036 | Achievable | GWh | Before Competition Groups | 377.1271 | 0 | 0 | 6695.2834 | 0.056327 | 6 | Residential_2036_Achievable_GWh_Before Competition Groups_6 | Energy Star LED Specialty Bulbs | 5.633% | 0 | 377.1271 | Residential_2036_Achievable_GWh_Before Competition Groups_Energy Star LED Specialty Bulbs
Residential | Res ¦ Car Block Heater Timer | 2036 | Achievable | GWh | Before Competition Groups | 350.3292 | 0 | 0 | 6695.2834 | 0.052325 | 7 | Residential_2036_Achievable_GWh_Before Competition Groups_7 | Car Block Heater Timer | 5.232% | 0 | 350.3292 | Residential_2036_Achievable_GWh_Before Competition Groups_Car Block Heater Timer
Residential | Res ¦ Adaptive Thermostat | 2036 | Economic | GWh | Before Competition Groups | 711.4766 | 0 | 0 | 14047.1098 | 0.050649 | 5 | Residential_2036_Economic_GWh_Before Competition Groups_5 | Adaptive Thermostat | 5.065% | 0 | 711.4766 | Residential_2036_Economic_GWh_Before Competition Groups_Adaptive Thermostat
Residential | Res ¦ Networked/ Connected - Indoor LED Lamp | 2036 | Technical | GWh | Before Competition Groups | 1061.1583 | 0 | 0 | 21091.4955 | 0.050312 | 5 | Residential_2036_Technical_GWh_Before Competition Groups_5 | Networked/ Connected - Indoor LED Lamp | 5.031% | 0 | 1061.1583 | Residential_2036_Technical_GWh_Before Competition Groups_Networked/ Connected - Indoor LED Lamp
Residential | Res ¦ Energy Star Clothes Washer | 2036 | Economic | GWh | Before Competition Groups | 696.491 | 0 | 0 | 14047.1098 | 0.049583 | 6 | Residential_2036_Economic_GWh_Before Competition Groups_6 | Energy Star Clothes Washer | 4.958% | 0 | 696.491 | Residential_2036_Economic_GWh_Before Competition Groups_Energy Star Clothes Washer
Residential | Res ¦ Ductless Mini-Split Heat Pump | 2036 | Economic | GWh | Before Competition Groups | 679.7488 | 0 | 0 | 14047.1098 | 0.048391 | 7 | Residential_2036_Economic_GWh_Before Competition Groups_7 | Ductless Mini-Split Heat Pump | 4.839% | 0 | 679.7488 | Residential_2036_Economic_GWh_Before Competition Groups_Ductless Mini-Split Heat Pump
Residential | Res ¦ Building Recommissioning, Operations and Maintenance (O&M) Improvements | 2036 | Achievable | GWh | Before Competition Groups | 306.1234 | 0 | 0 | 6695.2834 | 0.045722 | 8 | Residential_2036_Achievable_GWh_Before Competition Groups_8 | Building Recommissioning, Operations and Maintenance (O&M) Improvements | 4.572% | 0 | 306.1234 | Residential_2036_Achievable_GWh_Before Competition Groups_Building Recommissioning, Operations and Maintenance (O&M) Improvements
Residential | Res ¦ Energy Star A Line, PAR, MR Lamps | 2036 | Achievable | GWh | Before Competition Groups | 294.2103 | 0 | 0 | 6695.2834 | 0.043943 | 9 | Residential_2036_Achievable_GWh_Before Competition Groups_9 | Energy Star A Line, PAR, MR Lamps | 4.394% | 0 | 294.2103 | Residential_2036_Achievable_GWh_Before Competition Groups_Energy Star A Line, PAR, MR Lamps
Residential | Res ¦ Energy Star Refrigerator | 2036 | Technical | GWh | Before Competition Groups | 858.2821 | 0 | 0 | 21091.4955 | 0.040693 | 6 | Residential_2036_Technical_GWh_Before Competition Groups_6 | Energy Star Refrigerator | 4.069% | 0 | 858.2821 | Residential_2036_Technical_GWh_Before Competition Groups_Energy Star Refrigerator
Residential | Res ¦ Smart Burners | 2036 | Economic | GWh | Before Competition Groups | 562.7161 | 0 | 0 | 14047.1098 | 0.040059 | 8 | Residential_2036_Economic_GWh_Before Competition Groups_8 | Smart Burners | 4.006% | 0 | 562.7161 | Residential_2036_Economic_GWh_Before Competition Groups_Smart Burners
Residential | Res ¦ Adaptive Thermostat | 2036 | Achievable | GWh | Before Competition Groups | 265.2462 | 0 | 0 | 6695.2834 | 0.039617 | 10 | Residential_2036_Achievable_GWh_Before Competition Groups_10 | Adaptive Thermostat | 3.962% | 0 | 265.2462 | Residential_2036_Achievable_GWh_Before Competition Groups_Adaptive Thermostat
Residential | Res ¦ Energy Star Torchiere | 2036 | Achievable | GWh | Before Competition Groups | 247.7936 | 0 | 0 | 6695.2834 | 0.03701 | 11 | Residential_2036_Achievable_GWh_Before Competition Groups_11 | Energy Star Torchiere | 3.701% | 0 | 247.7936 | Residential_2036_Achievable_GWh_Before Competition Groups_Energy Star Torchiere
Residential | Res ¦ Smart Burners | 2036 | Technical | GWh | Before Competition Groups | 759.0478 | 0 | 0 | 21091.4955 | 0.035988 | 7 | Residential_2036_Technical_GWh_Before Competition Groups_7 | Smart Burners | 3.599% | 0 | 759.0478 | Residential_2036_Technical_GWh_Before Competition Groups_Smart Burners
Residential | Res ¦ Air Sealing | 2036 | Economic | GWh | Before Competition Groups | 496.9478 | 0 | 0 | 14047.1098 | 0.035377 | 9 | Residential_2036_Economic_GWh_Before Competition Groups_9 | Air Sealing | 3.538% | 0 | 496.9478 | Residential_2036_Economic_GWh_Before Competition Groups_Air Sealing
Residential | Res ¦ Adaptive Thermostat | 2036 | Technical | GWh | Before Competition Groups | 711.4766 | 0 | 0 | 21091.4955 | 0.033733 | 8 | Residential_2036_Technical_GWh_Before Competition Groups_8 | Adaptive Thermostat | 3.373% | 0 | 711.4766 | Residential_2036_Technical_GWh_Before Competition Groups_Adaptive Thermostat
Residential | Res ¦ Energy Star Clothes Washer | 2036 | Technical | GWh | Before Competition Groups | 696.491 | 0 | 0 | 21091.4955 | 0.033022 | 9 | Residential_2036_Technical_GWh_Before Competition Groups_9 | Energy Star Clothes Washer | 3.302% | 0 | 696.491 | Residential_2036_Technical_GWh_Before Competition Groups_Energy Star Clothes Washer
Residential | Res ¦ Smart Burners | 2036 | Achievable | GWh | Before Competition Groups | 218.4925 | 0 | 0 | 6695.2834 | 0.032634 | 12 | Residential_2036_Achievable_GWh_Before Competition Groups_12 | Smart Burners | 3.263% | 0 | 218.4925 | Residential_2036_Achievable_GWh_Before Competition Groups_Smart Burners
Residential | Res ¦ Ductless Mini-Split Heat Pump | 2036 | Technical | GWh | Before Competition Groups | 679.7488 | 0 | 0 | 21091.4955 | 0.032229 | 10 | Residential_2036_Technical_GWh_Before Competition Groups_10 | Ductless Mini-Split Heat Pump | 3.223% | 0 | 679.7488 | Residential_2036_Technical_GWh_Before Competition Groups_Ductless Mini-Split Heat Pump
Residential | Res ¦ Energy Star Ground Source Heat Pump | 2036 | Technical | GWh | Before Competition Groups | 662.7401 | 0 | 0 | 21091.4955 | 0.031422 | 11 | Residential_2036_Technical_GWh_Before Competition Groups_11 | Energy Star Ground Source Heat Pump | 3.142% | 0 | 662.7401 | Residential_2036_Technical_GWh_Before Competition Groups_Energy Star Ground Source Heat Pump
Residential | Res ¦ Energy Star Light Fixture | 2036 | Achievable | GWh | Before Competition Groups | 188.1425 | 0 | 0 | 6695.2834 | 0.028101 | 13 | Residential_2036_Achievable_GWh_Before Competition Groups_13 | Energy Star Light Fixture | 2.81% | 0 | 188.1425 | Residential_2036_Achievable_GWh_Before Competition Groups_Energy Star Light Fixture
Residential | Res ¦ Heat Pump Clothes Dryer | 2036 | Technical | GWh | Before Competition Groups | 589.8168 | 0 | 0 | 21091.4955 | 0.027965 | 12 | Residential_2036_Technical_GWh_Before Competition Groups_12 | Heat Pump Clothes Dryer | 2.796% | 0 | 589.8168 | Residential_2036_Technical_GWh_Before Competition Groups_Heat Pump Clothes Dryer
Residential | Res ¦ Car Block Heater Timer | 2036 | Economic | GWh | Before Competition Groups | 380.4425 | 0 | 0 | 14047.1098 | 0.027083 | 10 | Residential_2036_Economic_GWh_Before Competition Groups_10 | Car Block Heater Timer | 2.708% | 0 | 380.4425 | Residential_2036_Economic_GWh_Before Competition Groups_Car Block Heater Timer
Residential | Res ¦ Energy Star Air Source Heat Pump | 2036 | Economic | GWh | Before Competition Groups | 374.3934 | 0 | 0 | 14047.1098 | 0.026653 | 11 | Residential_2036_Economic_GWh_Before Competition Groups_11 | Energy Star Air Source Heat Pump | 2.665% | 0 | 374.3934 | Residential_2036_Economic_GWh_Before Competition Groups_Energy Star Air Source Heat Pump
Residential | Res ¦ Variable Speed Pool Pump Motor | 2036 | Economic | GWh | Before Competition Groups | 372.8755 | 0 | 0 | 14047.1098 | 0.026545 | 12 | Residential_2036_Economic_GWh_Before Competition Groups_12 | Variable Speed Pool Pump Motor | 2.654% | 0 | 372.8755 | Residential_2036_Economic_GWh_Before Competition Groups_Variable Speed Pool Pump Motor
Residential | Res ¦ Energy Star Torchiere | 2036 | Economic | GWh | Before Competition Groups | 350.8931 | 0 | 0 | 14047.1098 | 0.02498 | 13 | Residential_2036_Economic_GWh_Before Competition Groups_13 | Energy Star Torchiere | 2.498% | 0 | 350.8931 | Residential_2036_Economic_GWh_Before Competition Groups_Energy Star Torchiere
Residential | Res ¦ Air Sealing | 2036 | Technical | GWh | Before Competition Groups | 496.9478 | 0 | 0 | 21091.4955 | 0.023562 | 13 | Residential_2036_Technical_GWh_Before Competition Groups_13 | Air Sealing | 2.356% | 0 | 496.9478 | Residential_2036_Technical_GWh_Before Competition Groups_Air Sealing
Residential | Res ¦ Comprehensive Draft Proofing | 2036 | Achievable | GWh | Before Competition Groups | 153.736 | 0 | 0 | 6695.2834 | 0.022962 | 14 | Residential_2036_Achievable_GWh_Before Competition Groups_14 | Comprehensive Draft Proofing | 2.296% | 0 | 153.736 | Residential_2036_Achievable_GWh_Before Competition Groups_Comprehensive Draft Proofing
Residential | Res ¦ Induction Cooking Stove Top | 2036 | Technical | GWh | Before Competition Groups | 467.5735 | 0 | 0 | 21091.4955 | 0.022169 | 14 | Residential_2036_Technical_GWh_Before Competition Groups_14 | Induction Cooking Stove Top | 2.217% | 0 | 467.5735 | Residential_2036_Technical_GWh_Before Competition Groups_Induction Cooking Stove Top
Residential | Res ¦ Air Sealing | 2036 | Achievable | GWh | Before Competition Groups | 147.8933 | 0 | 0 | 6695.2834 | 0.022089 | 15 | Residential_2036_Achievable_GWh_Before Competition Groups_15 | Air Sealing | 2.209% | 0 | 147.8933 | Residential_2036_Achievable_GWh_Before Competition Groups_Air Sealing
Residential | Res ¦ Energy Star Central Air Conditioner | 2036 | Technical | GWh | Before Competition Groups | 452.8529 | 0 | 0 | 21091.4955 | 0.021471 | 15 | Residential_2036_Technical_GWh_Before Competition Groups_15 | Energy Star Central Air Conditioner | 2.147% | 0 | 452.8529 | Residential_2036_Technical_GWh_Before Competition Groups_Energy Star Central Air Conditioner
Residential | Res ¦ Building Recommissioning, Operations and Maintenance (O&M) Improvements | 2036 | Economic | GWh | Before Competition Groups | 292.824 | 0 | 0 | 14047.1098 | 0.020846 | 14 | Residential_2036_Economic_GWh_Before Competition Groups_14 | Building Recommissioning, Operations and Maintenance (O&M) Improvements | 2.085% | 0 | 292.824 | Residential_2036_Economic_GWh_Before Competition Groups_Building Recommissioning, Operations and Maintenance (O&M) Improvements
Residential | Res ¦ Energy Star Light Fixture | 2036 | Economic | GWh | Before Competition Groups | 289.7133 | 0 | 0 | 14047.1098 | 0.020624 | 15 | Residential_2036_Economic_GWh_Before Competition Groups_15 | Energy Star Light Fixture | 2.062% | 0 | 289.7133 | Residential_2036_Economic_GWh_Before Competition Groups_Energy Star Light Fixture
Residential | Res ¦ Energy Star Light Fixture | 2036 | Technical | GWh | Before Competition Groups | 434.9432 | 0 | 0 | 21091.4955 | 0.020622 | 16 | Residential_2036_Technical_GWh_Before Competition Groups_16 | Energy Star Light Fixture | 2.062% | 0 | 434.9432 | Residential_2036_Technical_GWh_Before Competition Groups_Energy Star Light Fixture
Residential | Res ¦ Heavy Duty Outdoor/Holiday Plug-in Timers | 2036 | Achievable | GWh | Before Competition Groups | 136.3413 | 0 | 0 | 6695.2834 | 0.020364 | 16 | Residential_2036_Achievable_GWh_Before Competition Groups_16 | Heavy Duty Outdoor/Holiday Plug-in Timers | 2.036% | 0 | 136.3413 | Residential_2036_Achievable_GWh_Before Competition Groups_Heavy Duty Outdoor/Holiday Plug-in Timers
Residential | Res ¦ Basement Wall Insulation | 2036 | Economic | GWh | Before Competition Groups | 260.286 | 0 | 0 | 14047.1098 | 0.01853 | 16 | Residential_2036_Economic_GWh_Before Competition Groups_16 | Basement Wall Insulation | 1.853% | 0 | 260.286 | Residential_2036_Economic_GWh_Before Competition Groups_Basement Wall Insulation
Residential | Res ¦ Energy Star Air Source Heat Pump | 2036 | Achievable | GWh | Before Competition Groups | 123.828 | 0 | 0 | 6695.2834 | 0.018495 | 17 | Residential_2036_Achievable_GWh_Before Competition Groups_17 | Energy Star Air Source Heat Pump | 1.849% | 0 | 123.828 | Residential_2036_Achievable_GWh_Before Competition Groups_Energy Star Air Source Heat Pump
Residential | Res ¦ Car Block Heater Timer | 2036 | Technical | GWh | Before Competition Groups | 380.4425 | 0 | 0 | 21091.4955 | 0.018038 | 17 | Residential_2036_Technical_GWh_Before Competition Groups_17 | Car Block Heater Timer | 1.804% | 0 | 380.4425 | Residential_2036_Technical_GWh_Before Competition Groups_Car Block Heater Timer
Residential | Res ¦ Energy Star Air Source Heat Pump | 2036 | Technical | GWh | Before Competition Groups | 374.3934 | 0 | 0 | 21091.4955 | 0.017751 | 18 | Residential_2036_Technical_GWh_Before Competition Groups_18 | Energy Star Air Source Heat Pump | 1.775% | 0 | 374.3934 | Residential_2036_Technical_GWh_Before Competition Groups_Energy Star Air Source Heat Pump
Residential | Res ¦ Variable Speed Pool Pump Motor | 2036 | Technical | GWh | Before Competition Groups | 372.8755 | 0 | 0 | 21091.4955 | 0.017679 | 19 | Residential_2036_Technical_GWh_Before Competition Groups_19 | Variable Speed Pool Pump Motor | 1.768% | 0 | 372.8755 | Residential_2036_Technical_GWh_Before Competition Groups_Variable Speed Pool Pump Motor
Residential | Res ¦ Energy Star Torchiere | 2036 | Technical | GWh | Before Competition Groups | 350.8931 | 0 | 0 | 21091.4955 | 0.016637 | 20 | Residential_2036_Technical_GWh_Before Competition Groups_20 | Energy Star Torchiere | 1.664% | 0 | 350.8931 | Residential_2036_Technical_GWh_Before Competition Groups_Energy Star Torchiere
Residential | Res ¦ Energy Star Clothes Dryer | 2036 | Technical | GWh | Before Competition Groups | 336.8849 | 0 | 0 | 21091.4955 | 0.015973 | 21 | Residential_2036_Technical_GWh_Before Competition Groups_21 | Energy Star Clothes Dryer | 1.597% | 0 | 336.8849 | Residential_2036_Technical_GWh_Before Competition Groups_Energy Star Clothes Dryer
Residential | Res ¦ Occupancy Sensors MF | 2036 | Achievable | GWh | Before Competition Groups | 105.9228 | 0 | 0 | 6695.2834 | 0.015821 | 18 | Residential_2036_Achievable_GWh_Before Competition Groups_18 | Occupancy Sensors MF | 1.582% | 0 | 105.9228 | Residential_2036_Achievable_GWh_Before Competition Groups_Occupancy Sensors MF
Residential | Res ¦ LED Parking Lot Fixture | 2036 | Achievable | GWh | Before Competition Groups | 103.9677 | 0 | 0 | 6695.2834 | 0.015528 | 19 | Residential_2036_Achievable_GWh_Before Competition Groups_19 | LED Parking Lot Fixture | 1.553% | 0 | 103.9677 | Residential_2036_Achievable_GWh_Before Competition Groups_LED Parking Lot Fixture
Residential | Res ¦ Ductless Mini-Split Air Conditioner | 2036 | Technical | GWh | Before Competition Groups | 326.8343 | 0 | 0 | 21091.4955 | 0.015496 | 22 | Residential_2036_Technical_GWh_Before Competition Groups_22 | Ductless Mini-Split Air Conditioner | 1.55% | 0 | 326.8343 | Residential_2036_Technical_GWh_Before Competition Groups_Ductless Mini-Split Air Conditioner
Residential | Res ¦ Attic Insulation | 2036 | Economic | GWh | Before Competition Groups | 200.9093 | 0 | 0 | 14047.1098 | 0.014303 | 17 | Residential_2036_Economic_GWh_Before Competition Groups_17 | Attic Insulation | 1.43% | 0 | 200.9093 | Residential_2036_Economic_GWh_Before Competition Groups_Attic Insulation
Residential | Res ¦ Passive Attic Ventilation | 2036 | Technical | GWh | Before Competition Groups | 297.9412 | 0 | 0 | 21091.4955 | 0.014126 | 23 | Residential_2036_Technical_GWh_Before Competition Groups_23 | Passive Attic Ventilation | 1.413% | 0 | 297.9412 | Residential_2036_Technical_GWh_Before Competition Groups_Passive Attic Ventilation
Residential | Res ¦ Building Recommissioning, Operations and Maintenance (O&M) Improvements | 2036 | Technical | GWh | Before Competition Groups | 292.824 | 0 | 0 | 21091.4955 | 0.013884 | 24 | Residential_2036_Technical_GWh_Before Competition Groups_24 | Building Recommissioning, Operations and Maintenance (O&M) Improvements | 1.388% | 0 | 292.824 | Residential_2036_Technical_GWh_Before Competition Groups_Building Recommissioning, Operations and Maintenance (O&M) Improvements
Residential | Res ¦ Energy Star Windows | 2036 | Technical | GWh | Before Competition Groups | 269.7416 | 0 | 0 | 21091.4955 | 0.012789 | 25 | Residential_2036_Technical_GWh_Before Competition Groups_25 | Energy Star Windows | 1.279% | 0 | 269.7416 | Residential_2036_Technical_GWh_Before Competition Groups_Energy Star Windows
Residential | Res ¦ Basement Wall Insulation | 2036 | Technical | GWh | Before Competition Groups | 260.286 | 0 | 0 | 21091.4955 | 0.012341 | 26 | Residential_2036_Technical_GWh_Before Competition Groups_26 | Basement Wall Insulation | 1.234% | 0 | 260.286 | Residential_2036_Technical_GWh_Before Competition Groups_Basement Wall Insulation
Residential | Res ¦ Refrigerator Recycling | 2036 | Achievable | GWh | Before Competition Groups | 78.6852 | 0 | 0 | 6695.2834 | 0.011752 | 20 | Residential_2036_Achievable_GWh_Before Competition Groups_20 | Refrigerator Recycling | 1.175% | 0 | 78.6852 | Residential_2036_Achievable_GWh_Before Competition Groups_Refrigerator Recycling
Residential | Res ¦ Basement Wall Insulation | 2036 | Achievable | GWh | Before Competition Groups | 77.4673 | 0 | 0 | 6695.2834 | 0.01157 | 21 | Residential_2036_Achievable_GWh_Before Competition Groups_21 | Basement Wall Insulation | 1.157% | 0 | 77.4673 | Residential_2036_Achievable_GWh_Before Competition Groups_Basement Wall Insulation
Residential | Res ¦ Energy Star Clothes Dryer | 2036 | Achievable | GWh | Before Competition Groups | 74.4999 | 0 | 0 | 6695.2834 | 0.011127 | 22 | Residential_2036_Achievable_GWh_Before Competition Groups_22 | Energy Star Clothes Dryer | 1.113% | 0 | 74.4999 | Residential_2036_Achievable_GWh_Before Competition Groups_Energy Star Clothes Dryer
Residential | Res ¦ Clothes Drying Racks | 2036 | Achievable | GWh | Before Competition Groups | 71.8337 | 0 | 0 | 6695.2834 | 0.010729 | 23 | Residential_2036_Achievable_GWh_Before Competition Groups_23 | Clothes Drying Racks | 1.073% | 0 | 71.8337 | Residential_2036_Achievable_GWh_Before Competition Groups_Clothes Drying Racks
Residential | Res ¦ Comprehensive Draft Proofing | 2036 | Economic | GWh | Before Competition Groups | 147.0568 | 0 | 0 | 14047.1098 | 0.010469 | 18 | Residential_2036_Economic_GWh_Before Competition Groups_18 | Comprehensive Draft Proofing | 1.047% | 0 | 147.0568 | Residential_2036_Economic_GWh_Before Competition Groups_Comprehensive Draft Proofing
Residential | Res ¦ Energy Star Clothes Dryer | 2036 | Economic | GWh | Before Competition Groups | 145.1238 | 0 | 0 | 14047.1098 | 0.010331 | 19 | Residential_2036_Economic_GWh_Before Competition Groups_19 | Energy Star Clothes Dryer | 1.033% | 0 | 145.1238 | Residential_2036_Economic_GWh_Before Competition Groups_Energy Star Clothes Dryer
Residential | Res ¦ Freezer Recycling | 2036 | Achievable | GWh | Before Competition Groups | 68.9755 | 0 | 0 | 6695.2834 | 0.010302 | 24 | Residential_2036_Achievable_GWh_Before Competition Groups_24 | Freezer Recycling | 1.03% | 0 | 68.9755 | Residential_2036_Achievable_GWh_Before Competition Groups_Freezer Recycling
Residential | Res ¦ Basement or Crawlspace Insulation | 2036 | Technical | GWh | Before Competition Groups | 216.5908 | 0 | 0 | 21091.4955 | 0.010269 | 27 | Residential_2036_Technical_GWh_Before Competition Groups_27 | Basement or Crawlspace Insulation | 1.027% | 0 | 216.5908 | Residential_2036_Technical_GWh_Before Competition Groups_Basement or Crawlspace Insulation
Residential | Res ¦ Heavy Duty Outdoor/Holiday Plug-in Timers | 2036 | Economic | GWh | Before Competition Groups | 140.9667 | 0 | 0 | 14047.1098 | 0.010035 | 20 | Residential_2036_Economic_GWh_Before Competition Groups_20 | Heavy Duty Outdoor/Holiday Plug-in Timers | 1.004% | 0 | 140.9667 | Residential_2036_Economic_GWh_Before Competition Groups_Heavy Duty Outdoor/Holiday Plug-in Timers
Residential | Res ¦ Attic Insulation | 2036 | Technical | GWh | Before Competition Groups | 200.9093 | 0 | 0 | 21091.4955 | 0.0095256 | 28 | Residential_2036_Technical_GWh_Before Competition Groups_28 | Attic Insulation | 0.9526% | 0 | 200.9093 | Residential_2036_Technical_GWh_Before Competition Groups_Attic Insulation
Residential | Res ¦ Attic Insulation | 2036 | Achievable | GWh | Before Competition Groups | 59.7838 | 0 | 0 | 6695.2834 | 0.0089292 | 25 | Residential_2036_Achievable_GWh_Before Competition Groups_25 | Attic Insulation | 0.8929% | 0 | 59.7838 | Residential_2036_Achievable_GWh_Before Competition Groups_Attic Insulation
Residential | Res ¦ Energy Star Room Air Conditioner | 2036 | Economic | GWh | Before Competition Groups | 124.7562 | 0 | 0 | 14047.1098 | 0.0088813 | 21 | Residential_2036_Economic_GWh_Before Competition Groups_21 | Energy Star Room Air Conditioner | 0.8881% | 0 | 124.7562 | Residential_2036_Economic_GWh_Before Competition Groups_Energy Star Room Air Conditioner
Residential | Res ¦ Lighting Motion Sensors, Timers, Dimmers | 2036 | Technical | GWh | Before Competition Groups | 184.9035 | 0 | 0 | 21091.4955 | 0.0087667 | 29 | Residential_2036_Technical_GWh_Before Competition Groups_29 | Lighting Motion Sensors, Timers, Dimmers | 0.8767% | 0 | 184.9035 | Residential_2036_Technical_GWh_Before Competition Groups_Lighting Motion Sensors, Timers, Dimmers
Residential | Res ¦ Energy Star Room Air Conditioner | 2036 | Achievable | GWh | Before Competition Groups | 51.9979 | 0 | 0 | 6695.2834 | 0.0077664 | 26 | Residential_2036_Achievable_GWh_Before Competition Groups_26 | Energy Star Room Air Conditioner | 0.7766% | 0 | 51.9979 | Residential_2036_Achievable_GWh_Before Competition Groups_Energy Star Room Air Conditioner
Residential | Res ¦ Furnace with ECM | 2036 | Economic | GWh | Before Competition Groups | 108.9979 | 0 | 0 | 14047.1098 | 0.0077595 | 22 | Residential_2036_Economic_GWh_Before Competition Groups_22 | Furnace with ECM | 0.7759% | 0 | 108.9979 | Residential_2036_Economic_GWh_Before Competition Groups_Furnace with ECM
Residential | Res ¦ LED Parking Lot Fixture | 2036 | Economic | GWh | Before Competition Groups | 107.1636 | 0 | 0 | 14047.1098 | 0.0076289 | 23 | Residential_2036_Economic_GWh_Before Competition Groups_23 | LED Parking Lot Fixture | 0.7629% | 0 | 107.1636 | Residential_2036_Economic_GWh_Before Competition Groups_LED Parking Lot Fixture
Residential | Res ¦ Wall Insulation | 2036 | Technical | GWh | Before Competition Groups | 157.4504 | 0 | 0 | 21091.4955 | 0.0074651 | 30 | Residential_2036_Technical_GWh_Before Competition Groups_30 | Wall Insulation | 0.7465% | 0 | 157.4504 | Residential_2036_Technical_GWh_Before Competition Groups_Wall Insulation
Residential | Res ¦ Heavy Duty Outdoor/Holiday Plug-in Timers | 2036 | Technical | GWh | Before Competition Groups | 156.4965 | 0 | 0 | 21091.4955 | 0.0074199 | 31 | Residential_2036_Technical_GWh_Before Competition Groups_31 | Heavy Duty Outdoor/Holiday Plug-in Timers | 0.742% | 0 | 156.4965 | Residential_2036_Technical_GWh_Before Competition Groups_Heavy Duty Outdoor/Holiday Plug-in Timers
Residential | Res ¦ Occupancy Sensors MF | 2036 | Economic | GWh | Before Competition Groups | 103.8314 | 0 | 0 | 14047.1098 | 0.0073917 | 24 | Residential_2036_Economic_GWh_Before Competition Groups_24 | Occupancy Sensors MF | 0.7392% | 0 | 103.8314 | Residential_2036_Economic_GWh_Before Competition Groups_Occupancy Sensors MF
Residential | Res ¦ LED Exterior Area Lights - LED Fixture (200W) | 2036 | Achievable | GWh | Before Competition Groups | 48.8954 | 0 | 0 | 6695.2834 | 0.007303 | 27 | Residential_2036_Achievable_GWh_Before Competition Groups_27 | LED Exterior Area Lights - LED Fixture (200W) | 0.7303% | 0 | 48.8954 | Residential_2036_Achievable_GWh_Before Competition Groups_LED Exterior Area Lights - LED Fixture (200W)
Residential | Res ¦ LED Downlight | 2036 | Achievable | GWh | Before Competition Groups | 48.8032 | 0 | 0 | 6695.2834 | 0.0072892 | 28 | Residential_2036_Achievable_GWh_Before Competition Groups_28 | LED Downlight | 0.7289% | 0 | 48.8032 | Residential_2036_Achievable_GWh_Before Competition Groups_LED Downlight
Residential | Res ¦ Furnace with ECM | 2036 | Achievable | GWh | Before Competition Groups | 47.7895 | 0 | 0 | 6695.2834 | 0.0071378 | 29 | Residential_2036_Achievable_GWh_Before Competition Groups_29 | Furnace with ECM | 0.7138% | 0 | 47.7895 | Residential_2036_Achievable_GWh_Before Competition Groups_Furnace with ECM
Residential | Res ¦ Energy Star Windows | 2036 | Economic | GWh | Before Competition Groups | 98.1615 | 0 | 0 | 14047.1098 | 0.006988 | 25 | Residential_2036_Economic_GWh_Before Competition Groups_25 | Energy Star Windows | 0.6988% | 0 | 98.1615 | Residential_2036_Economic_GWh_Before Competition Groups_Energy Star Windows
Residential | Res ¦ Comprehensive Draft Proofing | 2036 | Technical | GWh | Before Competition Groups | 147.0568 | 0 | 0 | 21091.4955 | 0.0069723 | 32 | Residential_2036_Technical_GWh_Before Competition Groups_32 | Comprehensive Draft Proofing | 0.6972% | 0 | 147.0568 | Residential_2036_Technical_GWh_Before Competition Groups_Comprehensive Draft Proofing
Residential | Res ¦ Advanced BAS/Controllers | 2036 | Achievable | GWh | Before Competition Groups | 44.7154 | 0 | 0 | 6695.2834 | 0.0066786 | 30 | Residential_2036_Achievable_GWh_Before Competition Groups_30 | Advanced BAS/Controllers | 0.6679% | 0 | 44.7154 | Residential_2036_Achievable_GWh_Before Competition Groups_Advanced BAS/Controllers
Residential | Res ¦ Energy Star Windows | 2036 | Achievable | GWh | Before Competition Groups | 43.751 | 0 | 0 | 6695.2834 | 0.0065346 | 31 | Residential_2036_Achievable_GWh_Before Competition Groups_31 | Energy Star Windows | 0.6535% | 0 | 43.751 | Residential_2036_Achievable_GWh_Before Competition Groups_Energy Star Windows
Residential | Res ¦ Energy Star Room Air Conditioner | 2036 | Technical | GWh | Before Competition Groups | 126.2519 | 0 | 0 | 21091.4955 | 0.0059859 | 33 | Residential_2036_Technical_GWh_Before Competition Groups_33 | Energy Star Room Air Conditioner | 0.5986% | 0 | 126.2519 | Residential_2036_Technical_GWh_Before Competition Groups_Energy Star Room Air Conditioner
Residential | Res ¦ Energy Star Freezer | 2036 | Achievable | GWh | Before Competition Groups | 39.2774 | 0 | 0 | 6695.2834 | 0.0058664 | 32 | Residential_2036_Achievable_GWh_Before Competition Groups_32 | Energy Star Freezer | 0.5866% | 0 | 39.2774 | Residential_2036_Achievable_GWh_Before Competition Groups_Energy Star Freezer
Residential | Res ¦ Solar Powered Attic Fan | 2036 | Technical | GWh | Before Competition Groups | 119.1862 | 0 | 0 | 21091.4955 | 0.0056509 | 34 | Residential_2036_Technical_GWh_Before Competition Groups_34 | Solar Powered Attic Fan | 0.5651% | 0 | 119.1862 | Residential_2036_Technical_GWh_Before Competition Groups_Solar Powered Attic Fan
Residential | Res ¦ Networked/ Connected - Indoor LED Luminaire | 2036 | Technical | GWh | Before Competition Groups | 118.192 | 0 | 0 | 21091.4955 | 0.0056038 | 35 | Residential_2036_Technical_GWh_Before Competition Groups_35 | Networked/ Connected - Indoor LED Luminaire | 0.5604% | 0 | 118.192 | Residential_2036_Technical_GWh_Before Competition Groups_Networked/ Connected - Indoor LED Luminaire
Residential | Res ¦ Furnace Whistle | 2036 | Achievable | GWh | Before Competition Groups | 37.4723 | 0 | 0 | 6695.2834 | 0.0055968 | 33 | Residential_2036_Achievable_GWh_Before Competition Groups_33 | Furnace Whistle | 0.5597% | 0 | 37.4723 | Residential_2036_Achievable_GWh_Before Competition Groups_Furnace Whistle
Residential | Res ¦ Variable Refrigerant Flow Heat Pump | 2036 | Technical | GWh | Before Competition Groups | 115.2774 | 0 | 0 | 21091.4955 | 0.0054656 | 36 | Residential_2036_Technical_GWh_Before Competition Groups_36 | Variable Refrigerant Flow Heat Pump | 0.5466% | 0 | 115.2774 | Residential_2036_Technical_GWh_Before Competition Groups_Variable Refrigerant Flow Heat Pump
Residential | Res ¦ Ceiling Insulation | 2036 | Economic | GWh | Before Competition Groups | 76.2554 | 0 | 0 | 14047.1098 | 0.0054285 | 26 | Residential_2036_Economic_GWh_Before Competition Groups_26 | Ceiling Insulation | 0.5429% | 0 | 76.2554 | Residential_2036_Economic_GWh_Before Competition Groups_Ceiling Insulation
Residential | Res ¦ Refrigerator Recycling | 2036 | Economic | GWh | Before Competition Groups | 75.2691 | 0 | 0 | 14047.1098 | 0.0053583 | 27 | Residential_2036_Economic_GWh_Before Competition Groups_27 | Refrigerator Recycling | 0.5358% | 0 | 75.2691 | Residential_2036_Economic_GWh_Before Competition Groups_Refrigerator Recycling
Residential | Res ¦ Furnace with ECM | 2036 | Technical | GWh | Before Competition Groups | 108.9979 | 0 | 0 | 21091.4955 | 0.0051679 | 37 | Residential_2036_Technical_GWh_Before Competition Groups_37 | Furnace with ECM | 0.5168% | 0 | 108.9979 | Residential_2036_Technical_GWh_Before Competition Groups_Furnace with ECM
Residential | Res ¦ LED Parking Lot Fixture | 2036 | Technical | GWh | Before Competition Groups | 107.1636 | 0 | 0 | 21091.4955 | 0.0050809 | 38 | Residential_2036_Technical_GWh_Before Competition Groups_38 | LED Parking Lot Fixture | 0.5081% | 0 | 107.1636 | Residential_2036_Technical_GWh_Before Competition Groups_LED Parking Lot Fixture
Residential | Res ¦ Occupancy Sensors MF | 2036 | Technical | GWh | Before Competition Groups | 103.8314 | 0 | 0 | 21091.4955 | 0.0049229 | 39 | Residential_2036_Technical_GWh_Before Competition Groups_39 | Occupancy Sensors MF | 0.4923% | 0 | 103.8314 | Residential_2036_Technical_GWh_Before Competition Groups_Occupancy Sensors MF
Residential | Res ¦ Outside Air Economizer | 2036 | Achievable | GWh | Before Competition Groups | 32.8958 | 0 | 0 | 6695.2834 | 0.0049133 | 34 | Residential_2036_Achievable_GWh_Before Competition Groups_34 | Outside Air Economizer | 0.4913% | 0 | 32.8958 | Residential_2036_Achievable_GWh_Before Competition Groups_Outside Air Economizer
Residential | Res ¦ Clothes Drying Racks | 2036 | Economic | GWh | Before Competition Groups | 68.7243 | 0 | 0 | 14047.1098 | 0.0048924 | 28 | Residential_2036_Economic_GWh_Before Competition Groups_28 | Clothes Drying Racks | 0.4892% | 0 | 68.7243 | Residential_2036_Economic_GWh_Before Competition Groups_Clothes Drying Racks
Residential | Res ¦ Radiant Barrier | 2036 | Economic | GWh | Before Competition Groups | 67.6112 | 0 | 0 | 14047.1098 | 0.0048132 | 29 | Residential_2036_Economic_GWh_Before Competition Groups_29 | Radiant Barrier | 0.4813% | 0 | 67.6112 | Residential_2036_Economic_GWh_Before Competition Groups_Radiant Barrier
Residential | Res ¦ Radiant Barrier | 2036 | Technical | GWh | Before Competition Groups | 100.3766 | 0 | 0 | 21091.4955 | 0.0047591 | 40 | Residential_2036_Technical_GWh_Before Competition Groups_40 | Radiant Barrier | 0.4759% | 0 | 100.3766 | Residential_2036_Technical_GWh_Before Competition Groups_Radiant Barrier
Residential | Res ¦ Freezer Recycling | 2036 | Economic | GWh | Before Competition Groups | 66.0376 | 0 | 0 | 14047.1098 | 0.0047012 | 30 | Residential_2036_Economic_GWh_Before Competition Groups_30 | Freezer Recycling | 0.4701% | 0 | 66.0376 | Residential_2036_Economic_GWh_Before Competition Groups_Freezer Recycling
Residential | Res ¦ Duct Insulation | 2036 | Economic | GWh | Before Competition Groups | 64.6185 | 0 | 0 | 14047.1098 | 0.0046001 | 31 | Residential_2036_Economic_GWh_Before Competition Groups_31 | Duct Insulation | 0.46% | 0 | 64.6185 | Residential_2036_Economic_GWh_Before Competition Groups_Duct Insulation
Residential | Res ¦ Air Source Heat Pump | 2036 | Technical | GWh | Before Competition Groups | 96.936 | 0 | 0 | 21091.4955 | 0.004596 | 41 | Residential_2036_Technical_GWh_Before Competition Groups_41 | Air Source Heat Pump | 0.4596% | 0 | 96.936 | Residential_2036_Technical_GWh_Before Competition Groups_Air Source Heat Pump
Residential | Res ¦ LED Downlight | 2036 | Technical | GWh | Before Competition Groups | 94.5428 | 0 | 0 | 21091.4955 | 0.0044825 | 42 | Residential_2036_Technical_GWh_Before Competition Groups_42 | LED Downlight | 0.4483% | 0 | 94.5428 | Residential_2036_Technical_GWh_Before Competition Groups_LED Downlight
Residential | Res ¦ Energy Star Ceiling Fan/Lighting | 2036 | Technical | GWh | Before Competition Groups | 88.2735 | 0 | 0 | 21091.4955 | 0.0041853 | 43 | Residential_2036_Technical_GWh_Before Competition Groups_43 | Energy Star Ceiling Fan/Lighting | 0.4185% | 0 | 88.2735 | Residential_2036_Technical_GWh_Before Competition Groups_Energy Star Ceiling Fan/Lighting
Residential | Res ¦ Basement or Crawlspace Insulation | 2036 | Economic | GWh | Before Competition Groups | 58.2719 | 0 | 0 | 14047.1098 | 0.0041483 | 32 | Residential_2036_Economic_GWh_Before Competition Groups_32 | Basement or Crawlspace Insulation | 0.4148% | 0 | 58.2719 | Residential_2036_Economic_GWh_Before Competition Groups_Basement or Crawlspace Insulation
Residential | Res ¦ Home Energy Reports | 2036 | Technical | GWh | Before Competition Groups | 84.0283 | 0 | 0 | 21091.4955 | 0.003984 | 44 | Residential_2036_Technical_GWh_Before Competition Groups_44 | Home Energy Reports | 0.3984% | 0 | 84.0283 | Residential_2036_Technical_GWh_Before Competition Groups_Home Energy Reports
Residential | Res ¦ Wall Insulation | 2036 | Economic | GWh | Before Competition Groups | 54.1729 | 0 | 0 | 14047.1098 | 0.0038565 | 33 | Residential_2036_Economic_GWh_Before Competition Groups_33 | Wall Insulation | 0.3857% | 0 | 54.1729 | Residential_2036_Economic_GWh_Before Competition Groups_Wall Insulation
Residential | Res ¦ Floor Insulation | 2036 | Economic | GWh | Before Competition Groups | 52.7498 | 0 | 0 | 14047.1098 | 0.0037552 | 34 | Residential_2036_Economic_GWh_Before Competition Groups_34 | Floor Insulation | 0.3755% | 0 | 52.7498 | Residential_2036_Economic_GWh_Before Competition Groups_Floor Insulation
Residential | Res ¦ Energy Star Freezer | 2036 | Technical | GWh | Before Competition Groups | 79.1613 | 0 | 0 | 21091.4955 | 0.0037532 | 45 | Residential_2036_Technical_GWh_Before Competition Groups_45 | Energy Star Freezer | 0.3753% | 0 | 79.1613 | Residential_2036_Technical_GWh_Before Competition Groups_Energy Star Freezer
Residential | Res ¦ Ceiling Insulation | 2036 | Technical | GWh | Before Competition Groups | 78.4277 | 0 | 0 | 21091.4955 | 0.0037185 | 46 | Residential_2036_Technical_GWh_Before Competition Groups_46 | Ceiling Insulation | 0.3718% | 0 | 78.4277 | Residential_2036_Technical_GWh_Before Competition Groups_Ceiling Insulation
Residential | Res ¦ Window Film | 2036 | Technical | GWh | Before Competition Groups | 78.1923 | 0 | 0 | 21091.4955 | 0.0037073 | 47 | Residential_2036_Technical_GWh_Before Competition Groups_47 | Window Film | 0.3707% | 0 | 78.1923 | Residential_2036_Technical_GWh_Before Competition Groups_Window Film
Residential | Res ¦ LED Exterior Area Lights - LED Fixture (200W) | 2036 | Economic | GWh | Before Competition Groups | 50.6629 | 0 | 0 | 14047.1098 | 0.0036066 | 35 | Residential_2036_Economic_GWh_Before Competition Groups_35 | LED Exterior Area Lights - LED Fixture (200W) | 0.3607% | 0 | 50.6629 | Residential_2036_Economic_GWh_Before Competition Groups_LED Exterior Area Lights - LED Fixture (200W)
Residential | Res ¦ LED Tube Re-Lamp | 2036 | Achievable | GWh | Before Competition Groups | 23.9563 | 0 | 0 | 6695.2834 | 0.0035781 | 35 | Residential_2036_Achievable_GWh_Before Competition Groups_35 | LED Tube Re-Lamp | 0.3578% | 0 | 23.9563 | Residential_2036_Achievable_GWh_Before Competition Groups_LED Tube Re-Lamp
Residential | Res ¦ Refrigerator Recycling | 2036 | Technical | GWh | Before Competition Groups | 75.2691 | 0 | 0 | 21091.4955 | 0.0035687 | 48 | Residential_2036_Technical_GWh_Before Competition Groups_48 | Refrigerator Recycling | 0.3569% | 0 | 75.2691 | Residential_2036_Technical_GWh_Before Competition Groups_Refrigerator Recycling
Residential | Res ¦ Minimize Hot and Warm Clothes Wash | 2036 | Achievable | GWh | Before Competition Groups | 23.2855 | 0 | 0 | 6695.2834 | 0.0034779 | 36 | Residential_2036_Achievable_GWh_Before Competition Groups_36 | Minimize Hot and Warm Clothes Wash | 0.3478% | 0 | 23.2855 | Residential_2036_Achievable_GWh_Before Competition Groups_Minimize Hot and Warm Clothes Wash
Residential | Res ¦ Clothes Drying Racks | 2036 | Technical | GWh | Before Competition Groups | 68.7243 | 0 | 0 | 21091.4955 | 0.0032584 | 49 | Residential_2036_Technical_GWh_Before Competition Groups_49 | Clothes Drying Racks | 0.3258% | 0 | 68.7243 | Residential_2036_Technical_GWh_Before Competition Groups_Clothes Drying Racks
Residential | Res ¦ Freezer Recycling | 2036 | Technical | GWh | Before Competition Groups | 66.0376 | 0 | 0 | 21091.4955 | 0.003131 | 50 | Residential_2036_Technical_GWh_Before Competition Groups_50 | Freezer Recycling | 0.3131% | 0 | 66.0376 | Residential_2036_Technical_GWh_Before Competition Groups_Freezer Recycling
Residential | Res ¦ Duct Insulation | 2036 | Technical | GWh | Before Competition Groups | 65.3934 | 0 | 0 | 21091.4955 | 0.0031005 | 51 | Residential_2036_Technical_GWh_Before Competition Groups_51 | Duct Insulation | 0.31% | 0 | 65.3934 | Residential_2036_Technical_GWh_Before Competition Groups_Duct Insulation
Residential | Res ¦ Advanced BAS/Controllers | 2036 | Economic | GWh | Before Competition Groups | 42.7745 | 0 | 0 | 14047.1098 | 0.0030451 | 36 | Residential_2036_Economic_GWh_Before Competition Groups_36 | Advanced BAS/Controllers | 0.3045% | 0 | 42.7745 | Residential_2036_Economic_GWh_Before Competition Groups_Advanced BAS/Controllers
Residential | Res ¦ Heat Pump Water Heater | 2036 | Technical | GWh | Before Competition Groups | 63.7127 | 0 | 0 | 21091.4955 | 0.0030208 | 52 | Residential_2036_Technical_GWh_Before Competition Groups_52 | Heat Pump Water Heater | 0.3021% | 0 | 63.7127 | Residential_2036_Technical_GWh_Before Competition Groups_Heat Pump Water Heater
Residential | Res ¦ Heat Recovery Ventilator | 2036 | Economic | GWh | Before Competition Groups | 40.6019 | 0 | 0 | 14047.1098 | 0.0028904 | 37 | Residential_2036_Economic_GWh_Before Competition Groups_37 | Heat Recovery Ventilator | 0.289% | 0 | 40.6019 | Residential_2036_Economic_GWh_Before Competition Groups_Heat Recovery Ventilator
Residential | Res ¦ ENERGY STAR LED LAMPS (REFLECTOR LAMPs/MR16/PAR 16) | 2036 | Achievable | GWh | Before Competition Groups | 19.1431 | 0 | 0 | 6695.2834 | 0.0028592 | 37 | Residential_2036_Achievable_GWh_Before Competition Groups_37 | ENERGY STAR LED LAMPS (REFLECTOR LAMPs/MR16/PAR 16) | 0.2859% | 0 | 19.1431 | Residential_2036_Achievable_GWh_Before Competition Groups_ENERGY STAR LED LAMPS (REFLECTOR LAMPs/MR16/PAR 16)
Residential | Res ¦ Duct Insulation | 2036 | Achievable | GWh | Before Competition Groups | 18.7041 | 0 | 0 | 6695.2834 | 0.0027936 | 38 | Residential_2036_Achievable_GWh_Before Competition Groups_38 | Duct Insulation | 0.2794% | 0 | 18.7041 | Residential_2036_Achievable_GWh_Before Competition Groups_Duct Insulation
Residential | Res ¦ Tankless Water Heater | 2036 | Technical | GWh | Before Competition Groups | 57.6617 | 0 | 0 | 21091.4955 | 0.0027339 | 53 | Residential_2036_Technical_GWh_Before Competition Groups_53 | Tankless Water Heater | 0.2734% | 0 | 57.6617 | Residential_2036_Technical_GWh_Before Competition Groups_Tankless Water Heater
Residential | Res ¦ Variable Refrigerant Flow Heat Pump | 2036 | Achievable | GWh | Before Competition Groups | 18.2643 | 0 | 0 | 6695.2834 | 0.0027279 | 39 | Residential_2036_Achievable_GWh_Before Competition Groups_39 | Variable Refrigerant Flow Heat Pump | 0.2728% | 0 | 18.2643 | Residential_2036_Achievable_GWh_Before Competition Groups_Variable Refrigerant Flow Heat Pump
Residential | Res ¦ INTEGRAL LED TROFFERS | 2036 | Technical | GWh | Before Competition Groups | 56.873 | 0 | 0 | 21091.4955 | 0.0026965 | 54 | Residential_2036_Technical_GWh_Before Competition Groups_54 | INTEGRAL LED TROFFERS | 0.2696% | 0 | 56.873 | Residential_2036_Technical_GWh_Before Competition Groups_INTEGRAL LED TROFFERS
Residential | Res ¦ CO Sensors for parking garage exhaust fans | 2036 | Achievable | GWh | Before Competition Groups | 17.6881 | 0 | 0 | 6695.2834 | 0.0026419 | 40 | Residential_2036_Achievable_GWh_Before Competition Groups_40 | CO Sensors for parking garage exhaust fans | 0.2642% | 0 | 17.6881 | Residential_2036_Achievable_GWh_Before Competition Groups_CO Sensors for parking garage exhaust fans
Residential | Res ¦ Tankless Water Heater | 2036 | Economic | GWh | Before Competition Groups | 36.6887 | 0 | 0 | 14047.1098 | 0.0026118 | 38 | Residential_2036_Economic_GWh_Before Competition Groups_38 | Tankless Water Heater | 0.2612% | 0 | 36.6887 | Residential_2036_Economic_GWh_Before Competition Groups_Tankless Water Heater
Residential | Res ¦ Minimize Hot and Warm Clothes Wash | 2036 | Economic | GWh | Before Competition Groups | 36.6006 | 0 | 0 | 14047.1098 | 0.0026056 | 39 | Residential_2036_Economic_GWh_Before Competition Groups_39 | Minimize Hot and Warm Clothes Wash | 0.2606% | 0 | 36.6006 | Residential_2036_Economic_GWh_Before Competition Groups_Minimize Hot and Warm Clothes Wash
Residential | Res ¦ Furnace Whistle | 2036 | Economic | GWh | Before Competition Groups | 35.8442 | 0 | 0 | 14047.1098 | 0.0025517 | 40 | Residential_2036_Economic_GWh_Before Competition Groups_40 | Furnace Whistle | 0.2552% | 0 | 35.8442 | Residential_2036_Economic_GWh_Before Competition Groups_Furnace Whistle
Residential | Res ¦ Floor Insulation | 2036 | Technical | GWh | Before Competition Groups | 52.7498 | 0 | 0 | 21091.4955 | 0.002501 | 55 | Residential_2036_Technical_GWh_Before Competition Groups_55 | Floor Insulation | 0.2501% | 0 | 52.7498 | Residential_2036_Technical_GWh_Before Competition Groups_Floor Insulation
Residential | Res ¦ Variable Frequency Drive (VFD) | 2036 | Achievable | GWh | Before Competition Groups | 16.1575 | 0 | 0 | 6695.2834 | 0.0024133 | 41 | Residential_2036_Achievable_GWh_Before Competition Groups_41 | Variable Frequency Drive (VFD) | 0.2413% | 0 | 16.1575 | Residential_2036_Achievable_GWh_Before Competition Groups_Variable Frequency Drive (VFD)
Residential | Res ¦ LED Exterior Area Lights - LED Fixture (200W) | 2036 | Technical | GWh | Before Competition Groups | 50.6629 | 0 | 0 | 21091.4955 | 0.0024021 | 56 | Residential_2036_Technical_GWh_Before Competition Groups_56 | LED Exterior Area Lights - LED Fixture (200W) | 0.2402% | 0 | 50.6629 | Residential_2036_Technical_GWh_Before Competition Groups_LED Exterior Area Lights - LED Fixture (200W)
Residential | Res ¦ Tankless Water Heater | 2036 | Achievable | GWh | Before Competition Groups | 15.9645 | 0 | 0 | 6695.2834 | 0.0023844 | 42 | Residential_2036_Achievable_GWh_Before Competition Groups_42 | Tankless Water Heater | 0.2384% | 0 | 15.9645 | Residential_2036_Achievable_GWh_Before Competition Groups_Tankless Water Heater
Residential | Res ¦ Radiant Barrier | 2036 | Achievable | GWh | Before Competition Groups | 15.8188 | 0 | 0 | 6695.2834 | 0.0023627 | 43 | Residential_2036_Achievable_GWh_Before Competition Groups_43 | Radiant Barrier | 0.2363% | 0 | 15.8188 | Residential_2036_Achievable_GWh_Before Competition Groups_Radiant Barrier
Residential | Res ¦ Home Energy Reports | 2036 | Achievable | GWh | Before Competition Groups | 15.7889 | 0 | 0 | 6695.2834 | 0.0023582 | 44 | Residential_2036_Achievable_GWh_Before Competition Groups_44 | Home Energy Reports | 0.2358% | 0 | 15.7889 | Residential_2036_Achievable_GWh_Before Competition Groups_Home Energy Reports
Residential | Res ¦ Floor Insulation | 2036 | Achievable | GWh | Before Competition Groups | 15.69 | 0 | 0 | 6695.2834 | 0.0023434 | 45 | Residential_2036_Achievable_GWh_Before Competition Groups_45 | Floor Insulation | 0.2343% | 0 | 15.69 | Residential_2036_Achievable_GWh_Before Competition Groups_Floor Insulation
Residential | Res ¦ Central Lighting Control System | 2036 | Technical | GWh | Before Competition Groups | 49.2295 | 0 | 0 | 21091.4955 | 0.0023341 | 57 | Residential_2036_Technical_GWh_Before Competition Groups_57 | Central Lighting Control System | 0.2334% | 0 | 49.2295 | Residential_2036_Technical_GWh_Before Competition Groups_Central Lighting Control System
Residential | Res ¦ High Efficiency Chiller (avg of water and air cooled) | 2036 | Achievable | GWh | Before Competition Groups | 15.5969 | 0 | 0 | 6695.2834 | 0.0023295 | 46 | Residential_2036_Achievable_GWh_Before Competition Groups_46 | High Efficiency Chiller (avg of water and air cooled) | 0.233% | 0 | 15.5969 | Residential_2036_Achievable_GWh_Before Competition Groups_High Efficiency Chiller (avg of water and air cooled)
Residential | Res ¦ Early Hot Water Heater Replacement | 2036 | Economic | GWh | Before Competition Groups | 32.5473 | 0 | 0 | 14047.1098 | 0.002317 | 41 | Residential_2036_Economic_GWh_Before Competition Groups_41 | Early Hot Water Heater Replacement | 0.2317% | 0 | 32.5473 | Residential_2036_Economic_GWh_Before Competition Groups_Early Hot Water Heater Replacement
Residential | Res ¦ Outside Air Economizer | 2036 | Economic | GWh | Before Competition Groups | 32.2713 | 0 | 0 | 14047.1098 | 0.0022974 | 42 | Residential_2036_Economic_GWh_Before Competition Groups_42 | Outside Air Economizer | 0.2297% | 0 | 32.2713 | Residential_2036_Economic_GWh_Before Competition Groups_Outside Air Economizer
Residential | Res ¦ Early Hot Water Heater Replacement | 2036 | Achievable | GWh | Before Competition Groups | 14.7653 | 0 | 0 | 6695.2834 | 0.0022053 | 47 | Residential_2036_Achievable_GWh_Before Competition Groups_47 | Early Hot Water Heater Replacement | 0.2205% | 0 | 14.7653 | Residential_2036_Achievable_GWh_Before Competition Groups_Early Hot Water Heater Replacement
Residential | Res ¦ Energy Star Freezer | 2036 | Economic | GWh | Before Competition Groups | 30.5418 | 0 | 0 | 14047.1098 | 0.0021742 | 43 | Residential_2036_Economic_GWh_Before Competition Groups_43 | Energy Star Freezer | 0.2174% | 0 | 30.5418 | Residential_2036_Economic_GWh_Before Competition Groups_Energy Star Freezer
Residential | Res ¦ Dehumidifier Recycling | 2036 | Technical | GWh | Before Competition Groups | 45.3554 | 0 | 0 | 21091.4955 | 0.0021504 | 58 | Residential_2036_Technical_GWh_Before Competition Groups_58 | Dehumidifier Recycling | 0.215% | 0 | 45.3554 | Residential_2036_Technical_GWh_Before Competition Groups_Dehumidifier Recycling
Residential | Res ¦ Duct Insulation MF | 2036 | Economic | GWh | Before Competition Groups | 29.4657 | 0 | 0 | 14047.1098 | 0.0020976 | 44 | Residential_2036_Economic_GWh_Before Competition Groups_44 | Duct Insulation MF | 0.2098% | 0 | 29.4657 | Residential_2036_Economic_GWh_Before Competition Groups_Duct Insulation MF
Residential | Res ¦ Advanced BAS/Controllers | 2036 | Technical | GWh | Before Competition Groups | 42.7745 | 0 | 0 | 21091.4955 | 0.002028 | 59 | Residential_2036_Technical_GWh_Before Competition Groups_59 | Advanced BAS/Controllers | 0.2028% | 0 | 42.7745 | Residential_2036_Technical_GWh_Before Competition Groups_Advanced BAS/Controllers
Residential | Res ¦ Home Energy Reports | 2036 | Economic | GWh | Before Competition Groups | 28.2778 | 0 | 0 | 14047.1098 | 0.0020131 | 45 | Residential_2036_Economic_GWh_Before Competition Groups_45 | Home Energy Reports | 0.2013% | 0 | 28.2778 | Residential_2036_Economic_GWh_Before Competition Groups_Home Energy Reports
Residential | Res ¦ Heat Recovery Ventilator | 2036 | Technical | GWh | Before Competition Groups | 41.9848 | 0 | 0 | 21091.4955 | 0.0019906 | 60 | Residential_2036_Technical_GWh_Before Competition Groups_60 | Heat Recovery Ventilator | 0.1991% | 0 | 41.9848 | Residential_2036_Technical_GWh_Before Competition Groups_Heat Recovery Ventilator
Residential | Res ¦ Demand Control Ventilation | 2036 | Achievable | GWh | Before Competition Groups | 13.3056 | 0 | 0 | 6695.2834 | 0.0019873 | 48 | Residential_2036_Achievable_GWh_Before Competition Groups_48 | Demand Control Ventilation | 0.1987% | 0 | 13.3056 | Residential_2036_Achievable_GWh_Before Competition Groups_Demand Control Ventilation
Residential | Res ¦ Energy Star Dehumidifier | 2036 | Economic | GWh | Before Competition Groups | 26.6639 | 0 | 0 | 14047.1098 | 0.0018982 | 46 | Residential_2036_Economic_GWh_Before Competition Groups_46 | Energy Star Dehumidifier | 0.1898% | 0 | 26.6639 | Residential_2036_Economic_GWh_Before Competition Groups_Energy Star Dehumidifier
Residential | Res ¦ Wall Insulation | 2036 | Achievable | GWh | Before Competition Groups | 12.0831 | 0 | 0 | 6695.2834 | 0.0018047 | 49 | Residential_2036_Achievable_GWh_Before Competition Groups_49 | Wall Insulation | 0.1805% | 0 | 12.0831 | Residential_2036_Achievable_GWh_Before Competition Groups_Wall Insulation
Residential | Res ¦ LED Tube Re-Lamp | 2036 | Technical | GWh | Before Competition Groups | 38.0126 | 0 | 0 | 21091.4955 | 0.0018023 | 61 | Residential_2036_Technical_GWh_Before Competition Groups_61 | LED Tube Re-Lamp | 0.1802% | 0 | 38.0126 | Residential_2036_Technical_GWh_Before Competition Groups_LED Tube Re-Lamp
Residential | Res ¦ LED Tube Re-Lamp | 2036 | Economic | GWh | Before Competition Groups | 25.2736 | 0 | 0 | 14047.1098 | 0.0017992 | 47 | Residential_2036_Economic_GWh_Before Competition Groups_47 | LED Tube Re-Lamp | 0.1799% | 0 | 25.2736 | Residential_2036_Economic_GWh_Before Competition Groups_LED Tube Re-Lamp
Residential | Res ¦ Water Heater Temperature Setback | 2036 | Achievable | GWh | Before Competition Groups | 11.9399 | 0 | 0 | 6695.2834 | 0.0017833 | 50 | Residential_2036_Achievable_GWh_Before Competition Groups_50 | Water Heater Temperature Setback | 0.1783% | 0 | 11.9399 | Residential_2036_Achievable_GWh_Before Competition Groups_Water Heater Temperature Setback
Residential | Res ¦ Minimize Hot and Warm Clothes Wash | 2036 | Technical | GWh | Before Competition Groups | 36.6006 | 0 | 0 | 21091.4955 | 0.0017353 | 62 | Residential_2036_Technical_GWh_Before Competition Groups_62 | Minimize Hot and Warm Clothes Wash | 0.1735% | 0 | 36.6006 | Residential_2036_Technical_GWh_Before Competition Groups_Minimize Hot and Warm Clothes Wash
Residential | Res ¦ Condensing Make Up Air Unit | 2036 | Achievable | GWh | Before Competition Groups | 11.5687 | 0 | 0 | 6695.2834 | 0.0017279 | 51 | Residential_2036_Achievable_GWh_Before Competition Groups_51 | Condensing Make Up Air Unit | 0.1728% | 0 | 11.5687 | Residential_2036_Achievable_GWh_Before Competition Groups_Condensing Make Up Air Unit
Residential | Res ¦ Furnace Whistle | 2036 | Technical | GWh | Before Competition Groups | 35.8442 | 0 | 0 | 21091.4955 | 0.0016995 | 63 | Residential_2036_Technical_GWh_Before Competition Groups_63 | Furnace Whistle | 0.1699% | 0 | 35.8442 | Residential_2036_Technical_GWh_Before Competition Groups_Furnace Whistle
Residential | Res ¦ Drain Water Heat Recovery | 2036 | Achievable | GWh | Before Competition Groups | 10.7528 | 0 | 0 | 6695.2834 | 0.001606 | 52 | Residential_2036_Achievable_GWh_Before Competition Groups_52 | Drain Water Heat Recovery | 0.1606% | 0 | 10.7528 | Residential_2036_Achievable_GWh_Before Competition Groups_Drain Water Heat Recovery
Residential | Res ¦ Air Source Heat Pump | 2036 | Economic | GWh | Before Competition Groups | 22.1542 | 0 | 0 | 14047.1098 | 0.0015771 | 48 | Residential_2036_Economic_GWh_Before Competition Groups_48 | Air Source Heat Pump | 0.1577% | 0 | 22.1542 | Residential_2036_Economic_GWh_Before Competition Groups_Air Source Heat Pump
Residential | Res ¦ Drain Water Heat Recovery | 2036 | Economic | GWh | Before Competition Groups | 21.8477 | 0 | 0 | 14047.1098 | 0.0015553 | 49 | Residential_2036_Economic_GWh_Before Competition Groups_49 | Drain Water Heat Recovery | 0.1555% | 0 | 21.8477 | Residential_2036_Economic_GWh_Before Competition Groups_Drain Water Heat Recovery
Residential | Res ¦ Early Hot Water Heater Replacement | 2036 | Technical | GWh | Before Competition Groups | 32.5473 | 0 | 0 | 21091.4955 | 0.0015431 | 64 | Residential_2036_Technical_GWh_Before Competition Groups_64 | Early Hot Water Heater Replacement | 0.1543% | 0 | 32.5473 | Residential_2036_Technical_GWh_Before Competition Groups_Early Hot Water Heater Replacement
Residential | Res ¦ Outside Air Economizer | 2036 | Technical | GWh | Before Competition Groups | 32.2713 | 0 | 0 | 21091.4955 | 0.0015301 | 65 | Residential_2036_Technical_GWh_Before Competition Groups_65 | Outside Air Economizer | 0.153% | 0 | 32.2713 | Residential_2036_Technical_GWh_Before Competition Groups_Outside Air Economizer
Residential | Res ¦ Solar Water Heating System | 2036 | Technical | GWh | Before Competition Groups | 31.4177 | 0 | 0 | 21091.4955 | 0.0014896 | 66 | Residential_2036_Technical_GWh_Before Competition Groups_66 | Solar Water Heating System | 0.149% | 0 | 31.4177 | Residential_2036_Technical_GWh_Before Competition Groups_Solar Water Heating System
Residential | Res ¦ CO Sensors for parking garage exhaust fans | 2036 | Economic | GWh | Before Competition Groups | 20.3607 | 0 | 0 | 14047.1098 | 0.0014495 | 50 | Residential_2036_Economic_GWh_Before Competition Groups_50 | CO Sensors for parking garage exhaust fans | 0.1449% | 0 | 20.3607 | Residential_2036_Economic_GWh_Before Competition Groups_CO Sensors for parking garage exhaust fans
Residential | Res ¦ Demand Control Ventilation | 2036 | Economic | GWh | Before Competition Groups | 19.6718 | 0 | 0 | 14047.1098 | 0.0014004 | 51 | Residential_2036_Economic_GWh_Before Competition Groups_51 | Demand Control Ventilation | 0.14% | 0 | 19.6718 | Residential_2036_Economic_GWh_Before Competition Groups_Demand Control Ventilation
Residential | Res ¦ Duct Insulation MF | 2036 | Technical | GWh | Before Competition Groups | 29.4657 | 0 | 0 | 21091.4955 | 0.001397 | 67 | Residential_2036_Technical_GWh_Before Competition Groups_67 | Duct Insulation MF | 0.1397% | 0 | 29.4657 | Residential_2036_Technical_GWh_Before Competition Groups_Duct Insulation MF
Residential | Res ¦ ENERGY STAR LED LAMPS (REFLECTOR LAMPs/MR16/PAR 16) | 2036 | Economic | GWh | Before Competition Groups | 19.4477 | 0 | 0 | 14047.1098 | 0.0013845 | 52 | Residential_2036_Economic_GWh_Before Competition Groups_52 | ENERGY STAR LED LAMPS (REFLECTOR LAMPs/MR16/PAR 16) | 0.1384% | 0 | 19.4477 | Residential_2036_Economic_GWh_Before Competition Groups_ENERGY STAR LED LAMPS (REFLECTOR LAMPs/MR16/PAR 16)
Residential | Res ¦ High Efficiency Storage Water Heater | 2036 | Technical | GWh | Before Competition Groups | 27.664 | 0 | 0 | 21091.4955 | 0.0013116 | 68 | Residential_2036_Technical_GWh_Before Competition Groups_68 | High Efficiency Storage Water Heater | 0.1312% | 0 | 27.664 | Residential_2036_Technical_GWh_Before Competition Groups_High Efficiency Storage Water Heater
Residential | Res ¦ Central Air Conditioner Maintenance | 2036 | Technical | GWh | Before Competition Groups | 26.7949 | 0 | 0 | 21091.4955 | 0.0012704 | 69 | Residential_2036_Technical_GWh_Before Competition Groups_69 | Central Air Conditioner Maintenance | 0.127% | 0 | 26.7949 | Residential_2036_Technical_GWh_Before Competition Groups_Central Air Conditioner Maintenance
Residential | Res ¦ Energy Star Dehumidifier | 2036 | Technical | GWh | Before Competition Groups | 26.6639 | 0 | 0 | 21091.4955 | 0.0012642 | 70 | Residential_2036_Technical_GWh_Before Competition Groups_70 | Energy Star Dehumidifier | 0.1264% | 0 | 26.6639 | Residential_2036_Technical_GWh_Before Competition Groups_Energy Star Dehumidifier
Residential | Res ¦ Condensing Make Up Air Unit | 2036 | Economic | GWh | Before Competition Groups | 17.7569 | 0 | 0 | 14047.1098 | 0.0012641 | 53 | Residential_2036_Economic_GWh_Before Competition Groups_53 | Condensing Make Up Air Unit | 0.1264% | 0 | 17.7569 | Residential_2036_Economic_GWh_Before Competition Groups_Condensing Make Up Air Unit
Residential | Res ¦ Energy Star Dishwasher | 2036 | Technical | GWh | Before Competition Groups | 26.3244 | 0 | 0 | 21091.4955 | 0.0012481 | 71 | Residential_2036_Technical_GWh_Before Competition Groups_71 | Energy Star Dishwasher | 0.1248% | 0 | 26.3244 | Residential_2036_Technical_GWh_Before Competition Groups_Energy Star Dishwasher
Residential | Res ¦ High Efficiency Chiller (avg of water and air cooled) | 2036 | Economic | GWh | Before Competition Groups | 17.2562 | 0 | 0 | 14047.1098 | 0.0012285 | 54 | Residential_2036_Economic_GWh_Before Competition Groups_54 | High Efficiency Chiller (avg of water and air cooled) | 0.1228% | 0 | 17.2562 | Residential_2036_Economic_GWh_Before Competition Groups_High Efficiency Chiller (avg of water and air cooled)
Residential | Res ¦ Variable Frequency Drive (VFD) | 2036 | Economic | GWh | Before Competition Groups | 15.4558 | 0 | 0 | 14047.1098 | 0.0011003 | 55 | Residential_2036_Economic_GWh_Before Competition Groups_55 | Variable Frequency Drive (VFD) | 0.11% | 0 | 15.4558 | Residential_2036_Economic_GWh_Before Competition Groups_Variable Frequency Drive (VFD)
Residential | Res ¦ Duct Insulation MF | 2036 | Achievable | GWh | Before Competition Groups | 7.3562 | 0 | 0 | 6695.2834 | 0.0010987 | 53 | Residential_2036_Achievable_GWh_Before Competition Groups_53 | Duct Insulation MF | 0.1099% | 0 | 7.3562 | Residential_2036_Achievable_GWh_Before Competition Groups_Duct Insulation MF
Residential | Res ¦ Variable Refrigerant Flow Heat Pump | 2036 | Economic | GWh | Before Competition Groups | 15.3953 | 0 | 0 | 14047.1098 | 0.001096 | 56 | Residential_2036_Economic_GWh_Before Competition Groups_56 | Variable Refrigerant Flow Heat Pump | 0.1096% | 0 | 15.3953 | Residential_2036_Economic_GWh_Before Competition Groups_Variable Refrigerant Flow Heat Pump
Residential | Res ¦ Heat Recovery Ventilator | 2036 | Achievable | GWh | Before Competition Groups | 7.3002 | 0 | 0 | 6695.2834 | 0.0010904 | 54 | Residential_2036_Achievable_GWh_Before Competition Groups_54 | Heat Recovery Ventilator | 0.109% | 0 | 7.3002 | Residential_2036_Achievable_GWh_Before Competition Groups_Heat Recovery Ventilator
Residential | Res ¦ Energy Star Dehumidifier | 2036 | Achievable | GWh | Before Competition Groups | 6.9685 | 0 | 0 | 6695.2834 | 0.0010408 | 55 | Residential_2036_Achievable_GWh_Before Competition Groups_55 | Energy Star Dehumidifier | 0.1041% | 0 | 6.9685 | Residential_2036_Achievable_GWh_Before Competition Groups_Energy Star Dehumidifier
Residential | Res ¦ Drain Water Heat Recovery | 2036 | Technical | GWh | Before Competition Groups | 21.8477 | 0 | 0 | 21091.4955 | 0.0010359 | 72 | Residential_2036_Technical_GWh_Before Competition Groups_72 | Drain Water Heat Recovery | 0.1036% | 0 | 21.8477 | Residential_2036_Technical_GWh_Before Competition Groups_Drain Water Heat Recovery
Residential | Res ¦ Heat Pump Water Heater | 2036 | Economic | GWh | Before Competition Groups | 14.3746 | 0 | 0 | 14047.1098 | 0.0010233 | 57 | Residential_2036_Economic_GWh_Before Competition Groups_57 | Heat Pump Water Heater | 0.1023% | 0 | 14.3746 | Residential_2036_Economic_GWh_Before Competition Groups_Heat Pump Water Heater
Residential | Res ¦ Basement or Crawlspace Insulation | 2036 | Achievable | GWh | Before Competition Groups | 6.6132 | 0 | 0 | 6695.2834 | 0.00098774 | 56 | Residential_2036_Achievable_GWh_Before Competition Groups_56 | Basement or Crawlspace Insulation | 0.09877% | 0 | 6.6132 | Residential_2036_Achievable_GWh_Before Competition Groups_Basement or Crawlspace Insulation
Residential | Res ¦ CO Sensors for parking garage exhaust fans | 2036 | Technical | GWh | Before Competition Groups | 20.3607 | 0 | 0 | 21091.4955 | 0.00096535 | 73 | Residential_2036_Technical_GWh_Before Competition Groups_73 | CO Sensors for parking garage exhaust fans | 0.09654% | 0 | 20.3607 | Residential_2036_Technical_GWh_Before Competition Groups_CO Sensors for parking garage exhaust fans
Residential | Res ¦ Demand Control Ventilation | 2036 | Technical | GWh | Before Competition Groups | 19.6718 | 0 | 0 | 21091.4955 | 0.00093269 | 74 | Residential_2036_Technical_GWh_Before Competition Groups_74 | Demand Control Ventilation | 0.09327% | 0 | 19.6718 | Residential_2036_Technical_GWh_Before Competition Groups_Demand Control Ventilation
Residential | Res ¦ ENERGY STAR LED LAMPS (REFLECTOR LAMPs/MR16/PAR 16) | 2036 | Technical | GWh | Before Competition Groups | 19.4477 | 0 | 0 | 21091.4955 | 0.00092206 | 75 | Residential_2036_Technical_GWh_Before Competition Groups_75 | ENERGY STAR LED LAMPS (REFLECTOR LAMPs/MR16/PAR 16) | 0.09221% | 0 | 19.4477 | Residential_2036_Technical_GWh_Before Competition Groups_ENERGY STAR LED LAMPS (REFLECTOR LAMPs/MR16/PAR 16)
Residential | Res ¦ Condensing Make Up Air Unit | 2036 | Technical | GWh | Before Competition Groups | 17.7569 | 0 | 0 | 21091.4955 | 0.0008419 | 76 | Residential_2036_Technical_GWh_Before Competition Groups_76 | Condensing Make Up Air Unit | 0.08419% | 0 | 17.7569 | Residential_2036_Technical_GWh_Before Competition Groups_Condensing Make Up Air Unit
Residential | Res ¦ High Efficiency Chiller (avg of water and air cooled) | 2036 | Technical | GWh | Before Competition Groups | 17.2562 | 0 | 0 | 21091.4955 | 0.00081816 | 77 | Residential_2036_Technical_GWh_Before Competition Groups_77 | High Efficiency Chiller (avg of water and air cooled) | 0.08182% | 0 | 17.2562 | Residential_2036_Technical_GWh_Before Competition Groups_High Efficiency Chiller (avg of water and air cooled)
Residential | Res ¦ Water Heater Temperature Setback | 2036 | Economic | GWh | Before Competition Groups | 11.4212 | 0 | 0 | 14047.1098 | 0.00081307 | 58 | Residential_2036_Economic_GWh_Before Competition Groups_58 | Water Heater Temperature Setback | 0.08131% | 0 | 11.4212 | Residential_2036_Economic_GWh_Before Competition Groups_Water Heater Temperature Setback
Residential | Res ¦ LED Downlight | 2036 | Economic | GWh | Before Competition Groups | 11.1982 | 0 | 0 | 14047.1098 | 0.00079719 | 59 | Residential_2036_Economic_GWh_Before Competition Groups_59 | LED Downlight | 0.07972% | 0 | 11.1982 | Residential_2036_Economic_GWh_Before Competition Groups_LED Downlight
Residential | Res ¦ VFD on Pumps | 2036 | Achievable | GWh | Before Competition Groups | 4.9686 | 0 | 0 | 6695.2834 | 0.0007421 | 57 | Residential_2036_Achievable_GWh_Before Competition Groups_57 | VFD on Pumps | 0.07421% | 0 | 4.9686 | Residential_2036_Achievable_GWh_Before Competition Groups_VFD on Pumps
Residential | Res ¦ Variable Frequency Drive (VFD) | 2036 | Technical | GWh | Before Competition Groups | 15.4558 | 0 | 0 | 21091.4955 | 0.0007328 | 78 | Residential_2036_Technical_GWh_Before Competition Groups_78 | Variable Frequency Drive (VFD) | 0.07328% | 0 | 15.4558 | Residential_2036_Technical_GWh_Before Competition Groups_Variable Frequency Drive (VFD)
Residential | Res ¦ DHW Recirculation Systems | 2036 | Economic | GWh | Before Competition Groups | 10.2893 | 0 | 0 | 14047.1098 | 0.00073249 | 60 | Residential_2036_Economic_GWh_Before Competition Groups_60 | DHW Recirculation Systems | 0.07325% | 0 | 10.2893 | Residential_2036_Economic_GWh_Before Competition Groups_DHW Recirculation Systems
Residential | Res ¦ Ceiling Insulation | 2036 | Achievable | GWh | Before Competition Groups | 4.6885 | 0 | 0 | 6695.2834 | 0.00070027 | 58 | Residential_2036_Achievable_GWh_Before Competition Groups_58 | Ceiling Insulation | 0.07003% | 0 | 4.6885 | Residential_2036_Achievable_GWh_Before Competition Groups_Ceiling Insulation
Residential | Res ¦ Water Heater Temperature Setback | 2036 | Technical | GWh | Before Competition Groups | 11.4212 | 0 | 0 | 21091.4955 | 0.00054151 | 79 | Residential_2036_Technical_GWh_Before Competition Groups_79 | Water Heater Temperature Setback | 0.05415% | 0 | 11.4212 | Residential_2036_Technical_GWh_Before Competition Groups_Water Heater Temperature Setback
Residential | Res ¦ ENERGY STAR LED Lamps (General Service Lamps) | 2036 | Achievable | GWh | Before Competition Groups | 3.3443 | 0 | 0 | 6695.2834 | 0.0004995 | 59 | Residential_2036_Achievable_GWh_Before Competition Groups_59 | ENERGY STAR LED Lamps (General Service Lamps) | 0.04995% | 0 | 3.3443 | Residential_2036_Achievable_GWh_Before Competition Groups_ENERGY STAR LED Lamps (General Service Lamps)
Residential | Res ¦ DHW Recirculation Systems | 2036 | Technical | GWh | Before Competition Groups | 10.2893 | 0 | 0 | 21091.4955 | 0.00048784 | 80 | Residential_2036_Technical_GWh_Before Competition Groups_80 | DHW Recirculation Systems | 0.04878% | 0 | 10.2893 | Residential_2036_Technical_GWh_Before Competition Groups_DHW Recirculation Systems
Residential | Res ¦ Air Source Heat Pump Maintenance | 2036 | Technical | GWh | Before Competition Groups | 9.2853 | 0 | 0 | 21091.4955 | 0.00044024 | 81 | Residential_2036_Technical_GWh_Before Competition Groups_81 | Air Source Heat Pump Maintenance | 0.04402% | 0 | 9.2853 | Residential_2036_Technical_GWh_Before Competition Groups_Air Source Heat Pump Maintenance
Residential | Res ¦ ECM MOTORS FOR HVAC APPLICATION (FAN-POWERED VAV BOX) | 2036 | Achievable | GWh | Before Competition Groups | 2.7971 | 0 | 0 | 6695.2834 | 0.00041777 | 60 | Residential_2036_Achievable_GWh_Before Competition Groups_60 | ECM MOTORS FOR HVAC APPLICATION (FAN-POWERED VAV BOX) | 0.04178% | 0 | 2.7971 | Residential_2036_Achievable_GWh_Before Competition Groups_ECM MOTORS FOR HVAC APPLICATION (FAN-POWERED VAV BOX)
Residential | Res ¦ VFD on Pumps | 2036 | Economic | GWh | Before Competition Groups | 4.7528 | 0 | 0 | 14047.1098 | 0.00033835 | 61 | Residential_2036_Economic_GWh_Before Competition Groups_61 | VFD on Pumps | 0.03383% | 0 | 4.7528 | Residential_2036_Economic_GWh_Before Competition Groups_VFD on Pumps
Residential | Res ¦ Networked/ Connected - Indoor LED Luminaire | 2036 | Economic | GWh | Before Competition Groups | 4.6161 | 0 | 0 | 14047.1098 | 0.00032861 | 62 | Residential_2036_Economic_GWh_Before Competition Groups_62 | Networked/ Connected - Indoor LED Luminaire | 0.03286% | 0 | 4.6161 | Residential_2036_Economic_GWh_Before Competition Groups_Networked/ Connected - Indoor LED Luminaire
Residential | Res ¦ Beverage Vending Machine Controls | 2036 | Achievable | GWh | Before Competition Groups | 1.9349 | 0 | 0 | 6695.2834 | 0.000289 | 61 | Residential_2036_Achievable_GWh_Before Competition Groups_61 | Beverage Vending Machine Controls | 0.0289% | 0 | 1.9349 | Residential_2036_Achievable_GWh_Before Competition Groups_Beverage Vending Machine Controls
Residential | Res ¦ ENERGY STAR LED Lamps (General Service Lamps) | 2036 | Economic | GWh | Before Competition Groups | 3.4719 | 0 | 0 | 14047.1098 | 0.00024716 | 63 | Residential_2036_Economic_GWh_Before Competition Groups_63 | ENERGY STAR LED Lamps (General Service Lamps) | 0.02472% | 0 | 3.4719 | Residential_2036_Economic_GWh_Before Competition Groups_ENERGY STAR LED Lamps (General Service Lamps)
Residential | Res ¦ ECM MOTORS FOR HVAC APPLICATION (FAN-POWERED VAV BOX) | 2036 | Economic | GWh | Before Competition Groups | 3.2941 | 0 | 0 | 14047.1098 | 0.00023451 | 64 | Residential_2036_Economic_GWh_Before Competition Groups_64 | ECM MOTORS FOR HVAC APPLICATION (FAN-POWERED VAV BOX) | 0.02345% | 0 | 3.2941 | Residential_2036_Economic_GWh_Before Competition Groups_ECM MOTORS FOR HVAC APPLICATION (FAN-POWERED VAV BOX)
Residential | Res ¦ VFD on Pumps | 2036 | Technical | GWh | Before Competition Groups | 4.7528 | 0 | 0 | 21091.4955 | 0.00022534 | 82 | Residential_2036_Technical_GWh_Before Competition Groups_82 | VFD on Pumps | 0.02253% | 0 | 4.7528 | Residential_2036_Technical_GWh_Before Competition Groups_VFD on Pumps
Residential | Res ¦ Heat Pump Water Heater | 2036 | Achievable | GWh | Before Competition Groups | 1.3266 | 0 | 0 | 6695.2834 | 0.00019814 | 62 | Residential_2036_Achievable_GWh_Before Competition Groups_62 | Heat Pump Water Heater | 0.01981% | 0 | 1.3266 | Residential_2036_Achievable_GWh_Before Competition Groups_Heat Pump Water Heater
Residential | Res ¦ Beverage Vending Machine Controls | 2036 | Economic | GWh | Before Competition Groups | 2.3509 | 0 | 0 | 14047.1098 | 0.00016736 | 65 | Residential_2036_Economic_GWh_Before Competition Groups_65 | Beverage Vending Machine Controls | 0.01674% | 0 | 2.3509 | Residential_2036_Economic_GWh_Before Competition Groups_Beverage Vending Machine Controls
Residential | Res ¦ ENERGY STAR LED Lamps (General Service Lamps) | 2036 | Technical | GWh | Before Competition Groups | 3.4719 | 0 | 0 | 21091.4955 | 0.00016461 | 83 | Residential_2036_Technical_GWh_Before Competition Groups_83 | ENERGY STAR LED Lamps (General Service Lamps) | 0.01646% | 0 | 3.4719 | Residential_2036_Technical_GWh_Before Competition Groups_ENERGY STAR LED Lamps (General Service Lamps)
Residential | Res ¦ ECM MOTORS FOR HVAC APPLICATION (FAN-POWERED VAV BOX) | 2036 | Technical | GWh | Before Competition Groups | 3.2941 | 0 | 0 | 21091.4955 | 0.00015618 | 84 | Residential_2036_Technical_GWh_Before Competition Groups_84 | ECM MOTORS FOR HVAC APPLICATION (FAN-POWERED VAV BOX) | 0.01562% | 0 | 3.2941 | Residential_2036_Technical_GWh_Before Competition Groups_ECM MOTORS FOR HVAC APPLICATION (FAN-POWERED VAV BOX)
Residential | Res ¦ HVAC Optimization | 2036 | Technical | GWh | Before Competition Groups | 3.1326 | 0 | 0 | 21091.4955 | 0.00014852 | 85 | Residential_2036_Technical_GWh_Before Competition Groups_85 | HVAC Optimization | 0.01485% | 0 | 3.1326 | Residential_2036_Technical_GWh_Before Competition Groups_HVAC Optimization
Residential | Res ¦ DHW Recirculation Systems | 2036 | Achievable | GWh | Before Competition Groups | 0.77713 | 0 | 0 | 6695.2834 | 0.00011607 | 63 | Residential_2036_Achievable_GWh_Before Competition Groups_63 | DHW Recirculation Systems | 0.01161% | 0 | 0.77713 | Residential_2036_Achievable_GWh_Before Competition Groups_DHW Recirculation Systems
Residential | Res ¦ Beverage Vending Machine Controls | 2036 | Technical | GWh | Before Competition Groups | 2.3509 | 0 | 0 | 21091.4955 | 0.00011146 | 86 | Residential_2036_Technical_GWh_Before Competition Groups_86 | Beverage Vending Machine Controls | 0.01115% | 0 | 2.3509 | Residential_2036_Technical_GWh_Before Competition Groups_Beverage Vending Machine Controls
Residential | Res ¦ Air Source Heat Pump | 2036 | Achievable | GWh | Before Competition Groups | 0.46808 | 0 | 0 | 6695.2834 | 6.9912e-05 | 64 | Residential_2036_Achievable_GWh_Before Competition Groups_64 | Air Source Heat Pump | 0.006991% | 0 | 0.46808 | Residential_2036_Achievable_GWh_Before Competition Groups_Air Source Heat Pump
Residential | Res ¦ Chilled Water Optimization | 2036 | Achievable | GWh | Before Competition Groups | 0.2924 | 0 | 0 | 6695.2834 | 4.3673e-05 | 65 | Residential_2036_Achievable_GWh_Before Competition Groups_65 | Chilled Water Optimization | 0.004367% | 0 | 0.2924 | Residential_2036_Achievable_GWh_Before Competition Groups_Chilled Water Optimization
Residential | Res ¦ Chilled Water Optimization | 2036 | Economic | GWh | Before Competition Groups | 0.43533 | 0 | 0 | 14047.1098 | 3.0991e-05 | 66 | Residential_2036_Economic_GWh_Before Competition Groups_66 | Chilled Water Optimization | 0.003099% | 0 | 0.43533 | Residential_2036_Economic_GWh_Before Competition Groups_Chilled Water Optimization
Residential | Res ¦ LED High Bay Fixture | 2036 | Achievable | GWh | Before Competition Groups | 0.1994 | 0 | 0 | 6695.2834 | 2.9782e-05 | 66 | Residential_2036_Achievable_GWh_Before Competition Groups_66 | LED High Bay Fixture | 0.002978% | 0 | 0.1994 | Residential_2036_Achievable_GWh_Before Competition Groups_LED High Bay Fixture
Residential | Res ¦ Wall Insulation MF | 2036 | Technical | GWh | Before Competition Groups | 0.57824 | 0 | 0 | 21091.4955 | 2.7416e-05 | 87 | Residential_2036_Technical_GWh_Before Competition Groups_87 | Wall Insulation MF | 0.002742% | 0 | 0.57824 | Residential_2036_Technical_GWh_Before Competition Groups_Wall Insulation MF
Residential | Res ¦ Chilled Water Optimization | 2036 | Technical | GWh | Before Competition Groups | 0.43533 | 0 | 0 | 21091.4955 | 2.064e-05 | 88 | Residential_2036_Technical_GWh_Before Competition Groups_88 | Chilled Water Optimization | 0.002064% | 0 | 0.43533 | Residential_2036_Technical_GWh_Before Competition Groups_Chilled Water Optimization
Residential | Res ¦ LED High Bay Fixture | 2036 | Economic | GWh | Before Competition Groups | 0.2621 | 0 | 0 | 14047.1098 | 1.8659e-05 | 67 | Residential_2036_Economic_GWh_Before Competition Groups_67 | LED High Bay Fixture | 0.001866% | 0 | 0.2621 | Residential_2036_Economic_GWh_Before Competition Groups_LED High Bay Fixture
Residential | Res ¦ LED Recessed Downlights | 2036 | Technical | GWh | Before Competition Groups | 0.30489 | 0 | 0 | 21091.4955 | 1.4455e-05 | 89 | Residential_2036_Technical_GWh_Before Competition Groups_89 | LED Recessed Downlights | 0.001446% | 0 | 0.30489 | Residential_2036_Technical_GWh_Before Competition Groups_LED Recessed Downlights
Residential | Res ¦ LED High Bay Fixture | 2036 | Technical | GWh | Before Competition Groups | 0.2621 | 0 | 0 | 21091.4955 | 1.2427e-05 | 90 | Residential_2036_Technical_GWh_Before Competition Groups_90 | LED High Bay Fixture | 0.001243% | 0 | 0.2621 | Residential_2036_Technical_GWh_Before Competition Groups_LED High Bay Fixture
Residential | Res ¦ Networked/ Connected - Indoor LED Luminaire | 2036 | Achievable | GWh | Before Competition Groups | 0.050748 | 0 | 0 | 6695.2834 | 7.5797e-06 | 67 | Residential_2036_Achievable_GWh_Before Competition Groups_67 | Networked/ Connected - Indoor LED Luminaire | 0.000758% | 0 | 0.050748 | Residential_2036_Achievable_GWh_Before Competition Groups_Networked/ Connected - Indoor LED Luminaire
Residential | Res ¦ Solar Water Preheat (Pools/DHW) | 2036 | Technical | GWh | Before Competition Groups | 0.10673 | 0 | 0 | 21091.4955 | 5.0605e-06 | 91 | Residential_2036_Technical_GWh_Before Competition Groups_91 | Solar Water Preheat (Pools/DHW) | 0.0005061% | 0 | 0.10673 | Residential_2036_Technical_GWh_Before Competition Groups_Solar Water Preheat (Pools/DHW)
Residential | Res ¦ Wall Insulation MF | 2036 | Economic | GWh | Before Competition Groups | 0.060728 | 0 | 0 | 14047.1098 | 4.3232e-06 | 68 | Residential_2036_Economic_GWh_Before Competition Groups_68 | Wall Insulation MF | 0.0004323% | 0 | 0.060728 | Residential_2036_Economic_GWh_Before Competition Groups_Wall Insulation MF
Residential | Res ¦ Wall Insulation MF | 2036 | Achievable | GWh | Before Competition Groups | 0.014475 | 0 | 0 | 6695.2834 | 2.162e-06 | 68 | Residential_2036_Achievable_GWh_Before Competition Groups_68 | Wall Insulation MF | 0.0002162% | 0 | 0.014475 | Residential_2036_Achievable_GWh_Before Competition Groups_Wall Insulation MF
Residential | Res ¦ Photocell Controls (Outdoor) | 2036 | Technical | GWh | Before Competition Groups | 0.00032453 | 0 | 0 | 21091.4955 | 1.5387e-08 | 92 | Residential_2036_Technical_GWh_Before Competition Groups_92 | Photocell Controls (Outdoor) | 1.539e-06% | 0 | 0.00032453 | Residential_2036_Technical_GWh_Before Competition Groups_Photocell Controls (Outdoor)
Residential | Res ¦ Lighting Motion Sensors, Timers, Dimmers | 2036 | Achievable | GWh | Before Competition Groups | 0 | 0 | 0 | 6695.2834 | 0 | 69 | Residential_2036_Achievable_GWh_Before Competition Groups_69 | Lighting Motion Sensors, Timers, Dimmers | 0% | 0 | 0 | Residential_2036_Achievable_GWh_Before Competition Groups_Lighting Motion Sensors, Timers, Dimmers
Residential | Res ¦ Lighting Motion Sensors, Timers, Dimmers | 2036 | Economic | GWh | Before Competition Groups | 0 | 0 | 0 | 14047.1098 | 0 | 69 | Residential_2036_Economic_GWh_Before Competition Groups_69 | Lighting Motion Sensors, Timers, Dimmers | 0% | 0 | 0 | Residential_2036_Economic_GWh_Before Competition Groups_Lighting Motion Sensors, Timers, Dimmers
Residential | Res ¦ Energy Star A Line, PAR, MR Lamps | 2037 | Economic | GWh | Before Competition Groups | 1792.402 | 0 | 0 | 14422.9218 | 0.12427 | 1 | Residential_2037_Economic_GWh_Before Competition Groups_1 | Energy Star A Line, PAR, MR Lamps | 12.43% | 0 | 1792.402 | Residential_2037_Economic_GWh_Before Competition Groups_Energy Star A Line, PAR, MR Lamps
Residential | Res ¦ Energy Star LED Bulbs General Purpose LEDs | 2037 | Economic | GWh | Before Competition Groups | 1620.9309 | 0 | 0 | 14422.9218 | 0.11239 | 2 | Residential_2037_Economic_GWh_Before Competition Groups_2 | Energy Star LED Bulbs General Purpose LEDs | 11.24% | 0 | 1620.9309 | Residential_2037_Economic_GWh_Before Competition Groups_Energy Star LED Bulbs General Purpose LEDs
Residential | Res ¦ Smart Power Bar | 2037 | Achievable | GWh | Before Competition Groups | 770.5651 | 0 | 0 | 7140.6987 | 0.10791 | 1 | Residential_2037_Achievable_GWh_Before Competition Groups_1 | Smart Power Bar | 10.79% | 0 | 770.5651 | Residential_2037_Achievable_GWh_Before Competition Groups_Smart Power Bar
Residential | Res ¦ Energy Star LED Specialty Bulbs | 2037 | Economic | GWh | Before Competition Groups | 1433.2209 | 0 | 0 | 14422.9218 | 0.099371 | 3 | Residential_2037_Economic_GWh_Before Competition Groups_3 | Energy Star LED Specialty Bulbs | 9.937% | 0 | 1433.2209 | Residential_2037_Economic_GWh_Before Competition Groups_Energy Star LED Specialty Bulbs
Residential | Res ¦ Smart Power Bar | 2037 | Economic | GWh | Before Competition Groups | 1380.1492 | 0 | 0 | 14422.9218 | 0.095691 | 4 | Residential_2037_Economic_GWh_Before Competition Groups_4 | Smart Power Bar | 9.569% | 0 | 1380.1492 | Residential_2037_Economic_GWh_Before Competition Groups_Smart Power Bar
Residential | Res ¦ Energy Star Clothes Washer | 2037 | Achievable | GWh | Before Competition Groups | 602.9609 | 0 | 0 | 7140.6987 | 0.08444 | 2 | Residential_2037_Achievable_GWh_Before Competition Groups_2 | Energy Star Clothes Washer | 8.444% | 0 | 602.9609 | Residential_2037_Achievable_GWh_Before Competition Groups_Energy Star Clothes Washer
Residential | Res ¦ Energy Star A Line, PAR, MR Lamps | 2037 | Technical | GWh | Before Competition Groups | 1792.402 | 0 | 0 | 21518.1738 | 0.083297 | 1 | Residential_2037_Technical_GWh_Before Competition Groups_1 | Energy Star A Line, PAR, MR Lamps | 8.33% | 0 | 1792.402 | Residential_2037_Technical_GWh_Before Competition Groups_Energy Star A Line, PAR, MR Lamps
Residential | Res ¦ Energy Star LED Bulbs General Purpose LEDs | 2037 | Technical | GWh | Before Competition Groups | 1620.9309 | 0 | 0 | 21518.1738 | 0.075328 | 2 | Residential_2037_Technical_GWh_Before Competition Groups_2 | Energy Star LED Bulbs General Purpose LEDs | 7.533% | 0 | 1620.9309 | Residential_2037_Technical_GWh_Before Competition Groups_Energy Star LED Bulbs General Purpose LEDs
Residential | Res ¦ Energy Star LED Specialty Bulbs | 2037 | Technical | GWh | Before Competition Groups | 1433.2209 | 0 | 0 | 21518.1738 | 0.066605 | 3 | Residential_2037_Technical_GWh_Before Competition Groups_3 | Energy Star LED Specialty Bulbs | 6.661% | 0 | 1433.2209 | Residential_2037_Technical_GWh_Before Competition Groups_Energy Star LED Specialty Bulbs
Residential | Res ¦ Smart Power Bar | 2037 | Technical | GWh | Before Competition Groups | 1380.1492 | 0 | 0 | 21518.1738 | 0.064139 | 4 | Residential_2037_Technical_GWh_Before Competition Groups_4 | Smart Power Bar | 6.414% | 0 | 1380.1492 | Residential_2037_Technical_GWh_Before Competition Groups_Smart Power Bar
Residential | Res ¦ Ductless Mini-Split Heat Pump | 2037 | Achievable | GWh | Before Competition Groups | 455.2597 | 0 | 0 | 7140.6987 | 0.063756 | 3 | Residential_2037_Achievable_GWh_Before Competition Groups_3 | Ductless Mini-Split Heat Pump | 6.376% | 0 | 455.2597 | Residential_2037_Achievable_GWh_Before Competition Groups_Ductless Mini-Split Heat Pump
Residential | Res ¦ Energy Star LED Bulbs General Purpose LEDs | 2037 | Achievable | GWh | Before Competition Groups | 445.0057 | 0 | 0 | 7140.6987 | 0.06232 | 4 | Residential_2037_Achievable_GWh_Before Competition Groups_4 | Energy Star LED Bulbs General Purpose LEDs | 6.232% | 0 | 445.0057 | Residential_2037_Achievable_GWh_Before Competition Groups_Energy Star LED Bulbs General Purpose LEDs
Residential | Res ¦ Energy Star LED Specialty Bulbs | 2037 | Achievable | GWh | Before Competition Groups | 398.0973 | 0 | 0 | 7140.6987 | 0.05575 | 5 | Residential_2037_Achievable_GWh_Before Competition Groups_5 | Energy Star LED Specialty Bulbs | 5.575% | 0 | 398.0973 | Residential_2037_Achievable_GWh_Before Competition Groups_Energy Star LED Specialty Bulbs
Residential | Res ¦ Variable Speed Pool Pump Motor | 2037 | Achievable | GWh | Before Competition Groups | 395.8279 | 0 | 0 | 7140.6987 | 0.055433 | 6 | Residential_2037_Achievable_GWh_Before Competition Groups_6 | Variable Speed Pool Pump Motor | 5.543% | 0 | 395.8279 | Residential_2037_Achievable_GWh_Before Competition Groups_Variable Speed Pool Pump Motor
Residential | Res ¦ Car Block Heater Timer | 2037 | Achievable | GWh | Before Competition Groups | 361.2409 | 0 | 0 | 7140.6987 | 0.050589 | 7 | Residential_2037_Achievable_GWh_Before Competition Groups_7 | Car Block Heater Timer | 5.059% | 0 | 361.2409 | Residential_2037_Achievable_GWh_Before Competition Groups_Car Block Heater Timer
Residential | Res ¦ Networked/ Connected - Indoor LED Lamp | 2037 | Technical | GWh | Before Competition Groups | 1085.8619 | 0 | 0 | 21518.1738 | 0.050463 | 5 | Residential_2037_Technical_GWh_Before Competition Groups_5 | Networked/ Connected - Indoor LED Lamp | 5.046% | 0 | 1085.8619 | Residential_2037_Technical_GWh_Before Competition Groups_Networked/ Connected - Indoor LED Lamp
Residential | Res ¦ Energy Star Clothes Washer | 2037 | Economic | GWh | Before Competition Groups | 725.7806 | 0 | 0 | 14422.9218 | 0.050321 | 5 | Residential_2037_Economic_GWh_Before Competition Groups_5 | Energy Star Clothes Washer | 5.032% | 0 | 725.7806 | Residential_2037_Economic_GWh_Before Competition Groups_Energy Star Clothes Washer
Residential | Res ¦ Ductless Mini-Split Heat Pump | 2037 | Economic | GWh | Before Competition Groups | 715.7625 | 0 | 0 | 14422.9218 | 0.049627 | 6 | Residential_2037_Economic_GWh_Before Competition Groups_6 | Ductless Mini-Split Heat Pump | 4.963% | 0 | 715.7625 | Residential_2037_Economic_GWh_Before Competition Groups_Ductless Mini-Split Heat Pump
Residential | Res ¦ Adaptive Thermostat | 2037 | Economic | GWh | Before Competition Groups | 714.0085 | 0 | 0 | 14422.9218 | 0.049505 | 7 | Residential_2037_Economic_GWh_Before Competition Groups_7 | Adaptive Thermostat | 4.951% | 0 | 714.0085 | Residential_2037_Economic_GWh_Before Competition Groups_Adaptive Thermostat
Residential | Res ¦ Energy Star A Line, PAR, MR Lamps | 2037 | Achievable | GWh | Before Competition Groups | 315.0798 | 0 | 0 | 7140.6987 | 0.044125 | 8 | Residential_2037_Achievable_GWh_Before Competition Groups_8 | Energy Star A Line, PAR, MR Lamps | 4.412% | 0 | 315.0798 | Residential_2037_Achievable_GWh_Before Competition Groups_Energy Star A Line, PAR, MR Lamps
Residential | Res ¦ Building Recommissioning, Operations and Maintenance (O&M) Improvements | 2037 | Achievable | GWh | Before Competition Groups | 310.8558 | 0 | 0 | 7140.6987 | 0.043533 | 9 | Residential_2037_Achievable_GWh_Before Competition Groups_9 | Building Recommissioning, Operations and Maintenance (O&M) Improvements | 4.353% | 0 | 310.8558 | Residential_2037_Achievable_GWh_Before Competition Groups_Building Recommissioning, Operations and Maintenance (O&M) Improvements
Residential | Res ¦ Smart Burners | 2037 | Economic | GWh | Before Competition Groups | 603.4845 | 0 | 0 | 14422.9218 | 0.041842 | 8 | Residential_2037_Economic_GWh_Before Competition Groups_8 | Smart Burners | 4.184% | 0 | 603.4845 | Residential_2037_Economic_GWh_Before Competition Groups_Smart Burners
Residential | Res ¦ Energy Star Refrigerator | 2037 | Technical | GWh | Before Competition Groups | 899.2888 | 0 | 0 | 21518.1738 | 0.041792 | 6 | Residential_2037_Technical_GWh_Before Competition Groups_6 | Energy Star Refrigerator | 4.179% | 0 | 899.2888 | Residential_2037_Technical_GWh_Before Competition Groups_Energy Star Refrigerator
Residential | Res ¦ Adaptive Thermostat | 2037 | Achievable | GWh | Before Competition Groups | 290.9561 | 0 | 0 | 7140.6987 | 0.040746 | 10 | Residential_2037_Achievable_GWh_Before Competition Groups_10 | Adaptive Thermostat | 4.075% | 0 | 290.9561 | Residential_2037_Achievable_GWh_Before Competition Groups_Adaptive Thermostat
Residential | Res ¦ Energy Star Torchiere | 2037 | Achievable | GWh | Before Competition Groups | 266.7948 | 0 | 0 | 7140.6987 | 0.037363 | 11 | Residential_2037_Achievable_GWh_Before Competition Groups_11 | Energy Star Torchiere | 3.736% | 0 | 266.7948 | Residential_2037_Achievable_GWh_Before Competition Groups_Energy Star Torchiere
Residential | Res ¦ Smart Burners | 2037 | Technical | GWh | Before Competition Groups | 799.8163 | 0 | 0 | 21518.1738 | 0.037169 | 7 | Residential_2037_Technical_GWh_Before Competition Groups_7 | Smart Burners | 3.717% | 0 | 799.8163 | Residential_2037_Technical_GWh_Before Competition Groups_Smart Burners
Residential | Res ¦ Smart Burners | 2037 | Achievable | GWh | Before Competition Groups | 247.0215 | 0 | 0 | 7140.6987 | 0.034593 | 12 | Residential_2037_Achievable_GWh_Before Competition Groups_12 | Smart Burners | 3.459% | 0 | 247.0215 | Residential_2037_Achievable_GWh_Before Competition Groups_Smart Burners
Residential | Res ¦ Air Sealing | 2037 | Economic | GWh | Before Competition Groups | 489.096 | 0 | 0 | 14422.9218 | 0.033911 | 9 | Residential_2037_Economic_GWh_Before Competition Groups_9 | Air Sealing | 3.391% | 0 | 489.096 | Residential_2037_Economic_GWh_Before Competition Groups_Air Sealing
Residential | Res ¦ Energy Star Clothes Washer | 2037 | Technical | GWh | Before Competition Groups | 725.7806 | 0 | 0 | 21518.1738 | 0.033729 | 8 | Residential_2037_Technical_GWh_Before Competition Groups_8 | Energy Star Clothes Washer | 3.373% | 0 | 725.7806 | Residential_2037_Technical_GWh_Before Competition Groups_Energy Star Clothes Washer
Residential | Res ¦ Ductless Mini-Split Heat Pump | 2037 | Technical | GWh | Before Competition Groups | 715.7625 | 0 | 0 | 21518.1738 | 0.033263 | 9 | Residential_2037_Technical_GWh_Before Competition Groups_9 | Ductless Mini-Split Heat Pump | 3.326% | 0 | 715.7625 | Residential_2037_Technical_GWh_Before Competition Groups_Ductless Mini-Split Heat Pump
Residential | Res ¦ Adaptive Thermostat | 2037 | Technical | GWh | Before Competition Groups | 714.0085 | 0 | 0 | 21518.1738 | 0.033182 | 10 | Residential_2037_Technical_GWh_Before Competition Groups_10 | Adaptive Thermostat | 3.318% | 0 | 714.0085 | Residential_2037_Technical_GWh_Before Competition Groups_Adaptive Thermostat
Residential | Res ¦ Energy Star Ground Source Heat Pump | 2037 | Technical | GWh | Before Competition Groups | 696.969 | 0 | 0 | 21518.1738 | 0.03239 | 11 | Residential_2037_Technical_GWh_Before Competition Groups_11 | Energy Star Ground Source Heat Pump | 3.239% | 0 | 696.969 | Residential_2037_Technical_GWh_Before Competition Groups_Energy Star Ground Source Heat Pump
Residential | Res ¦ Heat Pump Clothes Dryer | 2037 | Technical | GWh | Before Competition Groups | 615.9555 | 0 | 0 | 21518.1738 | 0.028625 | 12 | Residential_2037_Technical_GWh_Before Competition Groups_12 | Heat Pump Clothes Dryer | 2.862% | 0 | 615.9555 | Residential_2037_Technical_GWh_Before Competition Groups_Heat Pump Clothes Dryer
Residential | Res ¦ Energy Star Light Fixture | 2037 | Achievable | GWh | Before Competition Groups | 202.4768 | 0 | 0 | 7140.6987 | 0.028355 | 13 | Residential_2037_Achievable_GWh_Before Competition Groups_13 | Energy Star Light Fixture | 2.836% | 0 | 202.4768 | Residential_2037_Achievable_GWh_Before Competition Groups_Energy Star Light Fixture
Residential | Res ¦ Energy Star Air Source Heat Pump | 2037 | Economic | GWh | Before Competition Groups | 393.6494 | 0 | 0 | 14422.9218 | 0.027293 | 10 | Residential_2037_Economic_GWh_Before Competition Groups_10 | Energy Star Air Source Heat Pump | 2.729% | 0 | 393.6494 | Residential_2037_Economic_GWh_Before Competition Groups_Energy Star Air Source Heat Pump
Residential | Res ¦ Car Block Heater Timer | 2037 | Economic | GWh | Before Competition Groups | 383.0607 | 0 | 0 | 14422.9218 | 0.026559 | 11 | Residential_2037_Economic_GWh_Before Competition Groups_11 | Car Block Heater Timer | 2.656% | 0 | 383.0607 | Residential_2037_Economic_GWh_Before Competition Groups_Car Block Heater Timer
Residential | Res ¦ Variable Speed Pool Pump Motor | 2037 | Economic | GWh | Before Competition Groups | 366.9841 | 0 | 0 | 14422.9218 | 0.025445 | 12 | Residential_2037_Economic_GWh_Before Competition Groups_12 | Variable Speed Pool Pump Motor | 2.544% | 0 | 366.9841 | Residential_2037_Economic_GWh_Before Competition Groups_Variable Speed Pool Pump Motor
Residential | Res ¦ Energy Star Torchiere | 2037 | Economic | GWh | Before Competition Groups | 363.5368 | 0 | 0 | 14422.9218 | 0.025205 | 13 | Residential_2037_Economic_GWh_Before Competition Groups_13 | Energy Star Torchiere | 2.521% | 0 | 363.5368 | Residential_2037_Economic_GWh_Before Competition Groups_Energy Star Torchiere
Residential | Res ¦ Air Sealing | 2037 | Achievable | GWh | Before Competition Groups | 163.6392 | 0 | 0 | 7140.6987 | 0.022916 | 14 | Residential_2037_Achievable_GWh_Before Competition Groups_14 | Air Sealing | 2.292% | 0 | 163.6392 | Residential_2037_Achievable_GWh_Before Competition Groups_Air Sealing
Residential | Res ¦ Induction Cooking Stove Top | 2037 | Technical | GWh | Before Competition Groups | 492.6868 | 0 | 0 | 21518.1738 | 0.022896 | 13 | Residential_2037_Technical_GWh_Before Competition Groups_13 | Induction Cooking Stove Top | 2.29% | 0 | 492.6868 | Residential_2037_Technical_GWh_Before Competition Groups_Induction Cooking Stove Top
Residential | Res ¦ Air Sealing | 2037 | Technical | GWh | Before Competition Groups | 489.096 | 0 | 0 | 21518.1738 | 0.022729 | 14 | Residential_2037_Technical_GWh_Before Competition Groups_14 | Air Sealing | 2.273% | 0 | 489.096 | Residential_2037_Technical_GWh_Before Competition Groups_Air Sealing
Residential | Res ¦ Comprehensive Draft Proofing | 2037 | Achievable | GWh | Before Competition Groups | 156.1126 | 0 | 0 | 7140.6987 | 0.021862 | 15 | Residential_2037_Achievable_GWh_Before Competition Groups_15 | Comprehensive Draft Proofing | 2.186% | 0 | 156.1126 | Residential_2037_Achievable_GWh_Before Competition Groups_Comprehensive Draft Proofing
Residential | Res ¦ Energy Star Central Air Conditioner | 2037 | Technical | GWh | Before Competition Groups | 455.1767 | 0 | 0 | 21518.1738 | 0.021153 | 15 | Residential_2037_Technical_GWh_Before Competition Groups_15 | Energy Star Central Air Conditioner | 2.115% | 0 | 455.1767 | Residential_2037_Technical_GWh_Before Competition Groups_Energy Star Central Air Conditioner
Residential | Res ¦ Energy Star Light Fixture | 2037 | Economic | GWh | Before Competition Groups | 299.891 | 0 | 0 | 14422.9218 | 0.020793 | 14 | Residential_2037_Economic_GWh_Before Competition Groups_14 | Energy Star Light Fixture | 2.079% | 0 | 299.891 | Residential_2037_Economic_GWh_Before Competition Groups_Energy Star Light Fixture
Residential | Res ¦ Energy Star Light Fixture | 2037 | Technical | GWh | Before Competition Groups | 445.1209 | 0 | 0 | 21518.1738 | 0.020686 | 16 | Residential_2037_Technical_GWh_Before Competition Groups_16 | Energy Star Light Fixture | 2.069% | 0 | 445.1209 | Residential_2037_Technical_GWh_Before Competition Groups_Energy Star Light Fixture
Residential | Res ¦ Building Recommissioning, Operations and Maintenance (O&M) Improvements | 2037 | Economic | GWh | Before Competition Groups | 288.1974 | 0 | 0 | 14422.9218 | 0.019982 | 15 | Residential_2037_Economic_GWh_Before Competition Groups_15 | Building Recommissioning, Operations and Maintenance (O&M) Improvements | 1.998% | 0 | 288.1974 | Residential_2037_Economic_GWh_Before Competition Groups_Building Recommissioning, Operations and Maintenance (O&M) Improvements
Residential | Res ¦ Heavy Duty Outdoor/Holiday Plug-in Timers | 2037 | Achievable | GWh | Before Competition Groups | 138.9445 | 0 | 0 | 7140.6987 | 0.019458 | 16 | Residential_2037_Achievable_GWh_Before Competition Groups_16 | Heavy Duty Outdoor/Holiday Plug-in Timers | 1.946% | 0 | 138.9445 | Residential_2037_Achievable_GWh_Before Competition Groups_Heavy Duty Outdoor/Holiday Plug-in Timers
Residential | Res ¦ Energy Star Air Source Heat Pump | 2037 | Achievable | GWh | Before Competition Groups | 137.4534 | 0 | 0 | 7140.6987 | 0.019249 | 17 | Residential_2037_Achievable_GWh_Before Competition Groups_17 | Energy Star Air Source Heat Pump | 1.925% | 0 | 137.4534 | Residential_2037_Achievable_GWh_Before Competition Groups_Energy Star Air Source Heat Pump
Residential | Res ¦ Energy Star Air Source Heat Pump | 2037 | Technical | GWh | Before Competition Groups | 393.6494 | 0 | 0 | 21518.1738 | 0.018294 | 17 | Residential_2037_Technical_GWh_Before Competition Groups_17 | Energy Star Air Source Heat Pump | 1.829% | 0 | 393.6494 | Residential_2037_Technical_GWh_Before Competition Groups_Energy Star Air Source Heat Pump
Residential | Res ¦ Car Block Heater Timer | 2037 | Technical | GWh | Before Competition Groups | 383.0607 | 0 | 0 | 21518.1738 | 0.017802 | 18 | Residential_2037_Technical_GWh_Before Competition Groups_18 | Car Block Heater Timer | 1.78% | 0 | 383.0607 | Residential_2037_Technical_GWh_Before Competition Groups_Car Block Heater Timer
Residential | Res ¦ Basement Wall Insulation | 2037 | Economic | GWh | Before Competition Groups | 256.1734 | 0 | 0 | 14422.9218 | 0.017762 | 16 | Residential_2037_Economic_GWh_Before Competition Groups_16 | Basement Wall Insulation | 1.776% | 0 | 256.1734 | Residential_2037_Economic_GWh_Before Competition Groups_Basement Wall Insulation
Residential | Res ¦ Variable Speed Pool Pump Motor | 2037 | Technical | GWh | Before Competition Groups | 366.9841 | 0 | 0 | 21518.1738 | 0.017055 | 19 | Residential_2037_Technical_GWh_Before Competition Groups_19 | Variable Speed Pool Pump Motor | 1.705% | 0 | 366.9841 | Residential_2037_Technical_GWh_Before Competition Groups_Variable Speed Pool Pump Motor
Residential | Res ¦ Energy Star Torchiere | 2037 | Technical | GWh | Before Competition Groups | 363.5368 | 0 | 0 | 21518.1738 | 0.016894 | 20 | Residential_2037_Technical_GWh_Before Competition Groups_20 | Energy Star Torchiere | 1.689% | 0 | 363.5368 | Residential_2037_Technical_GWh_Before Competition Groups_Energy Star Torchiere
Residential | Res ¦ Energy Star Clothes Dryer | 2037 | Technical | GWh | Before Competition Groups | 351.8145 | 0 | 0 | 21518.1738 | 0.01635 | 21 | Residential_2037_Technical_GWh_Before Competition Groups_21 | Energy Star Clothes Dryer | 1.635% | 0 | 351.8145 | Residential_2037_Technical_GWh_Before Competition Groups_Energy Star Clothes Dryer
Residential | Res ¦ Ductless Mini-Split Air Conditioner | 2037 | Technical | GWh | Before Competition Groups | 340.2158 | 0 | 0 | 21518.1738 | 0.015811 | 22 | Residential_2037_Technical_GWh_Before Competition Groups_22 | Ductless Mini-Split Air Conditioner | 1.581% | 0 | 340.2158 | Residential_2037_Technical_GWh_Before Competition Groups_Ductless Mini-Split Air Conditioner
Residential | Res ¦ Occupancy Sensors MF | 2037 | Achievable | GWh | Before Competition Groups | 107.6008 | 0 | 0 | 7140.6987 | 0.015069 | 18 | Residential_2037_Achievable_GWh_Before Competition Groups_18 | Occupancy Sensors MF | 1.507% | 0 | 107.6008 | Residential_2037_Achievable_GWh_Before Competition Groups_Occupancy Sensors MF
Residential | Res ¦ LED Parking Lot Fixture | 2037 | Achievable | GWh | Before Competition Groups | 106.3234 | 0 | 0 | 7140.6987 | 0.01489 | 19 | Residential_2037_Achievable_GWh_Before Competition Groups_19 | LED Parking Lot Fixture | 1.489% | 0 | 106.3234 | Residential_2037_Achievable_GWh_Before Competition Groups_LED Parking Lot Fixture
Residential | Res ¦ Attic Insulation | 2037 | Economic | GWh | Before Competition Groups | 197.7349 | 0 | 0 | 14422.9218 | 0.01371 | 17 | Residential_2037_Economic_GWh_Before Competition Groups_17 | Attic Insulation | 1.371% | 0 | 197.7349 | Residential_2037_Economic_GWh_Before Competition Groups_Attic Insulation
Residential | Res ¦ Passive Attic Ventilation | 2037 | Technical | GWh | Before Competition Groups | 293.2337 | 0 | 0 | 21518.1738 | 0.013627 | 23 | Residential_2037_Technical_GWh_Before Competition Groups_23 | Passive Attic Ventilation | 1.363% | 0 | 293.2337 | Residential_2037_Technical_GWh_Before Competition Groups_Passive Attic Ventilation
Residential | Res ¦ Building Recommissioning, Operations and Maintenance (O&M) Improvements | 2037 | Technical | GWh | Before Competition Groups | 288.1974 | 0 | 0 | 21518.1738 | 0.013393 | 24 | Residential_2037_Technical_GWh_Before Competition Groups_24 | Building Recommissioning, Operations and Maintenance (O&M) Improvements | 1.339% | 0 | 288.1974 | Residential_2037_Technical_GWh_Before Competition Groups_Building Recommissioning, Operations and Maintenance (O&M) Improvements
Residential | Res ¦ Energy Star Windows | 2037 | Technical | GWh | Before Competition Groups | 265.4796 | 0 | 0 | 21518.1738 | 0.012337 | 25 | Residential_2037_Technical_GWh_Before Competition Groups_25 | Energy Star Windows | 1.234% | 0 | 265.4796 | Residential_2037_Technical_GWh_Before Competition Groups_Energy Star Windows
Residential | Res ¦ Basement Wall Insulation | 2037 | Achievable | GWh | Before Competition Groups | 85.7151 | 0 | 0 | 7140.6987 | 0.012004 | 20 | Residential_2037_Achievable_GWh_Before Competition Groups_20 | Basement Wall Insulation | 1.2% | 0 | 85.7151 | Residential_2037_Achievable_GWh_Before Competition Groups_Basement Wall Insulation
Residential | Res ¦ Basement Wall Insulation | 2037 | Technical | GWh | Before Competition Groups | 256.1734 | 0 | 0 | 21518.1738 | 0.011905 | 26 | Residential_2037_Technical_GWh_Before Competition Groups_26 | Basement Wall Insulation | 1.19% | 0 | 256.1734 | Residential_2037_Technical_GWh_Before Competition Groups_Basement Wall Insulation
Residential | Res ¦ Energy Star Clothes Dryer | 2037 | Achievable | GWh | Before Competition Groups | 84.4499 | 0 | 0 | 7140.6987 | 0.011827 | 21 | Residential_2037_Achievable_GWh_Before Competition Groups_21 | Energy Star Clothes Dryer | 1.183% | 0 | 84.4499 | Residential_2037_Achievable_GWh_Before Competition Groups_Energy Star Clothes Dryer
Residential | Res ¦ Refrigerator Recycling | 2037 | Achievable | GWh | Before Competition Groups | 79.902 | 0 | 0 | 7140.6987 | 0.01119 | 22 | Residential_2037_Achievable_GWh_Before Competition Groups_22 | Refrigerator Recycling | 1.119% | 0 | 79.902 | Residential_2037_Achievable_GWh_Before Competition Groups_Refrigerator Recycling
Residential | Res ¦ Energy Star Clothes Dryer | 2037 | Economic | GWh | Before Competition Groups | 160.0534 | 0 | 0 | 14422.9218 | 0.011097 | 18 | Residential_2037_Economic_GWh_Before Competition Groups_18 | Energy Star Clothes Dryer | 1.11% | 0 | 160.0534 | Residential_2037_Economic_GWh_Before Competition Groups_Energy Star Clothes Dryer
Residential | Res ¦ Wall Insulation | 2037 | Economic | GWh | Before Competition Groups | 148.9809 | 0 | 0 | 14422.9218 | 0.010329 | 19 | Residential_2037_Economic_GWh_Before Competition Groups_19 | Wall Insulation | 1.033% | 0 | 148.9809 | Residential_2037_Economic_GWh_Before Competition Groups_Wall Insulation
Residential | Res ¦ Clothes Drying Racks | 2037 | Achievable | GWh | Before Competition Groups | 72.9463 | 0 | 0 | 7140.6987 | 0.010216 | 23 | Residential_2037_Achievable_GWh_Before Competition Groups_23 | Clothes Drying Racks | 1.022% | 0 | 72.9463 | Residential_2037_Achievable_GWh_Before Competition Groups_Clothes Drying Racks
Residential | Res ¦ Comprehensive Draft Proofing | 2037 | Economic | GWh | Before Competition Groups | 144.7333 | 0 | 0 | 14422.9218 | 0.010035 | 20 | Residential_2037_Economic_GWh_Before Competition Groups_20 | Comprehensive Draft Proofing | 1.003% | 0 | 144.7333 | Residential_2037_Economic_GWh_Before Competition Groups_Comprehensive Draft Proofing
Residential | Res ¦ Basement or Crawlspace Insulation | 2037 | Technical | GWh | Before Competition Groups | 213.1687 | 0 | 0 | 21518.1738 | 0.0099064 | 27 | Residential_2037_Technical_GWh_Before Competition Groups_27 | Basement or Crawlspace Insulation | 0.9906% | 0 | 213.1687 | Residential_2037_Technical_GWh_Before Competition Groups_Basement or Crawlspace Insulation
Residential | Res ¦ Freezer Recycling | 2037 | Achievable | GWh | Before Competition Groups | 70.0529 | 0 | 0 | 7140.6987 | 0.0098104 | 24 | Residential_2037_Achievable_GWh_Before Competition Groups_24 | Freezer Recycling | 0.981% | 0 | 70.0529 | Residential_2037_Achievable_GWh_Before Competition Groups_Freezer Recycling
Residential | Res ¦ Heavy Duty Outdoor/Holiday Plug-in Timers | 2037 | Economic | GWh | Before Competition Groups | 138.7394 | 0 | 0 | 14422.9218 | 0.0096194 | 21 | Residential_2037_Economic_GWh_Before Competition Groups_21 | Heavy Duty Outdoor/Holiday Plug-in Timers | 0.9619% | 0 | 138.7394 | Residential_2037_Economic_GWh_Before Competition Groups_Heavy Duty Outdoor/Holiday Plug-in Timers
Residential | Res ¦ Attic Insulation | 2037 | Achievable | GWh | Before Competition Groups | 66.1488 | 0 | 0 | 7140.6987 | 0.0092636 | 25 | Residential_2037_Achievable_GWh_Before Competition Groups_25 | Attic Insulation | 0.9264% | 0 | 66.1488 | Residential_2037_Achievable_GWh_Before Competition Groups_Attic Insulation
Residential | Res ¦ Attic Insulation | 2037 | Technical | GWh | Before Competition Groups | 197.7349 | 0 | 0 | 21518.1738 | 0.0091892 | 28 | Residential_2037_Technical_GWh_Before Competition Groups_28 | Attic Insulation | 0.9189% | 0 | 197.7349 | Residential_2037_Technical_GWh_Before Competition Groups_Attic Insulation
Residential | Res ¦ Energy Star Room Air Conditioner | 2037 | Economic | GWh | Before Competition Groups | 129.9114 | 0 | 0 | 14422.9218 | 0.0090073 | 22 | Residential_2037_Economic_GWh_Before Competition Groups_22 | Energy Star Room Air Conditioner | 0.9007% | 0 | 129.9114 | Residential_2037_Economic_GWh_Before Competition Groups_Energy Star Room Air Conditioner
Residential | Res ¦ Lighting Motion Sensors, Timers, Dimmers | 2037 | Technical | GWh | Before Competition Groups | 192.5463 | 0 | 0 | 21518.1738 | 0.0089481 | 29 | Residential_2037_Technical_GWh_Before Competition Groups_29 | Lighting Motion Sensors, Timers, Dimmers | 0.8948% | 0 | 192.5463 | Residential_2037_Technical_GWh_Before Competition Groups_Lighting Motion Sensors, Timers, Dimmers
Residential | Res ¦ Furnace with ECM | 2037 | Achievable | GWh | Before Competition Groups | 57.3418 | 0 | 0 | 7140.6987 | 0.0080303 | 26 | Residential_2037_Achievable_GWh_Before Competition Groups_26 | Furnace with ECM | 0.803% | 0 | 57.3418 | Residential_2037_Achievable_GWh_Before Competition Groups_Furnace with ECM
Residential | Res ¦ Energy Star Room Air Conditioner | 2037 | Achievable | GWh | Before Competition Groups | 56.5782 | 0 | 0 | 7140.6987 | 0.0079233 | 27 | Residential_2037_Achievable_GWh_Before Competition Groups_27 | Energy Star Room Air Conditioner | 0.7923% | 0 | 56.5782 | Residential_2037_Achievable_GWh_Before Competition Groups_Energy Star Room Air Conditioner
Residential | Res ¦ LED Parking Lot Fixture | 2037 | Economic | GWh | Before Competition Groups | 108.1558 | 0 | 0 | 14422.9218 | 0.0074989 | 23 | Residential_2037_Economic_GWh_Before Competition Groups_23 | LED Parking Lot Fixture | 0.7499% | 0 | 108.1558 | Residential_2037_Economic_GWh_Before Competition Groups_LED Parking Lot Fixture
Residential | Res ¦ Furnace with ECM | 2037 | Economic | GWh | Before Competition Groups | 107.2757 | 0 | 0 | 14422.9218 | 0.0074379 | 24 | Residential_2037_Economic_GWh_Before Competition Groups_24 | Furnace with ECM | 0.7438% | 0 | 107.2757 | Residential_2037_Economic_GWh_Before Competition Groups_Furnace with ECM
Residential | Res ¦ Wall Insulation | 2037 | Technical | GWh | Before Competition Groups | 154.9627 | 0 | 0 | 21518.1738 | 0.0072015 | 30 | Residential_2037_Technical_GWh_Before Competition Groups_30 | Wall Insulation | 0.7201% | 0 | 154.9627 | Residential_2037_Technical_GWh_Before Competition Groups_Wall Insulation
Residential | Res ¦ Heavy Duty Outdoor/Holiday Plug-in Timers | 2037 | Technical | GWh | Before Competition Groups | 154.0239 | 0 | 0 | 21518.1738 | 0.0071579 | 31 | Residential_2037_Technical_GWh_Before Competition Groups_31 | Heavy Duty Outdoor/Holiday Plug-in Timers | 0.7158% | 0 | 154.0239 | Residential_2037_Technical_GWh_Before Competition Groups_Heavy Duty Outdoor/Holiday Plug-in Timers
Residential | Res ¦ Energy Star Windows | 2037 | Achievable | GWh | Before Competition Groups | 51.0158 | 0 | 0 | 7140.6987 | 0.0071444 | 28 | Residential_2037_Achievable_GWh_Before Competition Groups_28 | Energy Star Windows | 0.7144% | 0 | 51.0158 | Residential_2037_Achievable_GWh_Before Competition Groups_Energy Star Windows
Residential | Res ¦ LED Downlight | 2037 | Achievable | GWh | Before Competition Groups | 50.789 | 0 | 0 | 7140.6987 | 0.0071126 | 29 | Residential_2037_Achievable_GWh_Before Competition Groups_29 | LED Downlight | 0.7113% | 0 | 50.789 | Residential_2037_Achievable_GWh_Before Competition Groups_LED Downlight
Residential | Res ¦ Occupancy Sensors MF | 2037 | Economic | GWh | Before Competition Groups | 102.1909 | 0 | 0 | 14422.9218 | 0.0070853 | 25 | Residential_2037_Economic_GWh_Before Competition Groups_25 | Occupancy Sensors MF | 0.7085% | 0 | 102.1909 | Residential_2037_Economic_GWh_Before Competition Groups_Occupancy Sensors MF
Residential | Res ¦ LED Exterior Area Lights - LED Fixture (200W) | 2037 | Achievable | GWh | Before Competition Groups | 50.0991 | 0 | 0 | 7140.6987 | 0.007016 | 30 | Residential_2037_Achievable_GWh_Before Competition Groups_30 | LED Exterior Area Lights - LED Fixture (200W) | 0.7016% | 0 | 50.0991 | Residential_2037_Achievable_GWh_Before Competition Groups_LED Exterior Area Lights - LED Fixture (200W)
Residential | Res ¦ Comprehensive Draft Proofing | 2037 | Technical | GWh | Before Competition Groups | 144.7333 | 0 | 0 | 21518.1738 | 0.0067261 | 32 | Residential_2037_Technical_GWh_Before Competition Groups_32 | Comprehensive Draft Proofing | 0.6726% | 0 | 144.7333 | Residential_2037_Technical_GWh_Before Competition Groups_Comprehensive Draft Proofing
Residential | Res ¦ Energy Star Windows | 2037 | Economic | GWh | Before Competition Groups | 96.6106 | 0 | 0 | 14422.9218 | 0.0066984 | 26 | Residential_2037_Economic_GWh_Before Competition Groups_26 | Energy Star Windows | 0.6698% | 0 | 96.6106 | Residential_2037_Economic_GWh_Before Competition Groups_Energy Star Windows
Residential | Res ¦ Radiant Barrier | 2037 | Economic | GWh | Before Competition Groups | 96.0902 | 0 | 0 | 14422.9218 | 0.0066623 | 27 | Residential_2037_Economic_GWh_Before Competition Groups_27 | Radiant Barrier | 0.6662% | 0 | 96.0902 | Residential_2037_Economic_GWh_Before Competition Groups_Radiant Barrier
Residential | Res ¦ Advanced BAS/Controllers | 2037 | Achievable | GWh | Before Competition Groups | 45.407 | 0 | 0 | 7140.6987 | 0.0063589 | 31 | Residential_2037_Achievable_GWh_Before Competition Groups_31 | Advanced BAS/Controllers | 0.6359% | 0 | 45.407 | Residential_2037_Achievable_GWh_Before Competition Groups_Advanced BAS/Controllers
Residential | Res ¦ Energy Star Freezer | 2037 | Achievable | GWh | Before Competition Groups | 43.9119 | 0 | 0 | 7140.6987 | 0.0061495 | 32 | Residential_2037_Achievable_GWh_Before Competition Groups_32 | Energy Star Freezer | 0.615% | 0 | 43.9119 | Residential_2037_Achievable_GWh_Before Competition Groups_Energy Star Freezer
Residential | Res ¦ Energy Star Room Air Conditioner | 2037 | Technical | GWh | Before Competition Groups | 131.4071 | 0 | 0 | 21518.1738 | 0.0061068 | 33 | Residential_2037_Technical_GWh_Before Competition Groups_33 | Energy Star Room Air Conditioner | 0.6107% | 0 | 131.4071 | Residential_2037_Technical_GWh_Before Competition Groups_Energy Star Room Air Conditioner
Residential | Res ¦ Solar Powered Attic Fan | 2037 | Technical | GWh | Before Competition Groups | 126.2892 | 0 | 0 | 21518.1738 | 0.005869 | 34 | Residential_2037_Technical_GWh_Before Competition Groups_34 | Solar Powered Attic Fan | 0.5869% | 0 | 126.2892 | Residential_2037_Technical_GWh_Before Competition Groups_Solar Powered Attic Fan
Residential | Res ¦ Networked/ Connected - Indoor LED Luminaire | 2037 | Technical | GWh | Before Competition Groups | 121.0206 | 0 | 0 | 21518.1738 | 0.0056241 | 35 | Residential_2037_Technical_GWh_Before Competition Groups_35 | Networked/ Connected - Indoor LED Luminaire | 0.5624% | 0 | 121.0206 | Residential_2037_Technical_GWh_Before Competition Groups_Networked/ Connected - Indoor LED Luminaire
Residential | Res ¦ Variable Refrigerant Flow Heat Pump | 2037 | Technical | GWh | Before Competition Groups | 117.9023 | 0 | 0 | 21518.1738 | 0.0054792 | 36 | Residential_2037_Technical_GWh_Before Competition Groups_36 | Variable Refrigerant Flow Heat Pump | 0.5479% | 0 | 117.9023 | Residential_2037_Technical_GWh_Before Competition Groups_Variable Refrigerant Flow Heat Pump
Residential | Res ¦ Furnace Whistle | 2037 | Achievable | GWh | Before Competition Groups | 38.0516 | 0 | 0 | 7140.6987 | 0.0053288 | 33 | Residential_2037_Achievable_GWh_Before Competition Groups_33 | Furnace Whistle | 0.5329% | 0 | 38.0516 | Residential_2037_Achievable_GWh_Before Competition Groups_Furnace Whistle
Residential | Res ¦ Ceiling Insulation | 2037 | Economic | GWh | Before Competition Groups | 75.0506 | 0 | 0 | 14422.9218 | 0.0052036 | 28 | Residential_2037_Economic_GWh_Before Competition Groups_28 | Ceiling Insulation | 0.5204% | 0 | 75.0506 | Residential_2037_Economic_GWh_Before Competition Groups_Ceiling Insulation
Residential | Res ¦ Refrigerator Recycling | 2037 | Economic | GWh | Before Competition Groups | 74.0799 | 0 | 0 | 14422.9218 | 0.0051363 | 29 | Residential_2037_Economic_GWh_Before Competition Groups_29 | Refrigerator Recycling | 0.5136% | 0 | 74.0799 | Residential_2037_Economic_GWh_Before Competition Groups_Refrigerator Recycling
Residential | Res ¦ LED Parking Lot Fixture | 2037 | Technical | GWh | Before Competition Groups | 108.1558 | 0 | 0 | 21518.1738 | 0.0050263 | 37 | Residential_2037_Technical_GWh_Before Competition Groups_37 | LED Parking Lot Fixture | 0.5026% | 0 | 108.1558 | Residential_2037_Technical_GWh_Before Competition Groups_LED Parking Lot Fixture
Residential | Res ¦ Furnace with ECM | 2037 | Technical | GWh | Before Competition Groups | 107.2757 | 0 | 0 | 21518.1738 | 0.0049854 | 38 | Residential_2037_Technical_GWh_Before Competition Groups_38 | Furnace with ECM | 0.4985% | 0 | 107.2757 | Residential_2037_Technical_GWh_Before Competition Groups_Furnace with ECM
Residential | Res ¦ Outside Air Economizer | 2037 | Achievable | GWh | Before Competition Groups | 33.9665 | 0 | 0 | 7140.6987 | 0.0047567 | 34 | Residential_2037_Achievable_GWh_Before Competition Groups_34 | Outside Air Economizer | 0.4757% | 0 | 33.9665 | Residential_2037_Achievable_GWh_Before Competition Groups_Outside Air Economizer
Residential | Res ¦ Occupancy Sensors MF | 2037 | Technical | GWh | Before Competition Groups | 102.1909 | 0 | 0 | 21518.1738 | 0.0047491 | 39 | Residential_2037_Technical_GWh_Before Competition Groups_39 | Occupancy Sensors MF | 0.4749% | 0 | 102.1909 | Residential_2037_Technical_GWh_Before Competition Groups_Occupancy Sensors MF
Residential | Res ¦ Air Source Heat Pump | 2037 | Technical | GWh | Before Competition Groups | 101.8352 | 0 | 0 | 21518.1738 | 0.0047325 | 40 | Residential_2037_Technical_GWh_Before Competition Groups_40 | Air Source Heat Pump | 0.4733% | 0 | 101.8352 | Residential_2037_Technical_GWh_Before Competition Groups_Air Source Heat Pump
Residential | Res ¦ Clothes Drying Racks | 2037 | Economic | GWh | Before Competition Groups | 67.6385 | 0 | 0 | 14422.9218 | 0.0046897 | 30 | Residential_2037_Economic_GWh_Before Competition Groups_30 | Clothes Drying Racks | 0.469% | 0 | 67.6385 | Residential_2037_Economic_GWh_Before Competition Groups_Clothes Drying Racks
Residential | Res ¦ Radiant Barrier | 2037 | Technical | GWh | Before Competition Groups | 98.7907 | 0 | 0 | 21518.1738 | 0.004591 | 41 | Residential_2037_Technical_GWh_Before Competition Groups_41 | Radiant Barrier | 0.4591% | 0 | 98.7907 | Residential_2037_Technical_GWh_Before Competition Groups_Radiant Barrier
Residential | Res ¦ Freezer Recycling | 2037 | Economic | GWh | Before Competition Groups | 64.9942 | 0 | 0 | 14422.9218 | 0.0045063 | 31 | Residential_2037_Economic_GWh_Before Competition Groups_31 | Freezer Recycling | 0.4506% | 0 | 64.9942 | Residential_2037_Economic_GWh_Before Competition Groups_Freezer Recycling
Residential | Res ¦ LED Downlight | 2037 | Technical | GWh | Before Competition Groups | 96.1932 | 0 | 0 | 21518.1738 | 0.0044703 | 42 | Residential_2037_Technical_GWh_Before Competition Groups_42 | LED Downlight | 0.447% | 0 | 96.1932 | Residential_2037_Technical_GWh_Before Competition Groups_LED Downlight
Residential | Res ¦ Duct Insulation | 2037 | Economic | GWh | Before Competition Groups | 63.5975 | 0 | 0 | 14422.9218 | 0.0044095 | 32 | Residential_2037_Economic_GWh_Before Competition Groups_32 | Duct Insulation | 0.4409% | 0 | 63.5975 | Residential_2037_Economic_GWh_Before Competition Groups_Duct Insulation
Residential | Res ¦ Energy Star Ceiling Fan/Lighting | 2037 | Technical | GWh | Before Competition Groups | 91.8471 | 0 | 0 | 21518.1738 | 0.0042684 | 43 | Residential_2037_Technical_GWh_Before Competition Groups_43 | Energy Star Ceiling Fan/Lighting | 0.4268% | 0 | 91.8471 | Residential_2037_Technical_GWh_Before Competition Groups_Energy Star Ceiling Fan/Lighting
Residential | Res ¦ Home Energy Reports | 2037 | Technical | GWh | Before Competition Groups | 88.9636 | 0 | 0 | 21518.1738 | 0.0041343 | 44 | Residential_2037_Technical_GWh_Before Competition Groups_44 | Home Energy Reports | 0.4134% | 0 | 88.9636 | Residential_2037_Technical_GWh_Before Competition Groups_Home Energy Reports
Residential | Res ¦ Basement or Crawlspace Insulation | 2037 | Economic | GWh | Before Competition Groups | 57.3512 | 0 | 0 | 14422.9218 | 0.0039764 | 33 | Residential_2037_Economic_GWh_Before Competition Groups_33 | Basement or Crawlspace Insulation | 0.3976% | 0 | 57.3512 | Residential_2037_Economic_GWh_Before Competition Groups_Basement or Crawlspace Insulation
Residential | Res ¦ Energy Star Freezer | 2037 | Technical | GWh | Before Competition Groups | 82.4953 | 0 | 0 | 21518.1738 | 0.0038337 | 45 | Residential_2037_Technical_GWh_Before Competition Groups_45 | Energy Star Freezer | 0.3834% | 0 | 82.4953 | Residential_2037_Technical_GWh_Before Competition Groups_Energy Star Freezer
Residential | Res ¦ Floor Insulation | 2037 | Economic | GWh | Before Competition Groups | 51.9163 | 0 | 0 | 14422.9218 | 0.0035996 | 34 | Residential_2037_Economic_GWh_Before Competition Groups_34 | Floor Insulation | 0.36% | 0 | 51.9163 | Residential_2037_Economic_GWh_Before Competition Groups_Floor Insulation
Residential | Res ¦ Ceiling Insulation | 2037 | Technical | GWh | Before Competition Groups | 77.1885 | 0 | 0 | 21518.1738 | 0.0035871 | 46 | Residential_2037_Technical_GWh_Before Competition Groups_46 | Ceiling Insulation | 0.3587% | 0 | 77.1885 | Residential_2037_Technical_GWh_Before Competition Groups_Ceiling Insulation
Residential | Res ¦ Window Film | 2037 | Technical | GWh | Before Competition Groups | 76.9568 | 0 | 0 | 21518.1738 | 0.0035764 | 47 | Residential_2037_Technical_GWh_Before Competition Groups_47 | Window Film | 0.3576% | 0 | 76.9568 | Residential_2037_Technical_GWh_Before Competition Groups_Window Film
Residential | Res ¦ LED Exterior Area Lights - LED Fixture (200W) | 2037 | Economic | GWh | Before Competition Groups | 51.2228 | 0 | 0 | 14422.9218 | 0.0035515 | 35 | Residential_2037_Economic_GWh_Before Competition Groups_35 | LED Exterior Area Lights - LED Fixture (200W) | 0.3551% | 0 | 51.2228 | Residential_2037_Economic_GWh_Before Competition Groups_LED Exterior Area Lights - LED Fixture (200W)
Residential | Res ¦ LED Tube Re-Lamp | 2037 | Achievable | GWh | Before Competition Groups | 25.0247 | 0 | 0 | 7140.6987 | 0.0035045 | 35 | Residential_2037_Achievable_GWh_Before Competition Groups_35 | LED Tube Re-Lamp | 0.3505% | 0 | 25.0247 | Residential_2037_Achievable_GWh_Before Competition Groups_LED Tube Re-Lamp
Residential | Res ¦ Refrigerator Recycling | 2037 | Technical | GWh | Before Competition Groups | 74.0799 | 0 | 0 | 21518.1738 | 0.0034427 | 48 | Residential_2037_Technical_GWh_Before Competition Groups_48 | Refrigerator Recycling | 0.3443% | 0 | 74.0799 | Residential_2037_Technical_GWh_Before Competition Groups_Refrigerator Recycling
Residential | Res ¦ Minimize Hot and Warm Clothes Wash | 2037 | Achievable | GWh | Before Competition Groups | 24.2835 | 0 | 0 | 7140.6987 | 0.0034007 | 36 | Residential_2037_Achievable_GWh_Before Competition Groups_36 | Minimize Hot and Warm Clothes Wash | 0.3401% | 0 | 24.2835 | Residential_2037_Achievable_GWh_Before Competition Groups_Minimize Hot and Warm Clothes Wash
Residential | Res ¦ Radiant Barrier | 2037 | Achievable | GWh | Before Competition Groups | 23.8213 | 0 | 0 | 7140.6987 | 0.003336 | 37 | Residential_2037_Achievable_GWh_Before Competition Groups_37 | Radiant Barrier | 0.3336% | 0 | 23.8213 | Residential_2037_Achievable_GWh_Before Competition Groups_Radiant Barrier
Residential | Res ¦ Variable Refrigerant Flow Heat Pump | 2037 | Achievable | GWh | Before Competition Groups | 22.949 | 0 | 0 | 7140.6987 | 0.0032138 | 38 | Residential_2037_Achievable_GWh_Before Competition Groups_38 | Variable Refrigerant Flow Heat Pump | 0.3214% | 0 | 22.949 | Residential_2037_Achievable_GWh_Before Competition Groups_Variable Refrigerant Flow Heat Pump
Residential | Res ¦ Clothes Drying Racks | 2037 | Technical | GWh | Before Competition Groups | 67.6385 | 0 | 0 | 21518.1738 | 0.0031433 | 49 | Residential_2037_Technical_GWh_Before Competition Groups_49 | Clothes Drying Racks | 0.3143% | 0 | 67.6385 | Residential_2037_Technical_GWh_Before Competition Groups_Clothes Drying Racks
Residential | Res ¦ Heat Pump Water Heater | 2037 | Technical | GWh | Before Competition Groups | 66.5818 | 0 | 0 | 21518.1738 | 0.0030942 | 50 | Residential_2037_Technical_GWh_Before Competition Groups_50 | Heat Pump Water Heater | 0.3094% | 0 | 66.5818 | Residential_2037_Technical_GWh_Before Competition Groups_Heat Pump Water Heater
Residential | Res ¦ Freezer Recycling | 2037 | Technical | GWh | Before Competition Groups | 64.9942 | 0 | 0 | 21518.1738 | 0.0030204 | 51 | Residential_2037_Technical_GWh_Before Competition Groups_51 | Freezer Recycling | 0.302% | 0 | 64.9942 | Residential_2037_Technical_GWh_Before Competition Groups_Freezer Recycling
Residential | Res ¦ Duct Insulation | 2037 | Technical | GWh | Before Competition Groups | 64.3602 | 0 | 0 | 21518.1738 | 0.002991 | 52 | Residential_2037_Technical_GWh_Before Competition Groups_52 | Duct Insulation | 0.2991% | 0 | 64.3602 | Residential_2037_Technical_GWh_Before Competition Groups_Duct Insulation
Residential | Res ¦ Heat Recovery Ventilator | 2037 | Economic | GWh | Before Competition Groups | 43.0097 | 0 | 0 | 14422.9218 | 0.002982 | 36 | Residential_2037_Economic_GWh_Before Competition Groups_36 | Heat Recovery Ventilator | 0.2982% | 0 | 43.0097 | Residential_2037_Economic_GWh_Before Competition Groups_Heat Recovery Ventilator
Residential | Res ¦ Advanced BAS/Controllers | 2037 | Economic | GWh | Before Competition Groups | 42.0987 | 0 | 0 | 14422.9218 | 0.0029189 | 37 | Residential_2037_Economic_GWh_Before Competition Groups_37 | Advanced BAS/Controllers | 0.2919% | 0 | 42.0987 | Residential_2037_Economic_GWh_Before Competition Groups_Advanced BAS/Controllers
Residential | Res ¦ Duct Insulation | 2037 | Achievable | GWh | Before Competition Groups | 20.7188 | 0 | 0 | 7140.6987 | 0.0029015 | 39 | Residential_2037_Achievable_GWh_Before Competition Groups_39 | Duct Insulation | 0.2902% | 0 | 20.7188 | Residential_2037_Achievable_GWh_Before Competition Groups_Duct Insulation
Residential | Res ¦ Tankless Water Heater | 2037 | Technical | GWh | Before Competition Groups | 60.264 | 0 | 0 | 21518.1738 | 0.0028006 | 53 | Residential_2037_Technical_GWh_Before Competition Groups_53 | Tankless Water Heater | 0.2801% | 0 | 60.264 | Residential_2037_Technical_GWh_Before Competition Groups_Tankless Water Heater
Residential | Res ¦ ENERGY STAR LED LAMPS (REFLECTOR LAMPs/MR16/PAR 16) | 2037 | Achievable | GWh | Before Competition Groups | 19.5183 | 0 | 0 | 7140.6987 | 0.0027334 | 40 | Residential_2037_Achievable_GWh_Before Competition Groups_40 | ENERGY STAR LED LAMPS (REFLECTOR LAMPs/MR16/PAR 16) | 0.2733% | 0 | 19.5183 | Residential_2037_Achievable_GWh_Before Competition Groups_ENERGY STAR LED LAMPS (REFLECTOR LAMPs/MR16/PAR 16)
Residential | Res ¦ Tankless Water Heater | 2037 | Economic | GWh | Before Competition Groups | 39.291 | 0 | 0 | 14422.9218 | 0.0027242 | 38 | Residential_2037_Economic_GWh_Before Competition Groups_38 | Tankless Water Heater | 0.2724% | 0 | 39.291 | Residential_2037_Economic_GWh_Before Competition Groups_Tankless Water Heater
Residential | Res ¦ INTEGRAL LED TROFFERS | 2037 | Technical | GWh | Before Competition Groups | 55.9744 | 0 | 0 | 21518.1738 | 0.0026013 | 54 | Residential_2037_Technical_GWh_Before Competition Groups_54 | INTEGRAL LED TROFFERS | 0.2601% | 0 | 55.9744 | Residential_2037_Technical_GWh_Before Competition Groups_INTEGRAL LED TROFFERS
Residential | Res ¦ Home Energy Reports | 2037 | Achievable | GWh | Before Competition Groups | 18.4237 | 0 | 0 | 7140.6987 | 0.0025801 | 41 | Residential_2037_Achievable_GWh_Before Competition Groups_41 | Home Energy Reports | 0.258% | 0 | 18.4237 | Residential_2037_Achievable_GWh_Before Competition Groups_Home Energy Reports
Residential | Res ¦ CO Sensors for parking garage exhaust fans | 2037 | Achievable | GWh | Before Competition Groups | 18.346 | 0 | 0 | 7140.6987 | 0.0025692 | 42 | Residential_2037_Achievable_GWh_Before Competition Groups_42 | CO Sensors for parking garage exhaust fans | 0.2569% | 0 | 18.346 | Residential_2037_Achievable_GWh_Before Competition Groups_CO Sensors for parking garage exhaust fans
Residential | Res ¦ Tankless Water Heater | 2037 | Achievable | GWh | Before Competition Groups | 17.8981 | 0 | 0 | 7140.6987 | 0.0025065 | 43 | Residential_2037_Achievable_GWh_Before Competition Groups_43 | Tankless Water Heater | 0.2506% | 0 | 17.8981 | Residential_2037_Achievable_GWh_Before Competition Groups_Tankless Water Heater
Residential | Res ¦ Minimize Hot and Warm Clothes Wash | 2037 | Economic | GWh | Before Competition Groups | 36.0223 | 0 | 0 | 14422.9218 | 0.0024976 | 39 | Residential_2037_Economic_GWh_Before Competition Groups_39 | Minimize Hot and Warm Clothes Wash | 0.2498% | 0 | 36.0223 | Residential_2037_Economic_GWh_Before Competition Groups_Minimize Hot and Warm Clothes Wash
Residential | Res ¦ Early Hot Water Heater Replacement | 2037 | Achievable | GWh | Before Competition Groups | 17.5948 | 0 | 0 | 7140.6987 | 0.002464 | 44 | Residential_2037_Achievable_GWh_Before Competition Groups_44 | Early Hot Water Heater Replacement | 0.2464% | 0 | 17.5948 | Residential_2037_Achievable_GWh_Before Competition Groups_Early Hot Water Heater Replacement
Residential | Res ¦ Furnace Whistle | 2037 | Economic | GWh | Before Competition Groups | 35.2779 | 0 | 0 | 14422.9218 | 0.002446 | 40 | Residential_2037_Economic_GWh_Before Competition Groups_40 | Furnace Whistle | 0.2446% | 0 | 35.2779 | Residential_2037_Economic_GWh_Before Competition Groups_Furnace Whistle
Residential | Res ¦ Floor Insulation | 2037 | Achievable | GWh | Before Competition Groups | 17.3604 | 0 | 0 | 7140.6987 | 0.0024312 | 45 | Residential_2037_Achievable_GWh_Before Competition Groups_45 | Floor Insulation | 0.2431% | 0 | 17.3604 | Residential_2037_Achievable_GWh_Before Competition Groups_Floor Insulation
Residential | Res ¦ Floor Insulation | 2037 | Technical | GWh | Before Competition Groups | 51.9163 | 0 | 0 | 21518.1738 | 0.0024127 | 55 | Residential_2037_Technical_GWh_Before Competition Groups_55 | Floor Insulation | 0.2413% | 0 | 51.9163 | Residential_2037_Technical_GWh_Before Competition Groups_Floor Insulation
Residential | Res ¦ LED Exterior Area Lights - LED Fixture (200W) | 2037 | Technical | GWh | Before Competition Groups | 51.2228 | 0 | 0 | 21518.1738 | 0.0023804 | 56 | Residential_2037_Technical_GWh_Before Competition Groups_56 | LED Exterior Area Lights - LED Fixture (200W) | 0.238% | 0 | 51.2228 | Residential_2037_Technical_GWh_Before Competition Groups_LED Exterior Area Lights - LED Fixture (200W)
Residential | Res ¦ Central Lighting Control System | 2037 | Technical | GWh | Before Competition Groups | 51.0979 | 0 | 0 | 21518.1738 | 0.0023746 | 57 | Residential_2037_Technical_GWh_Before Competition Groups_57 | Central Lighting Control System | 0.2375% | 0 | 51.0979 | Residential_2037_Technical_GWh_Before Competition Groups_Central Lighting Control System
Residential | Res ¦ Energy Star Freezer | 2037 | Economic | GWh | Before Competition Groups | 33.8758 | 0 | 0 | 14422.9218 | 0.0023487 | 41 | Residential_2037_Economic_GWh_Before Competition Groups_41 | Energy Star Freezer | 0.2349% | 0 | 33.8758 | Residential_2037_Economic_GWh_Before Competition Groups_Energy Star Freezer
Residential | Res ¦ High Efficiency Chiller (avg of water and air cooled) | 2037 | Achievable | GWh | Before Competition Groups | 16.515 | 0 | 0 | 7140.6987 | 0.0023128 | 46 | Residential_2037_Achievable_GWh_Before Competition Groups_46 | High Efficiency Chiller (avg of water and air cooled) | 0.2313% | 0 | 16.515 | Residential_2037_Achievable_GWh_Before Competition Groups_High Efficiency Chiller (avg of water and air cooled)
Residential | Res ¦ Variable Frequency Drive (VFD) | 2037 | Achievable | GWh | Before Competition Groups | 16.4073 | 0 | 0 | 7140.6987 | 0.0022977 | 47 | Residential_2037_Achievable_GWh_Before Competition Groups_47 | Variable Frequency Drive (VFD) | 0.2298% | 0 | 16.4073 | Residential_2037_Achievable_GWh_Before Competition Groups_Variable Frequency Drive (VFD)
Residential | Res ¦ Outside Air Economizer | 2037 | Economic | GWh | Before Competition Groups | 32.682 | 0 | 0 | 14422.9218 | 0.002266 | 42 | Residential_2037_Economic_GWh_Before Competition Groups_42 | Outside Air Economizer | 0.2266% | 0 | 32.682 | Residential_2037_Economic_GWh_Before Competition Groups_Outside Air Economizer
Residential | Res ¦ Early Hot Water Heater Replacement | 2037 | Economic | GWh | Before Competition Groups | 32.0331 | 0 | 0 | 14422.9218 | 0.002221 | 43 | Residential_2037_Economic_GWh_Before Competition Groups_43 | Early Hot Water Heater Replacement | 0.2221% | 0 | 32.0331 | Residential_2037_Economic_GWh_Before Competition Groups_Early Hot Water Heater Replacement
Residential | Res ¦ Home Energy Reports | 2037 | Economic | GWh | Before Competition Groups | 31.119 | 0 | 0 | 14422.9218 | 0.0021576 | 44 | Residential_2037_Economic_GWh_Before Competition Groups_44 | Home Energy Reports | 0.2158% | 0 | 31.119 | Residential_2037_Economic_GWh_Before Competition Groups_Home Energy Reports
Residential | Res ¦ Dehumidifier Recycling | 2037 | Technical | GWh | Before Competition Groups | 44.6388 | 0 | 0 | 21518.1738 | 0.0020745 | 58 | Residential_2037_Technical_GWh_Before Competition Groups_58 | Dehumidifier Recycling | 0.2074% | 0 | 44.6388 | Residential_2037_Technical_GWh_Before Competition Groups_Dehumidifier Recycling
Residential | Res ¦ Heat Recovery Ventilator | 2037 | Technical | GWh | Before Competition Groups | 44.4783 | 0 | 0 | 21518.1738 | 0.002067 | 59 | Residential_2037_Technical_GWh_Before Competition Groups_59 | Heat Recovery Ventilator | 0.2067% | 0 | 44.4783 | Residential_2037_Technical_GWh_Before Competition Groups_Heat Recovery Ventilator
Residential | Res ¦ Wall Insulation | 2037 | Achievable | GWh | Before Competition Groups | 14.5722 | 0 | 0 | 7140.6987 | 0.0020407 | 48 | Residential_2037_Achievable_GWh_Before Competition Groups_48 | Wall Insulation | 0.2041% | 0 | 14.5722 | Residential_2037_Achievable_GWh_Before Competition Groups_Wall Insulation
Residential | Res ¦ Duct Insulation MF | 2037 | Economic | GWh | Before Competition Groups | 29.0002 | 0 | 0 | 14422.9218 | 0.0020107 | 45 | Residential_2037_Economic_GWh_Before Competition Groups_45 | Duct Insulation MF | 0.2011% | 0 | 29.0002 | Residential_2037_Economic_GWh_Before Competition Groups_Duct Insulation MF
Residential | Res ¦ Advanced BAS/Controllers | 2037 | Technical | GWh | Before Competition Groups | 42.0987 | 0 | 0 | 21518.1738 | 0.0019564 | 60 | Residential_2037_Technical_GWh_Before Competition Groups_60 | Advanced BAS/Controllers | 0.1956% | 0 | 42.0987 | Residential_2037_Technical_GWh_Before Competition Groups_Advanced BAS/Controllers
Residential | Res ¦ Demand Control Ventilation | 2037 | Achievable | GWh | Before Competition Groups | 13.9335 | 0 | 0 | 7140.6987 | 0.0019513 | 49 | Residential_2037_Achievable_GWh_Before Competition Groups_49 | Demand Control Ventilation | 0.1951% | 0 | 13.9335 | Residential_2037_Achievable_GWh_Before Competition Groups_Demand Control Ventilation
Residential | Res ¦ Air Source Heat Pump | 2037 | Economic | GWh | Before Competition Groups | 27.0535 | 0 | 0 | 14422.9218 | 0.0018757 | 46 | Residential_2037_Economic_GWh_Before Competition Groups_46 | Air Source Heat Pump | 0.1876% | 0 | 27.0535 | Residential_2037_Economic_GWh_Before Competition Groups_Air Source Heat Pump
Residential | Res ¦ LED Tube Re-Lamp | 2037 | Economic | GWh | Before Competition Groups | 26.4248 | 0 | 0 | 14422.9218 | 0.0018321 | 47 | Residential_2037_Economic_GWh_Before Competition Groups_47 | LED Tube Re-Lamp | 0.1832% | 0 | 26.4248 | Residential_2037_Economic_GWh_Before Competition Groups_LED Tube Re-Lamp
Residential | Res ¦ LED Tube Re-Lamp | 2037 | Technical | GWh | Before Competition Groups | 39.1638 | 0 | 0 | 21518.1738 | 0.00182 | 61 | Residential_2037_Technical_GWh_Before Competition Groups_61 | LED Tube Re-Lamp | 0.182% | 0 | 39.1638 | Residential_2037_Technical_GWh_Before Competition Groups_LED Tube Re-Lamp
Residential | Res ¦ Energy Star Dehumidifier | 2037 | Economic | GWh | Before Competition Groups | 26.2426 | 0 | 0 | 14422.9218 | 0.0018195 | 48 | Residential_2037_Economic_GWh_Before Competition Groups_48 | Energy Star Dehumidifier | 0.182% | 0 | 26.2426 | Residential_2037_Economic_GWh_Before Competition Groups_Energy Star Dehumidifier
Residential | Res ¦ Condensing Make Up Air Unit | 2037 | Achievable | GWh | Before Competition Groups | 12.6146 | 0 | 0 | 7140.6987 | 0.0017666 | 50 | Residential_2037_Achievable_GWh_Before Competition Groups_50 | Condensing Make Up Air Unit | 0.1767% | 0 | 12.6146 | Residential_2037_Achievable_GWh_Before Competition Groups_Condensing Make Up Air Unit
Residential | Res ¦ Drain Water Heat Recovery | 2037 | Achievable | GWh | Before Competition Groups | 12.554 | 0 | 0 | 7140.6987 | 0.0017581 | 51 | Residential_2037_Achievable_GWh_Before Competition Groups_51 | Drain Water Heat Recovery | 0.1758% | 0 | 12.554 | Residential_2037_Achievable_GWh_Before Competition Groups_Drain Water Heat Recovery
Residential | Res ¦ Water Heater Temperature Setback | 2037 | Achievable | GWh | Before Competition Groups | 12.1245 | 0 | 0 | 7140.6987 | 0.0016979 | 52 | Residential_2037_Achievable_GWh_Before Competition Groups_52 | Water Heater Temperature Setback | 0.1698% | 0 | 12.1245 | Residential_2037_Achievable_GWh_Before Competition Groups_Water Heater Temperature Setback
Residential | Res ¦ Minimize Hot and Warm Clothes Wash | 2037 | Technical | GWh | Before Competition Groups | 36.0223 | 0 | 0 | 21518.1738 | 0.001674 | 62 | Residential_2037_Technical_GWh_Before Competition Groups_62 | Minimize Hot and Warm Clothes Wash | 0.1674% | 0 | 36.0223 | Residential_2037_Technical_GWh_Before Competition Groups_Minimize Hot and Warm Clothes Wash
Residential | Res ¦ Furnace Whistle | 2037 | Technical | GWh | Before Competition Groups | 35.2779 | 0 | 0 | 21518.1738 | 0.0016394 | 63 | Residential_2037_Technical_GWh_Before Competition Groups_63 | Furnace Whistle | 0.1639% | 0 | 35.2779 | Residential_2037_Technical_GWh_Before Competition Groups_Furnace Whistle
Residential | Res ¦ Solar Water Heating System | 2037 | Technical | GWh | Before Competition Groups | 32.8342 | 0 | 0 | 21518.1738 | 0.0015259 | 64 | Residential_2037_Technical_GWh_Before Competition Groups_64 | Solar Water Heating System | 0.1526% | 0 | 32.8342 | Residential_2037_Technical_GWh_Before Competition Groups_Solar Water Heating System
Residential | Res ¦ Outside Air Economizer | 2037 | Technical | GWh | Before Competition Groups | 32.682 | 0 | 0 | 21518.1738 | 0.0015188 | 65 | Residential_2037_Technical_GWh_Before Competition Groups_65 | Outside Air Economizer | 0.1519% | 0 | 32.682 | Residential_2037_Technical_GWh_Before Competition Groups_Outside Air Economizer
Residential | Res ¦ Drain Water Heat Recovery | 2037 | Economic | GWh | Before Competition Groups | 21.5025 | 0 | 0 | 14422.9218 | 0.0014909 | 49 | Residential_2037_Economic_GWh_Before Competition Groups_49 | Drain Water Heat Recovery | 0.1491% | 0 | 21.5025 | Residential_2037_Economic_GWh_Before Competition Groups_Drain Water Heat Recovery
Residential | Res ¦ Early Hot Water Heater Replacement | 2037 | Technical | GWh | Before Competition Groups | 32.0331 | 0 | 0 | 21518.1738 | 0.0014887 | 66 | Residential_2037_Technical_GWh_Before Competition Groups_66 | Early Hot Water Heater Replacement | 0.1489% | 0 | 32.0331 | Residential_2037_Technical_GWh_Before Competition Groups_Early Hot Water Heater Replacement
Residential | Res ¦ CO Sensors for parking garage exhaust fans | 2037 | Economic | GWh | Before Competition Groups | 20.6198 | 0 | 0 | 14422.9218 | 0.0014297 | 50 | Residential_2037_Economic_GWh_Before Competition Groups_50 | CO Sensors for parking garage exhaust fans | 0.143% | 0 | 20.6198 | Residential_2037_Economic_GWh_Before Competition Groups_CO Sensors for parking garage exhaust fans
Residential | Res ¦ ENERGY STAR LED LAMPS (REFLECTOR LAMPs/MR16/PAR 16) | 2037 | Economic | GWh | Before Competition Groups | 19.587 | 0 | 0 | 14422.9218 | 0.001358 | 51 | Residential_2037_Economic_GWh_Before Competition Groups_51 | ENERGY STAR LED LAMPS (REFLECTOR LAMPs/MR16/PAR 16) | 0.1358% | 0 | 19.587 | Residential_2037_Economic_GWh_Before Competition Groups_ENERGY STAR LED LAMPS (REFLECTOR LAMPs/MR16/PAR 16)
Residential | Res ¦ Duct Insulation MF | 2037 | Technical | GWh | Before Competition Groups | 29.0002 | 0 | 0 | 21518.1738 | 0.0013477 | 67 | Residential_2037_Technical_GWh_Before Competition Groups_67 | Duct Insulation MF | 0.1348% | 0 | 29.0002 | Residential_2037_Technical_GWh_Before Competition Groups_Duct Insulation MF
Residential | Res ¦ High Efficiency Storage Water Heater | 2037 | Technical | GWh | Before Competition Groups | 28.8945 | 0 | 0 | 21518.1738 | 0.0013428 | 68 | Residential_2037_Technical_GWh_Before Competition Groups_68 | High Efficiency Storage Water Heater | 0.1343% | 0 | 28.8945 | Residential_2037_Technical_GWh_Before Competition Groups_High Efficiency Storage Water Heater
Residential | Res ¦ Demand Control Ventilation | 2037 | Economic | GWh | Before Competition Groups | 19.361 | 0 | 0 | 14422.9218 | 0.0013424 | 52 | Residential_2037_Economic_GWh_Before Competition Groups_52 | Demand Control Ventilation | 0.1342% | 0 | 19.361 | Residential_2037_Economic_GWh_Before Competition Groups_Demand Control Ventilation
Residential | Res ¦ Energy Star Dehumidifier | 2037 | Achievable | GWh | Before Competition Groups | 9.4205 | 0 | 0 | 7140.6987 | 0.0013193 | 53 | Residential_2037_Achievable_GWh_Before Competition Groups_53 | Energy Star Dehumidifier | 0.1319% | 0 | 9.4205 | Residential_2037_Achievable_GWh_Before Competition Groups_Energy Star Dehumidifier
Residential | Res ¦ Variable Refrigerant Flow Heat Pump | 2037 | Economic | GWh | Before Competition Groups | 18.851 | 0 | 0 | 14422.9218 | 0.001307 | 53 | Residential_2037_Economic_GWh_Before Competition Groups_53 | Variable Refrigerant Flow Heat Pump | 0.1307% | 0 | 18.851 | Residential_2037_Economic_GWh_Before Competition Groups_Variable Refrigerant Flow Heat Pump
Residential | Res ¦ Condensing Make Up Air Unit | 2037 | Economic | GWh | Before Competition Groups | 18.7087 | 0 | 0 | 14422.9218 | 0.0012972 | 54 | Residential_2037_Economic_GWh_Before Competition Groups_54 | Condensing Make Up Air Unit | 0.1297% | 0 | 18.7087 | Residential_2037_Economic_GWh_Before Competition Groups_Condensing Make Up Air Unit
Residential | Res ¦ Energy Star Dishwasher | 2037 | Technical | GWh | Before Competition Groups | 27.5365 | 0 | 0 | 21518.1738 | 0.0012797 | 69 | Residential_2037_Technical_GWh_Before Competition Groups_69 | Energy Star Dishwasher | 0.128% | 0 | 27.5365 | Residential_2037_Technical_GWh_Before Competition Groups_Energy Star Dishwasher
Residential | Res ¦ High Efficiency Chiller (avg of water and air cooled) | 2037 | Economic | GWh | Before Competition Groups | 18.2387 | 0 | 0 | 14422.9218 | 0.0012646 | 55 | Residential_2037_Economic_GWh_Before Competition Groups_55 | High Efficiency Chiller (avg of water and air cooled) | 0.1265% | 0 | 18.2387 | Residential_2037_Economic_GWh_Before Competition Groups_High Efficiency Chiller (avg of water and air cooled)
Residential | Res ¦ Central Air Conditioner Maintenance | 2037 | Technical | GWh | Before Competition Groups | 26.3715 | 0 | 0 | 21518.1738 | 0.0012255 | 70 | Residential_2037_Technical_GWh_Before Competition Groups_70 | Central Air Conditioner Maintenance | 0.1226% | 0 | 26.3715 | Residential_2037_Technical_GWh_Before Competition Groups_Central Air Conditioner Maintenance
Residential | Res ¦ Energy Star Dehumidifier | 2037 | Technical | GWh | Before Competition Groups | 26.2426 | 0 | 0 | 21518.1738 | 0.0012196 | 71 | Residential_2037_Technical_GWh_Before Competition Groups_71 | Energy Star Dehumidifier | 0.122% | 0 | 26.2426 | Residential_2037_Technical_GWh_Before Competition Groups_Energy Star Dehumidifier
Residential | Res ¦ Heat Pump Water Heater | 2037 | Economic | GWh | Before Competition Groups | 17.2437 | 0 | 0 | 14422.9218 | 0.0011956 | 56 | Residential_2037_Economic_GWh_Before Competition Groups_56 | Heat Pump Water Heater | 0.1196% | 0 | 17.2437 | Residential_2037_Economic_GWh_Before Competition Groups_Heat Pump Water Heater
Residential | Res ¦ Duct Insulation MF | 2037 | Achievable | GWh | Before Competition Groups | 8.2057 | 0 | 0 | 7140.6987 | 0.0011491 | 54 | Residential_2037_Achievable_GWh_Before Competition Groups_54 | Duct Insulation MF | 0.1149% | 0 | 8.2057 | Residential_2037_Achievable_GWh_Before Competition Groups_Duct Insulation MF
Residential | Res ¦ Heat Recovery Ventilator | 2037 | Achievable | GWh | Before Competition Groups | 8.176 | 0 | 0 | 7140.6987 | 0.001145 | 55 | Residential_2037_Achievable_GWh_Before Competition Groups_55 | Heat Recovery Ventilator | 0.1145% | 0 | 8.176 | Residential_2037_Achievable_GWh_Before Competition Groups_Heat Recovery Ventilator
Residential | Res ¦ Basement or Crawlspace Insulation | 2037 | Achievable | GWh | Before Competition Groups | 7.7851 | 0 | 0 | 7140.6987 | 0.0010902 | 56 | Residential_2037_Achievable_GWh_Before Competition Groups_56 | Basement or Crawlspace Insulation | 0.109% | 0 | 7.7851 | Residential_2037_Achievable_GWh_Before Competition Groups_Basement or Crawlspace Insulation
Residential | Res ¦ Variable Frequency Drive (VFD) | 2037 | Economic | GWh | Before Competition Groups | 15.2116 | 0 | 0 | 14422.9218 | 0.0010547 | 57 | Residential_2037_Economic_GWh_Before Competition Groups_57 | Variable Frequency Drive (VFD) | 0.1055% | 0 | 15.2116 | Residential_2037_Economic_GWh_Before Competition Groups_Variable Frequency Drive (VFD)
Residential | Res ¦ Drain Water Heat Recovery | 2037 | Technical | GWh | Before Competition Groups | 21.5025 | 0 | 0 | 21518.1738 | 0.00099927 | 72 | Residential_2037_Technical_GWh_Before Competition Groups_72 | Drain Water Heat Recovery | 0.09993% | 0 | 21.5025 | Residential_2037_Technical_GWh_Before Competition Groups_Drain Water Heat Recovery
Residential | Res ¦ CO Sensors for parking garage exhaust fans | 2037 | Technical | GWh | Before Competition Groups | 20.6198 | 0 | 0 | 21518.1738 | 0.00095825 | 73 | Residential_2037_Technical_GWh_Before Competition Groups_73 | CO Sensors for parking garage exhaust fans | 0.09583% | 0 | 20.6198 | Residential_2037_Technical_GWh_Before Competition Groups_CO Sensors for parking garage exhaust fans
Residential | Res ¦ ENERGY STAR LED LAMPS (REFLECTOR LAMPs/MR16/PAR 16) | 2037 | Technical | GWh | Before Competition Groups | 19.587 | 0 | 0 | 21518.1738 | 0.00091026 | 74 | Residential_2037_Technical_GWh_Before Competition Groups_74 | ENERGY STAR LED LAMPS (REFLECTOR LAMPs/MR16/PAR 16) | 0.09103% | 0 | 19.587 | Residential_2037_Technical_GWh_Before Competition Groups_ENERGY STAR LED LAMPS (REFLECTOR LAMPs/MR16/PAR 16)
Residential | Res ¦ Demand Control Ventilation | 2037 | Technical | GWh | Before Competition Groups | 19.361 | 0 | 0 | 21518.1738 | 0.00089975 | 75 | Residential_2037_Technical_GWh_Before Competition Groups_75 | Demand Control Ventilation | 0.08997% | 0 | 19.361 | Residential_2037_Technical_GWh_Before Competition Groups_Demand Control Ventilation
Residential | Res ¦ LED Downlight | 2037 | Economic | GWh | Before Competition Groups | 12.8485 | 0 | 0 | 14422.9218 | 0.00089084 | 58 | Residential_2037_Economic_GWh_Before Competition Groups_58 | LED Downlight | 0.08908% | 0 | 12.8485 | Residential_2037_Economic_GWh_Before Competition Groups_LED Downlight
Residential | Res ¦ Condensing Make Up Air Unit | 2037 | Technical | GWh | Before Competition Groups | 18.7087 | 0 | 0 | 21518.1738 | 0.00086944 | 76 | Residential_2037_Technical_GWh_Before Competition Groups_76 | Condensing Make Up Air Unit | 0.08694% | 0 | 18.7087 | Residential_2037_Technical_GWh_Before Competition Groups_Condensing Make Up Air Unit
Residential | Res ¦ High Efficiency Chiller (avg of water and air cooled) | 2037 | Technical | GWh | Before Competition Groups | 18.2387 | 0 | 0 | 21518.1738 | 0.0008476 | 77 | Residential_2037_Technical_GWh_Before Competition Groups_77 | High Efficiency Chiller (avg of water and air cooled) | 0.08476% | 0 | 18.2387 | Residential_2037_Technical_GWh_Before Competition Groups_High Efficiency Chiller (avg of water and air cooled)
Residential | Res ¦ Ceiling Insulation | 2037 | Achievable | GWh | Before Competition Groups | 5.9278 | 0 | 0 | 7140.6987 | 0.00083014 | 57 | Residential_2037_Achievable_GWh_Before Competition Groups_57 | Ceiling Insulation | 0.08301% | 0 | 5.9278 | Residential_2037_Achievable_GWh_Before Competition Groups_Ceiling Insulation
Residential | Res ¦ Water Heater Temperature Setback | 2037 | Economic | GWh | Before Competition Groups | 11.2408 | 0 | 0 | 14422.9218 | 0.00077937 | 59 | Residential_2037_Economic_GWh_Before Competition Groups_59 | Water Heater Temperature Setback | 0.07794% | 0 | 11.2408 | Residential_2037_Economic_GWh_Before Competition Groups_Water Heater Temperature Setback
Residential | Res ¦ Variable Frequency Drive (VFD) | 2037 | Technical | GWh | Before Competition Groups | 15.2116 | 0 | 0 | 21518.1738 | 0.00070692 | 78 | Residential_2037_Technical_GWh_Before Competition Groups_78 | Variable Frequency Drive (VFD) | 0.07069% | 0 | 15.2116 | Residential_2037_Technical_GWh_Before Competition Groups_Variable Frequency Drive (VFD)
Residential | Res ¦ VFD on Pumps | 2037 | Achievable | GWh | Before Competition Groups | 5.0454 | 0 | 0 | 7140.6987 | 0.00070657 | 58 | Residential_2037_Achievable_GWh_Before Competition Groups_58 | VFD on Pumps | 0.07066% | 0 | 5.0454 | Residential_2037_Achievable_GWh_Before Competition Groups_VFD on Pumps
Residential | Res ¦ DHW Recirculation Systems | 2037 | Economic | GWh | Before Competition Groups | 10.1268 | 0 | 0 | 14422.9218 | 0.00070213 | 60 | Residential_2037_Economic_GWh_Before Competition Groups_60 | DHW Recirculation Systems | 0.07021% | 0 | 10.1268 | Residential_2037_Economic_GWh_Before Competition Groups_DHW Recirculation Systems
Residential | Res ¦ Water Heater Temperature Setback | 2037 | Technical | GWh | Before Competition Groups | 11.2408 | 0 | 0 | 21518.1738 | 0.00052238 | 79 | Residential_2037_Technical_GWh_Before Competition Groups_79 | Water Heater Temperature Setback | 0.05224% | 0 | 11.2408 | Residential_2037_Technical_GWh_Before Competition Groups_Water Heater Temperature Setback
Residential | Res ¦ Networked/ Connected - Indoor LED Luminaire | 2037 | Economic | GWh | Before Competition Groups | 7.4446 | 0 | 0 | 14422.9218 | 0.00051617 | 61 | Residential_2037_Economic_GWh_Before Competition Groups_61 | Networked/ Connected - Indoor LED Luminaire | 0.05162% | 0 | 7.4446 | Residential_2037_Economic_GWh_Before Competition Groups_Networked/ Connected - Indoor LED Luminaire
Residential | Res ¦ ENERGY STAR LED Lamps (General Service Lamps) | 2037 | Achievable | GWh | Before Competition Groups | 3.4165 | 0 | 0 | 7140.6987 | 0.00047846 | 59 | Residential_2037_Achievable_GWh_Before Competition Groups_59 | ENERGY STAR LED Lamps (General Service Lamps) | 0.04785% | 0 | 3.4165 | Residential_2037_Achievable_GWh_Before Competition Groups_ENERGY STAR LED Lamps (General Service Lamps)
Residential | Res ¦ DHW Recirculation Systems | 2037 | Technical | GWh | Before Competition Groups | 10.1268 | 0 | 0 | 21518.1738 | 0.00047061 | 80 | Residential_2037_Technical_GWh_Before Competition Groups_80 | DHW Recirculation Systems | 0.04706% | 0 | 10.1268 | Residential_2037_Technical_GWh_Before Competition Groups_DHW Recirculation Systems
Residential | Res ¦ Air Source Heat Pump Maintenance | 2037 | Technical | GWh | Before Competition Groups | 9.1386 | 0 | 0 | 21518.1738 | 0.00042469 | 81 | Residential_2037_Technical_GWh_Before Competition Groups_81 | Air Source Heat Pump Maintenance | 0.04247% | 0 | 9.1386 | Residential_2037_Technical_GWh_Before Competition Groups_Air Source Heat Pump Maintenance
Residential | Res ¦ ECM MOTORS FOR HVAC APPLICATION (FAN-POWERED VAV BOX) | 2037 | Achievable | GWh | Before Competition Groups | 2.9025 | 0 | 0 | 7140.6987 | 0.00040648 | 60 | Residential_2037_Achievable_GWh_Before Competition Groups_60 | ECM MOTORS FOR HVAC APPLICATION (FAN-POWERED VAV BOX) | 0.04065% | 0 | 2.9025 | Residential_2037_Achievable_GWh_Before Competition Groups_ECM MOTORS FOR HVAC APPLICATION (FAN-POWERED VAV BOX)
Residential | Res ¦ VFD on Pumps | 2037 | Economic | GWh | Before Competition Groups | 4.6777 | 0 | 0 | 14422.9218 | 0.00032433 | 62 | Residential_2037_Economic_GWh_Before Competition Groups_62 | VFD on Pumps | 0.03243% | 0 | 4.6777 | Residential_2037_Economic_GWh_Before Competition Groups_VFD on Pumps
Residential | Res ¦ Beverage Vending Machine Controls | 2037 | Achievable | GWh | Before Competition Groups | 2.0336 | 0 | 0 | 7140.6987 | 0.0002848 | 61 | Residential_2037_Achievable_GWh_Before Competition Groups_61 | Beverage Vending Machine Controls | 0.02848% | 0 | 2.0336 | Residential_2037_Achievable_GWh_Before Competition Groups_Beverage Vending Machine Controls
Residential | Res ¦ ENERGY STAR LED Lamps (General Service Lamps) | 2037 | Economic | GWh | Before Competition Groups | 3.4987 | 0 | 0 | 14422.9218 | 0.00024258 | 63 | Residential_2037_Economic_GWh_Before Competition Groups_63 | ENERGY STAR LED Lamps (General Service Lamps) | 0.02426% | 0 | 3.4987 | Residential_2037_Economic_GWh_Before Competition Groups_ENERGY STAR LED Lamps (General Service Lamps)
Residential | Res ¦ Heat Pump Water Heater | 2037 | Achievable | GWh | Before Competition Groups | 1.6573 | 0 | 0 | 7140.6987 | 0.00023209 | 62 | Residential_2037_Achievable_GWh_Before Competition Groups_62 | Heat Pump Water Heater | 0.02321% | 0 | 1.6573 | Residential_2037_Achievable_GWh_Before Competition Groups_Heat Pump Water Heater
Residential | Res ¦ ECM MOTORS FOR HVAC APPLICATION (FAN-POWERED VAV BOX) | 2037 | Economic | GWh | Before Competition Groups | 3.336 | 0 | 0 | 14422.9218 | 0.0002313 | 64 | Residential_2037_Economic_GWh_Before Competition Groups_64 | ECM MOTORS FOR HVAC APPLICATION (FAN-POWERED VAV BOX) | 0.02313% | 0 | 3.336 | Residential_2037_Economic_GWh_Before Competition Groups_ECM MOTORS FOR HVAC APPLICATION (FAN-POWERED VAV BOX)
Residential | Res ¦ DHW Recirculation Systems | 2037 | Achievable | GWh | Before Competition Groups | 1.632 | 0 | 0 | 7140.6987 | 0.00022855 | 63 | Residential_2037_Achievable_GWh_Before Competition Groups_63 | DHW Recirculation Systems | 0.02286% | 0 | 1.632 | Residential_2037_Achievable_GWh_Before Competition Groups_DHW Recirculation Systems
Residential | Res ¦ VFD on Pumps | 2037 | Technical | GWh | Before Competition Groups | 4.6777 | 0 | 0 | 21518.1738 | 0.00021738 | 82 | Residential_2037_Technical_GWh_Before Competition Groups_82 | VFD on Pumps | 0.02174% | 0 | 4.6777 | Residential_2037_Technical_GWh_Before Competition Groups_VFD on Pumps
Residential | Res ¦ Beverage Vending Machine Controls | 2037 | Economic | GWh | Before Competition Groups | 2.3773 | 0 | 0 | 14422.9218 | 0.00016483 | 65 | Residential_2037_Economic_GWh_Before Competition Groups_65 | Beverage Vending Machine Controls | 0.01648% | 0 | 2.3773 | Residential_2037_Economic_GWh_Before Competition Groups_Beverage Vending Machine Controls
Residential | Res ¦ ENERGY STAR LED Lamps (General Service Lamps) | 2037 | Technical | GWh | Before Competition Groups | 3.4987 | 0 | 0 | 21518.1738 | 0.00016259 | 83 | Residential_2037_Technical_GWh_Before Competition Groups_83 | ENERGY STAR LED Lamps (General Service Lamps) | 0.01626% | 0 | 3.4987 | Residential_2037_Technical_GWh_Before Competition Groups_ENERGY STAR LED Lamps (General Service Lamps)
Residential | Res ¦ ECM MOTORS FOR HVAC APPLICATION (FAN-POWERED VAV BOX) | 2037 | Technical | GWh | Before Competition Groups | 3.336 | 0 | 0 | 21518.1738 | 0.00015503 | 84 | Residential_2037_Technical_GWh_Before Competition Groups_84 | ECM MOTORS FOR HVAC APPLICATION (FAN-POWERED VAV BOX) | 0.0155% | 0 | 3.336 | Residential_2037_Technical_GWh_Before Competition Groups_ECM MOTORS FOR HVAC APPLICATION (FAN-POWERED VAV BOX)
Residential | Res ¦ HVAC Optimization | 2037 | Technical | GWh | Before Competition Groups | 3.1908 | 0 | 0 | 21518.1738 | 0.00014829 | 85 | Residential_2037_Technical_GWh_Before Competition Groups_85 | HVAC Optimization | 0.01483% | 0 | 3.1908 | Residential_2037_Technical_GWh_Before Competition Groups_HVAC Optimization
Residential | Res ¦ Beverage Vending Machine Controls | 2037 | Technical | GWh | Before Competition Groups | 2.3773 | 0 | 0 | 21518.1738 | 0.00011048 | 86 | Residential_2037_Technical_GWh_Before Competition Groups_86 | Beverage Vending Machine Controls | 0.01105% | 0 | 2.3773 | Residential_2037_Technical_GWh_Before Competition Groups_Beverage Vending Machine Controls
Residential | Res ¦ Air Source Heat Pump | 2037 | Achievable | GWh | Before Competition Groups | 0.53026 | 0 | 0 | 7140.6987 | 7.4259e-05 | 64 | Residential_2037_Achievable_GWh_Before Competition Groups_64 | Air Source Heat Pump | 0.007426% | 0 | 0.53026 | Residential_2037_Achievable_GWh_Before Competition Groups_Air Source Heat Pump
Residential | Res ¦ Chilled Water Optimization | 2037 | Achievable | GWh | Before Competition Groups | 0.31854 | 0 | 0 | 7140.6987 | 4.4609e-05 | 65 | Residential_2037_Achievable_GWh_Before Competition Groups_65 | Chilled Water Optimization | 0.004461% | 0 | 0.31854 | Residential_2037_Achievable_GWh_Before Competition Groups_Chilled Water Optimization
Residential | Res ¦ Wall Insulation MF | 2037 | Economic | GWh | Before Competition Groups | 0.54479 | 0 | 0 | 14422.9218 | 3.7773e-05 | 66 | Residential_2037_Economic_GWh_Before Competition Groups_66 | Wall Insulation MF | 0.003777% | 0 | 0.54479 | Residential_2037_Economic_GWh_Before Competition Groups_Wall Insulation MF
Residential | Res ¦ Chilled Water Optimization | 2037 | Economic | GWh | Before Competition Groups | 0.45872 | 0 | 0 | 14422.9218 | 3.1805e-05 | 67 | Residential_2037_Economic_GWh_Before Competition Groups_67 | Chilled Water Optimization | 0.003181% | 0 | 0.45872 | Residential_2037_Economic_GWh_Before Competition Groups_Chilled Water Optimization
Residential | Res ¦ LED High Bay Fixture | 2037 | Achievable | GWh | Before Competition Groups | 0.2121 | 0 | 0 | 7140.6987 | 2.9703e-05 | 66 | Residential_2037_Achievable_GWh_Before Competition Groups_66 | LED High Bay Fixture | 0.00297% | 0 | 0.2121 | Residential_2037_Achievable_GWh_Before Competition Groups_LED High Bay Fixture
Residential | Res ¦ Wall Insulation MF | 2037 | Technical | GWh | Before Competition Groups | 0.5691 | 0 | 0 | 21518.1738 | 2.6447e-05 | 87 | Residential_2037_Technical_GWh_Before Competition Groups_87 | Wall Insulation MF | 0.002645% | 0 | 0.5691 | Residential_2037_Technical_GWh_Before Competition Groups_Wall Insulation MF
Residential | Res ¦ Networked/ Connected - Indoor LED Luminaire | 2037 | Achievable | GWh | Before Competition Groups | 0.16159 | 0 | 0 | 7140.6987 | 2.2629e-05 | 67 | Residential_2037_Achievable_GWh_Before Competition Groups_67 | Networked/ Connected - Indoor LED Luminaire | 0.002263% | 0 | 0.16159 | Residential_2037_Achievable_GWh_Before Competition Groups_Networked/ Connected - Indoor LED Luminaire
Residential | Res ¦ Chilled Water Optimization | 2037 | Technical | GWh | Before Competition Groups | 0.45872 | 0 | 0 | 21518.1738 | 2.1318e-05 | 88 | Residential_2037_Technical_GWh_Before Competition Groups_88 | Chilled Water Optimization | 0.002132% | 0 | 0.45872 | Residential_2037_Technical_GWh_Before Competition Groups_Chilled Water Optimization
Residential | Res ¦ LED High Bay Fixture | 2037 | Economic | GWh | Before Competition Groups | 0.25796 | 0 | 0 | 14422.9218 | 1.7885e-05 | 68 | Residential_2037_Economic_GWh_Before Competition Groups_68 | LED High Bay Fixture | 0.001789% | 0 | 0.25796 | Residential_2037_Economic_GWh_Before Competition Groups_LED High Bay Fixture
Residential | Res ¦ LED Recessed Downlights | 2037 | Technical | GWh | Before Competition Groups | 0.30007 | 0 | 0 | 21518.1738 | 1.3945e-05 | 89 | Residential_2037_Technical_GWh_Before Competition Groups_89 | LED Recessed Downlights | 0.001394% | 0 | 0.30007 | Residential_2037_Technical_GWh_Before Competition Groups_LED Recessed Downlights
Residential | Res ¦ LED High Bay Fixture | 2037 | Technical | GWh | Before Competition Groups | 0.25796 | 0 | 0 | 21518.1738 | 1.1988e-05 | 90 | Residential_2037_Technical_GWh_Before Competition Groups_90 | LED High Bay Fixture | 0.001199% | 0 | 0.25796 | Residential_2037_Technical_GWh_Before Competition Groups_LED High Bay Fixture
Residential | Res ¦ Solar Water Preheat (Pools/DHW) | 2037 | Technical | GWh | Before Competition Groups | 0.11359 | 0 | 0 | 21518.1738 | 5.2787e-06 | 91 | Residential_2037_Technical_GWh_Before Competition Groups_91 | Solar Water Preheat (Pools/DHW) | 0.0005279% | 0 | 0.11359 | Residential_2037_Technical_GWh_Before Competition Groups_Solar Water Preheat (Pools/DHW)
Residential | Res ¦ Wall Insulation MF | 2037 | Achievable | GWh | Before Competition Groups | 0.022031 | 0 | 0 | 7140.6987 | 3.0852e-06 | 68 | Residential_2037_Achievable_GWh_Before Competition Groups_68 | Wall Insulation MF | 0.0003085% | 0 | 0.022031 | Residential_2037_Achievable_GWh_Before Competition Groups_Wall Insulation MF
Residential | Res ¦ Photocell Controls (Outdoor) | 2037 | Technical | GWh | Before Competition Groups | 0.0003194 | 0 | 0 | 21518.1738 | 1.4843e-08 | 92 | Residential_2037_Technical_GWh_Before Competition Groups_92 | Photocell Controls (Outdoor) | 1.484e-06% | 0 | 0.0003194 | Residential_2037_Technical_GWh_Before Competition Groups_Photocell Controls (Outdoor)
Residential | Res ¦ Lighting Motion Sensors, Timers, Dimmers | 2037 | Achievable | GWh | Before Competition Groups | 0 | 0 | 0 | 7140.6987 | 0 | 69 | Residential_2037_Achievable_GWh_Before Competition Groups_69 | Lighting Motion Sensors, Timers, Dimmers | 0% | 0 | 0 | Residential_2037_Achievable_GWh_Before Competition Groups_Lighting Motion Sensors, Timers, Dimmers
Residential | Res ¦ Lighting Motion Sensors, Timers, Dimmers | 2037 | Economic | GWh | Before Competition Groups | 0 | 0 | 0 | 14422.9218 | 0 | 69 | Residential_2037_Economic_GWh_Before Competition Groups_69 | Lighting Motion Sensors, Timers, Dimmers | 0% | 0 | 0 | Residential_2037_Economic_GWh_Before Competition Groups_Lighting Motion Sensors, Timers, Dimmers
Residential | Res ¦ Energy Star A Line, PAR, MR Lamps | 2038 | Economic | GWh | Before Competition Groups | 1829.1452 | 0 | 0 | 14798.3209 | 0.1236 | 1 | Residential_2038_Economic_GWh_Before Competition Groups_1 | Energy Star A Line, PAR, MR Lamps | 12.36% | 0 | 1829.1452 | Residential_2038_Economic_GWh_Before Competition Groups_Energy Star A Line, PAR, MR Lamps
Residential | Res ¦ Energy Star LED Bulbs General Purpose LEDs | 2038 | Economic | GWh | Before Competition Groups | 1657.0005 | 0 | 0 | 14798.3209 | 0.11197 | 2 | Residential_2038_Economic_GWh_Before Competition Groups_2 | Energy Star LED Bulbs General Purpose LEDs | 11.2% | 0 | 1657.0005 | Residential_2038_Economic_GWh_Before Competition Groups_Energy Star LED Bulbs General Purpose LEDs
Residential | Res ¦ Smart Power Bar | 2038 | Achievable | GWh | Before Competition Groups | 817.9641 | 0 | 0 | 7550.384 | 0.10833 | 1 | Residential_2038_Achievable_GWh_Before Competition Groups_1 | Smart Power Bar | 10.83% | 0 | 817.9641 | Residential_2038_Achievable_GWh_Before Competition Groups_Smart Power Bar
Residential | Res ¦ Energy Star LED Specialty Bulbs | 2038 | Economic | GWh | Before Competition Groups | 1466.1361 | 0 | 0 | 14798.3209 | 0.099074 | 3 | Residential_2038_Economic_GWh_Before Competition Groups_3 | Energy Star LED Specialty Bulbs | 9.907% | 0 | 1466.1361 | Residential_2038_Economic_GWh_Before Competition Groups_Energy Star LED Specialty Bulbs
Residential | Res ¦ Smart Power Bar | 2038 | Economic | GWh | Before Competition Groups | 1358.3428 | 0 | 0 | 14798.3209 | 0.09179 | 4 | Residential_2038_Economic_GWh_Before Competition Groups_4 | Smart Power Bar | 9.179% | 0 | 1358.3428 | Residential_2038_Economic_GWh_Before Competition Groups_Smart Power Bar
Residential | Res ¦ Energy Star Clothes Washer | 2038 | Achievable | GWh | Before Competition Groups | 632.6183 | 0 | 0 | 7550.384 | 0.083786 | 2 | Residential_2038_Achievable_GWh_Before Competition Groups_2 | Energy Star Clothes Washer | 8.379% | 0 | 632.6183 | Residential_2038_Achievable_GWh_Before Competition Groups_Energy Star Clothes Washer
Residential | Res ¦ Energy Star A Line, PAR, MR Lamps | 2038 | Technical | GWh | Before Competition Groups | 1829.1452 | 0 | 0 | 21911.2615 | 0.08348 | 1 | Residential_2038_Technical_GWh_Before Competition Groups_1 | Energy Star A Line, PAR, MR Lamps | 8.348% | 0 | 1829.1452 | Residential_2038_Technical_GWh_Before Competition Groups_Energy Star A Line, PAR, MR Lamps
Residential | Res ¦ Energy Star LED Bulbs General Purpose LEDs | 2038 | Technical | GWh | Before Competition Groups | 1657.0005 | 0 | 0 | 21911.2615 | 0.075623 | 2 | Residential_2038_Technical_GWh_Before Competition Groups_2 | Energy Star LED Bulbs General Purpose LEDs | 7.562% | 0 | 1657.0005 | Residential_2038_Technical_GWh_Before Competition Groups_Energy Star LED Bulbs General Purpose LEDs
Residential | Res ¦ Energy Star LED Specialty Bulbs | 2038 | Technical | GWh | Before Competition Groups | 1466.1361 | 0 | 0 | 21911.2615 | 0.066912 | 3 | Residential_2038_Technical_GWh_Before Competition Groups_3 | Energy Star LED Specialty Bulbs | 6.691% | 0 | 1466.1361 | Residential_2038_Technical_GWh_Before Competition Groups_Energy Star LED Specialty Bulbs
Residential | Res ¦ Ductless Mini-Split Heat Pump | 2038 | Achievable | GWh | Before Competition Groups | 489.4521 | 0 | 0 | 7550.384 | 0.064825 | 3 | Residential_2038_Achievable_GWh_Before Competition Groups_3 | Ductless Mini-Split Heat Pump | 6.482% | 0 | 489.4521 | Residential_2038_Achievable_GWh_Before Competition Groups_Ductless Mini-Split Heat Pump
Residential | Res ¦ Smart Power Bar | 2038 | Technical | GWh | Before Competition Groups | 1358.3428 | 0 | 0 | 21911.2615 | 0.061993 | 4 | Residential_2038_Technical_GWh_Before Competition Groups_4 | Smart Power Bar | 6.199% | 0 | 1358.3428 | Residential_2038_Technical_GWh_Before Competition Groups_Smart Power Bar
Residential | Res ¦ Energy Star LED Bulbs General Purpose LEDs | 2038 | Achievable | GWh | Before Competition Groups | 466.5915 | 0 | 0 | 7550.384 | 0.061797 | 4 | Residential_2038_Achievable_GWh_Before Competition Groups_4 | Energy Star LED Bulbs General Purpose LEDs | 6.18% | 0 | 466.5915 | Residential_2038_Achievable_GWh_Before Competition Groups_Energy Star LED Bulbs General Purpose LEDs
Residential | Res ¦ Energy Star LED Specialty Bulbs | 2038 | Achievable | GWh | Before Competition Groups | 417.7955 | 0 | 0 | 7550.384 | 0.055334 | 5 | Residential_2038_Achievable_GWh_Before Competition Groups_5 | Energy Star LED Specialty Bulbs | 5.533% | 0 | 417.7955 | Residential_2038_Achievable_GWh_Before Competition Groups_Energy Star LED Specialty Bulbs
Residential | Res ¦ Variable Speed Pool Pump Motor | 2038 | Achievable | GWh | Before Competition Groups | 400.0435 | 0 | 0 | 7550.384 | 0.052983 | 6 | Residential_2038_Achievable_GWh_Before Competition Groups_6 | Variable Speed Pool Pump Motor | 5.298% | 0 | 400.0435 | Residential_2038_Achievable_GWh_Before Competition Groups_Variable Speed Pool Pump Motor
Residential | Res ¦ Energy Star Clothes Washer | 2038 | Economic | GWh | Before Competition Groups | 752.9829 | 0 | 0 | 14798.3209 | 0.050883 | 5 | Residential_2038_Economic_GWh_Before Competition Groups_5 | Energy Star Clothes Washer | 5.088% | 0 | 752.9829 | Residential_2038_Economic_GWh_Before Competition Groups_Energy Star Clothes Washer
Residential | Res ¦ Ductless Mini-Split Heat Pump | 2038 | Economic | GWh | Before Competition Groups | 749.9008 | 0 | 0 | 14798.3209 | 0.050675 | 6 | Residential_2038_Economic_GWh_Before Competition Groups_6 | Ductless Mini-Split Heat Pump | 5.067% | 0 | 749.9008 | Residential_2038_Economic_GWh_Before Competition Groups_Ductless Mini-Split Heat Pump
Residential | Res ¦ Networked/ Connected - Indoor LED Lamp | 2038 | Technical | GWh | Before Competition Groups | 1108.5088 | 0 | 0 | 21911.2615 | 0.050591 | 5 | Residential_2038_Technical_GWh_Before Competition Groups_5 | Networked/ Connected - Indoor LED Lamp | 5.059% | 0 | 1108.5088 | Residential_2038_Technical_GWh_Before Competition Groups_Networked/ Connected - Indoor LED Lamp
Residential | Res ¦ Car Block Heater Timer | 2038 | Achievable | GWh | Before Competition Groups | 370.5716 | 0 | 0 | 7550.384 | 0.04908 | 7 | Residential_2038_Achievable_GWh_Before Competition Groups_7 | Car Block Heater Timer | 4.908% | 0 | 370.5716 | Residential_2038_Achievable_GWh_Before Competition Groups_Car Block Heater Timer
Residential | Res ¦ Adaptive Thermostat | 2038 | Economic | GWh | Before Competition Groups | 716.3285 | 0 | 0 | 14798.3209 | 0.048406 | 7 | Residential_2038_Economic_GWh_Before Competition Groups_7 | Adaptive Thermostat | 4.841% | 0 | 716.3285 | Residential_2038_Economic_GWh_Before Competition Groups_Adaptive Thermostat
Residential | Res ¦ Energy Star A Line, PAR, MR Lamps | 2038 | Achievable | GWh | Before Competition Groups | 334.6653 | 0 | 0 | 7550.384 | 0.044324 | 8 | Residential_2038_Achievable_GWh_Before Competition Groups_8 | Energy Star A Line, PAR, MR Lamps | 4.432% | 0 | 334.6653 | Residential_2038_Achievable_GWh_Before Competition Groups_Energy Star A Line, PAR, MR Lamps
Residential | Res ¦ Smart Burners | 2038 | Economic | GWh | Before Competition Groups | 642.2118 | 0 | 0 | 14798.3209 | 0.043398 | 8 | Residential_2038_Economic_GWh_Before Competition Groups_8 | Smart Burners | 4.34% | 0 | 642.2118 | Residential_2038_Economic_GWh_Before Competition Groups_Smart Burners
Residential | Res ¦ Energy Star Refrigerator | 2038 | Technical | GWh | Before Competition Groups | 937.8018 | 0 | 0 | 21911.2615 | 0.0428 | 6 | Residential_2038_Technical_GWh_Before Competition Groups_6 | Energy Star Refrigerator | 4.28% | 0 | 937.8018 | Residential_2038_Technical_GWh_Before Competition Groups_Energy Star Refrigerator
Residential | Res ¦ Adaptive Thermostat | 2038 | Achievable | GWh | Before Competition Groups | 317.0273 | 0 | 0 | 7550.384 | 0.041988 | 9 | Residential_2038_Achievable_GWh_Before Competition Groups_9 | Adaptive Thermostat | 4.199% | 0 | 317.0273 | Residential_2038_Achievable_GWh_Before Competition Groups_Adaptive Thermostat
Residential | Res ¦ Building Recommissioning, Operations and Maintenance (O&M) Improvements | 2038 | Achievable | GWh | Before Competition Groups | 314.1652 | 0 | 0 | 7550.384 | 0.041609 | 10 | Residential_2038_Achievable_GWh_Before Competition Groups_10 | Building Recommissioning, Operations and Maintenance (O&M) Improvements | 4.161% | 0 | 314.1652 | Residential_2038_Achievable_GWh_Before Competition Groups_Building Recommissioning, Operations and Maintenance (O&M) Improvements
Residential | Res ¦ Smart Burners | 2038 | Technical | GWh | Before Competition Groups | 838.5436 | 0 | 0 | 21911.2615 | 0.03827 | 7 | Residential_2038_Technical_GWh_Before Competition Groups_7 | Smart Burners | 3.827% | 0 | 838.5436 | Residential_2038_Technical_GWh_Before Competition Groups_Smart Burners
Residential | Res ¦ Energy Star Torchiere | 2038 | Achievable | GWh | Before Competition Groups | 284.2116 | 0 | 0 | 7550.384 | 0.037642 | 11 | Residential_2038_Achievable_GWh_Before Competition Groups_11 | Energy Star Torchiere | 3.764% | 0 | 284.2116 | Residential_2038_Achievable_GWh_Before Competition Groups_Energy Star Torchiere
Residential | Res ¦ Smart Burners | 2038 | Achievable | GWh | Before Competition Groups | 274.8836 | 0 | 0 | 7550.384 | 0.036407 | 12 | Residential_2038_Achievable_GWh_Before Competition Groups_12 | Smart Burners | 3.641% | 0 | 274.8836 | Residential_2038_Achievable_GWh_Before Competition Groups_Smart Burners
Residential | Res ¦ Energy Star Clothes Washer | 2038 | Technical | GWh | Before Competition Groups | 752.9829 | 0 | 0 | 21911.2615 | 0.034365 | 8 | Residential_2038_Technical_GWh_Before Competition Groups_8 | Energy Star Clothes Washer | 3.437% | 0 | 752.9829 | Residential_2038_Technical_GWh_Before Competition Groups_Energy Star Clothes Washer
Residential | Res ¦ Ductless Mini-Split Heat Pump | 2038 | Technical | GWh | Before Competition Groups | 749.9008 | 0 | 0 | 21911.2615 | 0.034224 | 9 | Residential_2038_Technical_GWh_Before Competition Groups_9 | Ductless Mini-Split Heat Pump | 3.422% | 0 | 749.9008 | Residential_2038_Technical_GWh_Before Competition Groups_Ductless Mini-Split Heat Pump
Residential | Res ¦ Energy Star Ground Source Heat Pump | 2038 | Technical | GWh | Before Competition Groups | 729.2986 | 0 | 0 | 21911.2615 | 0.033284 | 10 | Residential_2038_Technical_GWh_Before Competition Groups_10 | Energy Star Ground Source Heat Pump | 3.328% | 0 | 729.2986 | Residential_2038_Technical_GWh_Before Competition Groups_Energy Star Ground Source Heat Pump
Residential | Res ¦ Adaptive Thermostat | 2038 | Technical | GWh | Before Competition Groups | 716.3285 | 0 | 0 | 21911.2615 | 0.032692 | 11 | Residential_2038_Technical_GWh_Before Competition Groups_11 | Adaptive Thermostat | 3.269% | 0 | 716.3285 | Residential_2038_Technical_GWh_Before Competition Groups_Adaptive Thermostat
Residential | Res ¦ Air Sealing | 2038 | Economic | GWh | Before Competition Groups | 481.3683 | 0 | 0 | 14798.3209 | 0.032529 | 9 | Residential_2038_Economic_GWh_Before Competition Groups_9 | Air Sealing | 3.253% | 0 | 481.3683 | Residential_2038_Economic_GWh_Before Competition Groups_Air Sealing
Residential | Res ¦ Heat Pump Clothes Dryer | 2038 | Technical | GWh | Before Competition Groups | 640.3367 | 0 | 0 | 21911.2615 | 0.029224 | 12 | Residential_2038_Technical_GWh_Before Competition Groups_12 | Heat Pump Clothes Dryer | 2.922% | 0 | 640.3367 | Residential_2038_Technical_GWh_Before Competition Groups_Heat Pump Clothes Dryer
Residential | Res ¦ Energy Star Light Fixture | 2038 | Achievable | GWh | Before Competition Groups | 215.9357 | 0 | 0 | 7550.384 | 0.028599 | 13 | Residential_2038_Achievable_GWh_Before Competition Groups_13 | Energy Star Light Fixture | 2.86% | 0 | 215.9357 | Residential_2038_Achievable_GWh_Before Competition Groups_Energy Star Light Fixture
Residential | Res ¦ Energy Star Air Source Heat Pump | 2038 | Economic | GWh | Before Competition Groups | 411.8412 | 0 | 0 | 14798.3209 | 0.02783 | 10 | Residential_2038_Economic_GWh_Before Competition Groups_10 | Energy Star Air Source Heat Pump | 2.783% | 0 | 411.8412 | Residential_2038_Economic_GWh_Before Competition Groups_Energy Star Air Source Heat Pump
Residential | Res ¦ Car Block Heater Timer | 2038 | Economic | GWh | Before Competition Groups | 385.3962 | 0 | 0 | 14798.3209 | 0.026043 | 11 | Residential_2038_Economic_GWh_Before Competition Groups_11 | Car Block Heater Timer | 2.604% | 0 | 385.3962 | Residential_2038_Economic_GWh_Before Competition Groups_Car Block Heater Timer
Residential | Res ¦ Energy Star Torchiere | 2038 | Economic | GWh | Before Competition Groups | 375.1281 | 0 | 0 | 14798.3209 | 0.025349 | 12 | Residential_2038_Economic_GWh_Before Competition Groups_12 | Energy Star Torchiere | 2.535% | 0 | 375.1281 | Residential_2038_Economic_GWh_Before Competition Groups_Energy Star Torchiere
Residential | Res ¦ Variable Speed Pool Pump Motor | 2038 | Economic | GWh | Before Competition Groups | 361.1857 | 0 | 0 | 14798.3209 | 0.024407 | 13 | Residential_2038_Economic_GWh_Before Competition Groups_13 | Variable Speed Pool Pump Motor | 2.441% | 0 | 361.1857 | Residential_2038_Economic_GWh_Before Competition Groups_Variable Speed Pool Pump Motor
Residential | Res ¦ Air Sealing | 2038 | Achievable | GWh | Before Competition Groups | 179.7902 | 0 | 0 | 7550.384 | 0.023812 | 14 | Residential_2038_Achievable_GWh_Before Competition Groups_14 | Air Sealing | 2.381% | 0 | 179.7902 | Residential_2038_Achievable_GWh_Before Competition Groups_Air Sealing
Residential | Res ¦ Induction Cooking Stove Top | 2038 | Technical | GWh | Before Competition Groups | 516.5429 | 0 | 0 | 21911.2615 | 0.023574 | 13 | Residential_2038_Technical_GWh_Before Competition Groups_13 | Induction Cooking Stove Top | 2.357% | 0 | 516.5429 | Residential_2038_Technical_GWh_Before Competition Groups_Induction Cooking Stove Top
Residential | Res ¦ Air Sealing | 2038 | Technical | GWh | Before Competition Groups | 481.3683 | 0 | 0 | 21911.2615 | 0.021969 | 14 | Residential_2038_Technical_GWh_Before Competition Groups_14 | Air Sealing | 2.197% | 0 | 481.3683 | Residential_2038_Technical_GWh_Before Competition Groups_Air Sealing
Residential | Res ¦ Comprehensive Draft Proofing | 2038 | Achievable | GWh | Before Competition Groups | 157.7746 | 0 | 0 | 7550.384 | 0.020896 | 15 | Residential_2038_Achievable_GWh_Before Competition Groups_15 | Comprehensive Draft Proofing | 2.09% | 0 | 157.7746 | Residential_2038_Achievable_GWh_Before Competition Groups_Comprehensive Draft Proofing
Residential | Res ¦ Energy Star Light Fixture | 2038 | Economic | GWh | Before Competition Groups | 309.1752 | 0 | 0 | 14798.3209 | 0.020893 | 14 | Residential_2038_Economic_GWh_Before Competition Groups_14 | Energy Star Light Fixture | 2.089% | 0 | 309.1752 | Residential_2038_Economic_GWh_Before Competition Groups_Energy Star Light Fixture
Residential | Res ¦ Energy Star Central Air Conditioner | 2038 | Technical | GWh | Before Competition Groups | 457.1695 | 0 | 0 | 21911.2615 | 0.020865 | 15 | Residential_2038_Technical_GWh_Before Competition Groups_15 | Energy Star Central Air Conditioner | 2.086% | 0 | 457.1695 | Residential_2038_Technical_GWh_Before Competition Groups_Energy Star Central Air Conditioner
Residential | Res ¦ Energy Star Light Fixture | 2038 | Technical | GWh | Before Competition Groups | 454.4051 | 0 | 0 | 21911.2615 | 0.020738 | 16 | Residential_2038_Technical_GWh_Before Competition Groups_16 | Energy Star Light Fixture | 2.074% | 0 | 454.4051 | Residential_2038_Technical_GWh_Before Competition Groups_Energy Star Light Fixture
Residential | Res ¦ Energy Star Air Source Heat Pump | 2038 | Achievable | GWh | Before Competition Groups | 150.6487 | 0 | 0 | 7550.384 | 0.019952 | 16 | Residential_2038_Achievable_GWh_Before Competition Groups_16 | Energy Star Air Source Heat Pump | 1.995% | 0 | 150.6487 | Residential_2038_Achievable_GWh_Before Competition Groups_Energy Star Air Source Heat Pump
Residential | Res ¦ Building Recommissioning, Operations and Maintenance (O&M) Improvements | 2038 | Economic | GWh | Before Competition Groups | 283.6439 | 0 | 0 | 14798.3209 | 0.019167 | 15 | Residential_2038_Economic_GWh_Before Competition Groups_15 | Building Recommissioning, Operations and Maintenance (O&M) Improvements | 1.917% | 0 | 283.6439 | Residential_2038_Economic_GWh_Before Competition Groups_Building Recommissioning, Operations and Maintenance (O&M) Improvements
Residential | Res ¦ Energy Star Air Source Heat Pump | 2038 | Technical | GWh | Before Competition Groups | 411.8412 | 0 | 0 | 21911.2615 | 0.018796 | 17 | Residential_2038_Technical_GWh_Before Competition Groups_17 | Energy Star Air Source Heat Pump | 1.88% | 0 | 411.8412 | Residential_2038_Technical_GWh_Before Competition Groups_Energy Star Air Source Heat Pump
Residential | Res ¦ Heavy Duty Outdoor/Holiday Plug-in Timers | 2038 | Achievable | GWh | Before Competition Groups | 140.7747 | 0 | 0 | 7550.384 | 0.018645 | 17 | Residential_2038_Achievable_GWh_Before Competition Groups_17 | Heavy Duty Outdoor/Holiday Plug-in Timers | 1.864% | 0 | 140.7747 | Residential_2038_Achievable_GWh_Before Competition Groups_Heavy Duty Outdoor/Holiday Plug-in Timers
Residential | Res ¦ Car Block Heater Timer | 2038 | Technical | GWh | Before Competition Groups | 385.3962 | 0 | 0 | 21911.2615 | 0.017589 | 18 | Residential_2038_Technical_GWh_Before Competition Groups_18 | Car Block Heater Timer | 1.759% | 0 | 385.3962 | Residential_2038_Technical_GWh_Before Competition Groups_Car Block Heater Timer
Residential | Res ¦ Energy Star Torchiere | 2038 | Technical | GWh | Before Competition Groups | 375.1281 | 0 | 0 | 21911.2615 | 0.01712 | 19 | Residential_2038_Technical_GWh_Before Competition Groups_19 | Energy Star Torchiere | 1.712% | 0 | 375.1281 | Residential_2038_Technical_GWh_Before Competition Groups_Energy Star Torchiere
Residential | Res ¦ Basement Wall Insulation | 2038 | Economic | GWh | Before Competition Groups | 252.1259 | 0 | 0 | 14798.3209 | 0.017037 | 16 | Residential_2038_Economic_GWh_Before Competition Groups_16 | Basement Wall Insulation | 1.704% | 0 | 252.1259 | Residential_2038_Economic_GWh_Before Competition Groups_Basement Wall Insulation
Residential | Res ¦ Energy Star Clothes Dryer | 2038 | Technical | GWh | Before Competition Groups | 365.7402 | 0 | 0 | 21911.2615 | 0.016692 | 20 | Residential_2038_Technical_GWh_Before Competition Groups_20 | Energy Star Clothes Dryer | 1.669% | 0 | 365.7402 | Residential_2038_Technical_GWh_Before Competition Groups_Energy Star Clothes Dryer
Residential | Res ¦ Variable Speed Pool Pump Motor | 2038 | Technical | GWh | Before Competition Groups | 361.1857 | 0 | 0 | 21911.2615 | 0.016484 | 21 | Residential_2038_Technical_GWh_Before Competition Groups_21 | Variable Speed Pool Pump Motor | 1.648% | 0 | 361.1857 | Residential_2038_Technical_GWh_Before Competition Groups_Variable Speed Pool Pump Motor
Residential | Res ¦ Ductless Mini-Split Air Conditioner | 2038 | Technical | GWh | Before Competition Groups | 352.6144 | 0 | 0 | 21911.2615 | 0.016093 | 22 | Residential_2038_Technical_GWh_Before Competition Groups_22 | Ductless Mini-Split Air Conditioner | 1.609% | 0 | 352.6144 | Residential_2038_Technical_GWh_Before Competition Groups_Ductless Mini-Split Air Conditioner
Residential | Res ¦ Occupancy Sensors MF | 2038 | Achievable | GWh | Before Competition Groups | 108.7742 | 0 | 0 | 7550.384 | 0.014406 | 18 | Residential_2038_Achievable_GWh_Before Competition Groups_18 | Occupancy Sensors MF | 1.441% | 0 | 108.7742 | Residential_2038_Achievable_GWh_Before Competition Groups_Occupancy Sensors MF
Residential | Res ¦ LED Parking Lot Fixture | 2038 | Achievable | GWh | Before Competition Groups | 108.3427 | 0 | 0 | 7550.384 | 0.014349 | 19 | Residential_2038_Achievable_GWh_Before Competition Groups_19 | LED Parking Lot Fixture | 1.435% | 0 | 108.3427 | Residential_2038_Achievable_GWh_Before Competition Groups_LED Parking Lot Fixture
Residential | Res ¦ Basement or Crawlspace Insulation | 2038 | Economic | GWh | Before Competition Groups | 200.9871 | 0 | 0 | 14798.3209 | 0.013582 | 17 | Residential_2038_Economic_GWh_Before Competition Groups_17 | Basement or Crawlspace Insulation | 1.358% | 0 | 200.9871 | Residential_2038_Economic_GWh_Before Competition Groups_Basement or Crawlspace Insulation
Residential | Res ¦ Passive Attic Ventilation | 2038 | Technical | GWh | Before Competition Groups | 288.6007 | 0 | 0 | 21911.2615 | 0.013171 | 23 | Residential_2038_Technical_GWh_Before Competition Groups_23 | Passive Attic Ventilation | 1.317% | 0 | 288.6007 | Residential_2038_Technical_GWh_Before Competition Groups_Passive Attic Ventilation
Residential | Res ¦ Attic Insulation | 2038 | Economic | GWh | Before Competition Groups | 194.6107 | 0 | 0 | 14798.3209 | 0.013151 | 18 | Residential_2038_Economic_GWh_Before Competition Groups_18 | Attic Insulation | 1.315% | 0 | 194.6107 | Residential_2038_Economic_GWh_Before Competition Groups_Attic Insulation
Residential | Res ¦ Building Recommissioning, Operations and Maintenance (O&M) Improvements | 2038 | Technical | GWh | Before Competition Groups | 283.6439 | 0 | 0 | 21911.2615 | 0.012945 | 24 | Residential_2038_Technical_GWh_Before Competition Groups_24 | Building Recommissioning, Operations and Maintenance (O&M) Improvements | 1.295% | 0 | 283.6439 | Residential_2038_Technical_GWh_Before Competition Groups_Building Recommissioning, Operations and Maintenance (O&M) Improvements
Residential | Res ¦ Energy Star Clothes Dryer | 2038 | Achievable | GWh | Before Competition Groups | 95.5318 | 0 | 0 | 7550.384 | 0.012653 | 20 | Residential_2038_Achievable_GWh_Before Competition Groups_20 | Energy Star Clothes Dryer | 1.265% | 0 | 95.5318 | Residential_2038_Achievable_GWh_Before Competition Groups_Energy Star Clothes Dryer
Residential | Res ¦ Basement Wall Insulation | 2038 | Achievable | GWh | Before Competition Groups | 94.1752 | 0 | 0 | 7550.384 | 0.012473 | 21 | Residential_2038_Achievable_GWh_Before Competition Groups_21 | Basement Wall Insulation | 1.247% | 0 | 94.1752 | Residential_2038_Achievable_GWh_Before Competition Groups_Basement Wall Insulation
Residential | Res ¦ Energy Star Windows | 2038 | Technical | GWh | Before Competition Groups | 261.2851 | 0 | 0 | 21911.2615 | 0.011925 | 25 | Residential_2038_Technical_GWh_Before Competition Groups_25 | Energy Star Windows | 1.192% | 0 | 261.2851 | Residential_2038_Technical_GWh_Before Competition Groups_Energy Star Windows
Residential | Res ¦ Energy Star Clothes Dryer | 2038 | Economic | GWh | Before Competition Groups | 173.9792 | 0 | 0 | 14798.3209 | 0.011757 | 19 | Residential_2038_Economic_GWh_Before Competition Groups_19 | Energy Star Clothes Dryer | 1.176% | 0 | 173.9792 | Residential_2038_Economic_GWh_Before Competition Groups_Energy Star Clothes Dryer
Residential | Res ¦ Basement Wall Insulation | 2038 | Technical | GWh | Before Competition Groups | 252.1259 | 0 | 0 | 21911.2615 | 0.011507 | 26 | Residential_2038_Technical_GWh_Before Competition Groups_26 | Basement Wall Insulation | 1.151% | 0 | 252.1259 | Residential_2038_Technical_GWh_Before Competition Groups_Basement Wall Insulation
Residential | Res ¦ Refrigerator Recycling | 2038 | Achievable | GWh | Before Competition Groups | 80.753 | 0 | 0 | 7550.384 | 0.010695 | 22 | Residential_2038_Achievable_GWh_Before Competition Groups_22 | Refrigerator Recycling | 1.07% | 0 | 80.753 | Residential_2038_Achievable_GWh_Before Competition Groups_Refrigerator Recycling
Residential | Res ¦ Wall Insulation | 2038 | Economic | GWh | Before Competition Groups | 146.627 | 0 | 0 | 14798.3209 | 0.0099084 | 20 | Residential_2038_Economic_GWh_Before Competition Groups_20 | Wall Insulation | 0.9908% | 0 | 146.627 | Residential_2038_Economic_GWh_Before Competition Groups_Wall Insulation
Residential | Res ¦ Clothes Drying Racks | 2038 | Achievable | GWh | Before Competition Groups | 73.7246 | 0 | 0 | 7550.384 | 0.0097644 | 23 | Residential_2038_Achievable_GWh_Before Competition Groups_23 | Clothes Drying Racks | 0.9764% | 0 | 73.7246 | Residential_2038_Achievable_GWh_Before Competition Groups_Clothes Drying Racks
Residential | Res ¦ Comprehensive Draft Proofing | 2038 | Economic | GWh | Before Competition Groups | 142.4465 | 0 | 0 | 14798.3209 | 0.0096259 | 21 | Residential_2038_Economic_GWh_Before Competition Groups_21 | Comprehensive Draft Proofing | 0.9626% | 0 | 142.4465 | Residential_2038_Economic_GWh_Before Competition Groups_Comprehensive Draft Proofing
Residential | Res ¦ Attic Insulation | 2038 | Achievable | GWh | Before Competition Groups | 72.6776 | 0 | 0 | 7550.384 | 0.0096257 | 24 | Residential_2038_Achievable_GWh_Before Competition Groups_24 | Attic Insulation | 0.9626% | 0 | 72.6776 | Residential_2038_Achievable_GWh_Before Competition Groups_Attic Insulation
Residential | Res ¦ Basement or Crawlspace Insulation | 2038 | Technical | GWh | Before Competition Groups | 209.8006 | 0 | 0 | 21911.2615 | 0.009575 | 27 | Residential_2038_Technical_GWh_Before Competition Groups_27 | Basement or Crawlspace Insulation | 0.9575% | 0 | 209.8006 | Residential_2038_Technical_GWh_Before Competition Groups_Basement or Crawlspace Insulation
Residential | Res ¦ Freezer Recycling | 2038 | Achievable | GWh | Before Competition Groups | 70.8074 | 0 | 0 | 7550.384 | 0.009378 | 25 | Residential_2038_Achievable_GWh_Before Competition Groups_25 | Freezer Recycling | 0.9378% | 0 | 70.8074 | Residential_2038_Achievable_GWh_Before Competition Groups_Freezer Recycling
Residential | Res ¦ Heavy Duty Outdoor/Holiday Plug-in Timers | 2038 | Economic | GWh | Before Competition Groups | 136.5474 | 0 | 0 | 14798.3209 | 0.0092272 | 22 | Residential_2038_Economic_GWh_Before Competition Groups_22 | Heavy Duty Outdoor/Holiday Plug-in Timers | 0.9227% | 0 | 136.5474 | Residential_2038_Economic_GWh_Before Competition Groups_Heavy Duty Outdoor/Holiday Plug-in Timers
Residential | Res ¦ Lighting Motion Sensors, Timers, Dimmers | 2038 | Technical | GWh | Before Competition Groups | 199.6195 | 0 | 0 | 21911.2615 | 0.0091104 | 28 | Residential_2038_Technical_GWh_Before Competition Groups_28 | Lighting Motion Sensors, Timers, Dimmers | 0.911% | 0 | 199.6195 | Residential_2038_Technical_GWh_Before Competition Groups_Lighting Motion Sensors, Timers, Dimmers
Residential | Res ¦ Energy Star Room Air Conditioner | 2038 | Economic | GWh | Before Competition Groups | 134.6873 | 0 | 0 | 14798.3209 | 0.0091015 | 23 | Residential_2038_Economic_GWh_Before Competition Groups_23 | Energy Star Room Air Conditioner | 0.9102% | 0 | 134.6873 | Residential_2038_Economic_GWh_Before Competition Groups_Energy Star Room Air Conditioner
Residential | Res ¦ Attic Insulation | 2038 | Technical | GWh | Before Competition Groups | 194.6107 | 0 | 0 | 21911.2615 | 0.0088818 | 29 | Residential_2038_Technical_GWh_Before Competition Groups_29 | Attic Insulation | 0.8882% | 0 | 194.6107 | Residential_2038_Technical_GWh_Before Competition Groups_Attic Insulation
Residential | Res ¦ Furnace with ECM | 2038 | Achievable | GWh | Before Competition Groups | 65.8741 | 0 | 0 | 7550.384 | 0.0087246 | 26 | Residential_2038_Achievable_GWh_Before Competition Groups_26 | Furnace with ECM | 0.8725% | 0 | 65.8741 | Residential_2038_Achievable_GWh_Before Competition Groups_Furnace with ECM
Residential | Res ¦ Energy Star Room Air Conditioner | 2038 | Achievable | GWh | Before Competition Groups | 60.9826 | 0 | 0 | 7550.384 | 0.0080768 | 27 | Residential_2038_Achievable_GWh_Before Competition Groups_27 | Energy Star Room Air Conditioner | 0.8077% | 0 | 60.9826 | Residential_2038_Achievable_GWh_Before Competition Groups_Energy Star Room Air Conditioner
Residential | Res ¦ Energy Star Windows | 2038 | Achievable | GWh | Before Competition Groups | 57.8301 | 0 | 0 | 7550.384 | 0.0076592 | 28 | Residential_2038_Achievable_GWh_Before Competition Groups_28 | Energy Star Windows | 0.7659% | 0 | 57.8301 | Residential_2038_Achievable_GWh_Before Competition Groups_Energy Star Windows
Residential | Res ¦ LED Parking Lot Fixture | 2038 | Economic | GWh | Before Competition Groups | 109.0368 | 0 | 0 | 14798.3209 | 0.0073682 | 24 | Residential_2038_Economic_GWh_Before Competition Groups_24 | LED Parking Lot Fixture | 0.7368% | 0 | 109.0368 | Residential_2038_Economic_GWh_Before Competition Groups_LED Parking Lot Fixture
Residential | Res ¦ Furnace with ECM | 2038 | Economic | GWh | Before Competition Groups | 105.5808 | 0 | 0 | 14798.3209 | 0.0071346 | 25 | Residential_2038_Economic_GWh_Before Competition Groups_25 | Furnace with ECM | 0.7135% | 0 | 105.5808 | Residential_2038_Economic_GWh_Before Competition Groups_Furnace with ECM
Residential | Res ¦ Wall Insulation | 2038 | Technical | GWh | Before Competition Groups | 152.5143 | 0 | 0 | 21911.2615 | 0.0069605 | 30 | Residential_2038_Technical_GWh_Before Competition Groups_30 | Wall Insulation | 0.6961% | 0 | 152.5143 | Residential_2038_Technical_GWh_Before Competition Groups_Wall Insulation
Residential | Res ¦ LED Downlight | 2038 | Achievable | GWh | Before Competition Groups | 52.5345 | 0 | 0 | 7550.384 | 0.0069579 | 29 | Residential_2038_Achievable_GWh_Before Competition Groups_29 | LED Downlight | 0.6958% | 0 | 52.5345 | Residential_2038_Achievable_GWh_Before Competition Groups_LED Downlight
Residential | Res ¦ Heavy Duty Outdoor/Holiday Plug-in Timers | 2038 | Technical | GWh | Before Competition Groups | 151.5903 | 0 | 0 | 21911.2615 | 0.0069184 | 31 | Residential_2038_Technical_GWh_Before Competition Groups_31 | Heavy Duty Outdoor/Holiday Plug-in Timers | 0.6918% | 0 | 151.5903 | Residential_2038_Technical_GWh_Before Competition Groups_Heavy Duty Outdoor/Holiday Plug-in Timers
Residential | Res ¦ Occupancy Sensors MF | 2038 | Economic | GWh | Before Competition Groups | 100.5763 | 0 | 0 | 14798.3209 | 0.0067965 | 26 | Residential_2038_Economic_GWh_Before Competition Groups_26 | Occupancy Sensors MF | 0.6796% | 0 | 100.5763 | Residential_2038_Economic_GWh_Before Competition Groups_Occupancy Sensors MF
Residential | Res ¦ LED Exterior Area Lights - LED Fixture (200W) | 2038 | Achievable | GWh | Before Competition Groups | 51.1312 | 0 | 0 | 7550.384 | 0.006772 | 30 | Residential_2038_Achievable_GWh_Before Competition Groups_30 | LED Exterior Area Lights - LED Fixture (200W) | 0.6772% | 0 | 51.1312 | Residential_2038_Achievable_GWh_Before Competition Groups_LED Exterior Area Lights - LED Fixture (200W)
Residential | Res ¦ Radiant Barrier | 2038 | Economic | GWh | Before Competition Groups | 97.2298 | 0 | 0 | 14798.3209 | 0.0065703 | 27 | Residential_2038_Economic_GWh_Before Competition Groups_27 | Radiant Barrier | 0.657% | 0 | 97.2298 | Residential_2038_Economic_GWh_Before Competition Groups_Radiant Barrier
Residential | Res ¦ Comprehensive Draft Proofing | 2038 | Technical | GWh | Before Competition Groups | 142.4465 | 0 | 0 | 21911.2615 | 0.0065011 | 32 | Residential_2038_Technical_GWh_Before Competition Groups_32 | Comprehensive Draft Proofing | 0.6501% | 0 | 142.4465 | Residential_2038_Technical_GWh_Before Competition Groups_Comprehensive Draft Proofing
Residential | Res ¦ Energy Star Windows | 2038 | Economic | GWh | Before Competition Groups | 95.0841 | 0 | 0 | 14798.3209 | 0.0064253 | 28 | Residential_2038_Economic_GWh_Before Competition Groups_28 | Energy Star Windows | 0.6425% | 0 | 95.0841 | Residential_2038_Economic_GWh_Before Competition Groups_Energy Star Windows
Residential | Res ¦ Energy Star Freezer | 2038 | Achievable | GWh | Before Competition Groups | 48.2001 | 0 | 0 | 7550.384 | 0.0063838 | 31 | Residential_2038_Achievable_GWh_Before Competition Groups_31 | Energy Star Freezer | 0.6384% | 0 | 48.2001 | Residential_2038_Achievable_GWh_Before Competition Groups_Energy Star Freezer
Residential | Res ¦ Energy Star Room Air Conditioner | 2038 | Technical | GWh | Before Competition Groups | 136.183 | 0 | 0 | 21911.2615 | 0.0062152 | 33 | Residential_2038_Technical_GWh_Before Competition Groups_33 | Energy Star Room Air Conditioner | 0.6215% | 0 | 136.183 | Residential_2038_Technical_GWh_Before Competition Groups_Energy Star Room Air Conditioner
Residential | Res ¦ Advanced BAS/Controllers | 2038 | Achievable | GWh | Before Competition Groups | 45.8907 | 0 | 0 | 7550.384 | 0.0060779 | 32 | Residential_2038_Achievable_GWh_Before Competition Groups_32 | Advanced BAS/Controllers | 0.6078% | 0 | 45.8907 | Residential_2038_Achievable_GWh_Before Competition Groups_Advanced BAS/Controllers
Residential | Res ¦ Solar Powered Attic Fan | 2038 | Technical | GWh | Before Competition Groups | 133.0249 | 0 | 0 | 21911.2615 | 0.0060711 | 34 | Residential_2038_Technical_GWh_Before Competition Groups_34 | Solar Powered Attic Fan | 0.6071% | 0 | 133.0249 | Residential_2038_Technical_GWh_Before Competition Groups_Solar Powered Attic Fan
Residential | Res ¦ Networked/ Connected - Indoor LED Luminaire | 2038 | Technical | GWh | Before Competition Groups | 123.605 | 0 | 0 | 21911.2615 | 0.0056412 | 35 | Residential_2038_Technical_GWh_Before Competition Groups_35 | Networked/ Connected - Indoor LED Luminaire | 0.5641% | 0 | 123.605 | Residential_2038_Technical_GWh_Before Competition Groups_Networked/ Connected - Indoor LED Luminaire
Residential | Res ¦ Variable Refrigerant Flow Heat Pump | 2038 | Technical | GWh | Before Competition Groups | 120.3709 | 0 | 0 | 21911.2615 | 0.0054936 | 36 | Residential_2038_Technical_GWh_Before Competition Groups_36 | Variable Refrigerant Flow Heat Pump | 0.5494% | 0 | 120.3709 | Residential_2038_Technical_GWh_Before Competition Groups_Variable Refrigerant Flow Heat Pump
Residential | Res ¦ Furnace Whistle | 2038 | Achievable | GWh | Before Competition Groups | 38.4566 | 0 | 0 | 7550.384 | 0.0050933 | 33 | Residential_2038_Achievable_GWh_Before Competition Groups_33 | Furnace Whistle | 0.5093% | 0 | 38.4566 | Residential_2038_Achievable_GWh_Before Competition Groups_Furnace Whistle
Residential | Res ¦ Ceiling Insulation | 2038 | Economic | GWh | Before Competition Groups | 73.8648 | 0 | 0 | 14798.3209 | 0.0049914 | 29 | Residential_2038_Economic_GWh_Before Competition Groups_29 | Ceiling Insulation | 0.4991% | 0 | 73.8648 | Residential_2038_Economic_GWh_Before Competition Groups_Ceiling Insulation
Residential | Res ¦ LED Parking Lot Fixture | 2038 | Technical | GWh | Before Competition Groups | 109.0368 | 0 | 0 | 21911.2615 | 0.0049763 | 37 | Residential_2038_Technical_GWh_Before Competition Groups_37 | LED Parking Lot Fixture | 0.4976% | 0 | 109.0368 | Residential_2038_Technical_GWh_Before Competition Groups_LED Parking Lot Fixture
Residential | Res ¦ Refrigerator Recycling | 2038 | Economic | GWh | Before Competition Groups | 72.9094 | 0 | 0 | 14798.3209 | 0.0049269 | 30 | Residential_2038_Economic_GWh_Before Competition Groups_30 | Refrigerator Recycling | 0.4927% | 0 | 72.9094 | Residential_2038_Economic_GWh_Before Competition Groups_Refrigerator Recycling
Residential | Res ¦ Air Source Heat Pump | 2038 | Technical | GWh | Before Competition Groups | 106.4737 | 0 | 0 | 21911.2615 | 0.0048593 | 38 | Residential_2038_Technical_GWh_Before Competition Groups_38 | Air Source Heat Pump | 0.4859% | 0 | 106.4737 | Residential_2038_Technical_GWh_Before Competition Groups_Air Source Heat Pump
Residential | Res ¦ Furnace with ECM | 2038 | Technical | GWh | Before Competition Groups | 105.5808 | 0 | 0 | 21911.2615 | 0.0048186 | 39 | Residential_2038_Technical_GWh_Before Competition Groups_39 | Furnace with ECM | 0.4819% | 0 | 105.5808 | Residential_2038_Technical_GWh_Before Competition Groups_Furnace with ECM
Residential | Res ¦ Outside Air Economizer | 2038 | Achievable | GWh | Before Competition Groups | 34.9013 | 0 | 0 | 7550.384 | 0.0046225 | 34 | Residential_2038_Achievable_GWh_Before Competition Groups_34 | Outside Air Economizer | 0.4622% | 0 | 34.9013 | Residential_2038_Achievable_GWh_Before Competition Groups_Outside Air Economizer
Residential | Res ¦ Occupancy Sensors MF | 2038 | Technical | GWh | Before Competition Groups | 100.5763 | 0 | 0 | 21911.2615 | 0.0045902 | 40 | Residential_2038_Technical_GWh_Before Competition Groups_40 | Occupancy Sensors MF | 0.459% | 0 | 100.5763 | Residential_2038_Technical_GWh_Before Competition Groups_Occupancy Sensors MF
Residential | Res ¦ Clothes Drying Racks | 2038 | Economic | GWh | Before Competition Groups | 66.5698 | 0 | 0 | 14798.3209 | 0.0044985 | 31 | Residential_2038_Economic_GWh_Before Competition Groups_31 | Clothes Drying Racks | 0.4498% | 0 | 66.5698 | Residential_2038_Economic_GWh_Before Competition Groups_Clothes Drying Racks
Residential | Res ¦ LED Downlight | 2038 | Technical | GWh | Before Competition Groups | 97.7583 | 0 | 0 | 21911.2615 | 0.0044616 | 41 | Residential_2038_Technical_GWh_Before Competition Groups_41 | LED Downlight | 0.4462% | 0 | 97.7583 | Residential_2038_Technical_GWh_Before Competition Groups_LED Downlight
Residential | Res ¦ Radiant Barrier | 2038 | Technical | GWh | Before Competition Groups | 97.2298 | 0 | 0 | 21911.2615 | 0.0044374 | 42 | Residential_2038_Technical_GWh_Before Competition Groups_42 | Radiant Barrier | 0.4437% | 0 | 97.2298 | Residential_2038_Technical_GWh_Before Competition Groups_Radiant Barrier
Residential | Res ¦ Energy Star Ceiling Fan/Lighting | 2038 | Technical | GWh | Before Competition Groups | 95.1543 | 0 | 0 | 21911.2615 | 0.0043427 | 43 | Residential_2038_Technical_GWh_Before Competition Groups_43 | Energy Star Ceiling Fan/Lighting | 0.4343% | 0 | 95.1543 | Residential_2038_Technical_GWh_Before Competition Groups_Energy Star Ceiling Fan/Lighting
Residential | Res ¦ Freezer Recycling | 2038 | Economic | GWh | Before Competition Groups | 63.9673 | 0 | 0 | 14798.3209 | 0.0043226 | 32 | Residential_2038_Economic_GWh_Before Competition Groups_32 | Freezer Recycling | 0.4323% | 0 | 63.9673 | Residential_2038_Economic_GWh_Before Competition Groups_Freezer Recycling
Residential | Res ¦ Duct Insulation | 2038 | Economic | GWh | Before Competition Groups | 63.3433 | 0 | 0 | 14798.3209 | 0.0042804 | 33 | Residential_2038_Economic_GWh_Before Competition Groups_33 | Duct Insulation | 0.428% | 0 | 63.3433 | Residential_2038_Economic_GWh_Before Competition Groups_Duct Insulation
Residential | Res ¦ Radiant Barrier | 2038 | Achievable | GWh | Before Competition Groups | 32.2898 | 0 | 0 | 7550.384 | 0.0042766 | 35 | Residential_2038_Achievable_GWh_Before Competition Groups_35 | Radiant Barrier | 0.4277% | 0 | 32.2898 | Residential_2038_Achievable_GWh_Before Competition Groups_Radiant Barrier
Residential | Res ¦ Home Energy Reports | 2038 | Technical | GWh | Before Competition Groups | 93.6789 | 0 | 0 | 21911.2615 | 0.0042754 | 44 | Residential_2038_Technical_GWh_Before Competition Groups_44 | Home Energy Reports | 0.4275% | 0 | 93.6789 | Residential_2038_Technical_GWh_Before Competition Groups_Home Energy Reports
Residential | Res ¦ Energy Star Freezer | 2038 | Technical | GWh | Before Competition Groups | 85.5949 | 0 | 0 | 21911.2615 | 0.0039064 | 45 | Residential_2038_Technical_GWh_Before Competition Groups_45 | Energy Star Freezer | 0.3906% | 0 | 85.5949 | Residential_2038_Technical_GWh_Before Competition Groups_Energy Star Freezer
Residential | Res ¦ Variable Refrigerant Flow Heat Pump | 2038 | Achievable | GWh | Before Competition Groups | 27.4296 | 0 | 0 | 7550.384 | 0.0036329 | 36 | Residential_2038_Achievable_GWh_Before Competition Groups_36 | Variable Refrigerant Flow Heat Pump | 0.3633% | 0 | 27.4296 | Residential_2038_Achievable_GWh_Before Competition Groups_Variable Refrigerant Flow Heat Pump
Residential | Res ¦ LED Exterior Area Lights - LED Fixture (200W) | 2038 | Economic | GWh | Before Competition Groups | 51.7163 | 0 | 0 | 14798.3209 | 0.0034947 | 34 | Residential_2038_Economic_GWh_Before Competition Groups_34 | LED Exterior Area Lights - LED Fixture (200W) | 0.3495% | 0 | 51.7163 | Residential_2038_Economic_GWh_Before Competition Groups_LED Exterior Area Lights - LED Fixture (200W)
Residential | Res ¦ Ceiling Insulation | 2038 | Technical | GWh | Before Competition Groups | 75.969 | 0 | 0 | 21911.2615 | 0.0034671 | 46 | Residential_2038_Technical_GWh_Before Competition Groups_46 | Ceiling Insulation | 0.3467% | 0 | 75.969 | Residential_2038_Technical_GWh_Before Competition Groups_Ceiling Insulation
Residential | Res ¦ Window Film | 2038 | Technical | GWh | Before Competition Groups | 75.7409 | 0 | 0 | 21911.2615 | 0.0034567 | 47 | Residential_2038_Technical_GWh_Before Competition Groups_47 | Window Film | 0.3457% | 0 | 75.7409 | Residential_2038_Technical_GWh_Before Competition Groups_Window Film
Residential | Res ¦ Floor Insulation | 2038 | Economic | GWh | Before Competition Groups | 51.0961 | 0 | 0 | 14798.3209 | 0.0034528 | 35 | Residential_2038_Economic_GWh_Before Competition Groups_35 | Floor Insulation | 0.3453% | 0 | 51.0961 | Residential_2038_Economic_GWh_Before Competition Groups_Floor Insulation
Residential | Res ¦ LED Tube Re-Lamp | 2038 | Achievable | GWh | Before Competition Groups | 25.9733 | 0 | 0 | 7550.384 | 0.00344 | 37 | Residential_2038_Achievable_GWh_Before Competition Groups_37 | LED Tube Re-Lamp | 0.344% | 0 | 25.9733 | Residential_2038_Achievable_GWh_Before Competition Groups_LED Tube Re-Lamp
Residential | Res ¦ Refrigerator Recycling | 2038 | Technical | GWh | Before Competition Groups | 72.9094 | 0 | 0 | 21911.2615 | 0.0033275 | 48 | Residential_2038_Technical_GWh_Before Competition Groups_48 | Refrigerator Recycling | 0.3327% | 0 | 72.9094 | Residential_2038_Technical_GWh_Before Competition Groups_Refrigerator Recycling
Residential | Res ¦ Minimize Hot and Warm Clothes Wash | 2038 | Achievable | GWh | Before Competition Groups | 24.7824 | 0 | 0 | 7550.384 | 0.0032823 | 38 | Residential_2038_Achievable_GWh_Before Competition Groups_38 | Minimize Hot and Warm Clothes Wash | 0.3282% | 0 | 24.7824 | Residential_2038_Achievable_GWh_Before Competition Groups_Minimize Hot and Warm Clothes Wash
Residential | Res ¦ Heat Pump Water Heater | 2038 | Technical | GWh | Before Competition Groups | 69.2611 | 0 | 0 | 21911.2615 | 0.003161 | 49 | Residential_2038_Technical_GWh_Before Competition Groups_49 | Heat Pump Water Heater | 0.3161% | 0 | 69.2611 | Residential_2038_Technical_GWh_Before Competition Groups_Heat Pump Water Heater
Residential | Res ¦ Heat Recovery Ventilator | 2038 | Economic | GWh | Before Competition Groups | 45.3481 | 0 | 0 | 14798.3209 | 0.0030644 | 36 | Residential_2038_Economic_GWh_Before Competition Groups_36 | Heat Recovery Ventilator | 0.3064% | 0 | 45.3481 | Residential_2038_Economic_GWh_Before Competition Groups_Heat Recovery Ventilator
Residential | Res ¦ Clothes Drying Racks | 2038 | Technical | GWh | Before Competition Groups | 66.5698 | 0 | 0 | 21911.2615 | 0.0030382 | 50 | Residential_2038_Technical_GWh_Before Competition Groups_50 | Clothes Drying Racks | 0.3038% | 0 | 66.5698 | Residential_2038_Technical_GWh_Before Competition Groups_Clothes Drying Racks
Residential | Res ¦ Duct Insulation | 2038 | Achievable | GWh | Before Competition Groups | 22.7953 | 0 | 0 | 7550.384 | 0.0030191 | 39 | Residential_2038_Achievable_GWh_Before Competition Groups_39 | Duct Insulation | 0.3019% | 0 | 22.7953 | Residential_2038_Achievable_GWh_Before Competition Groups_Duct Insulation
Residential | Res ¦ Freezer Recycling | 2038 | Technical | GWh | Before Competition Groups | 63.9673 | 0 | 0 | 21911.2615 | 0.0029194 | 51 | Residential_2038_Technical_GWh_Before Competition Groups_51 | Freezer Recycling | 0.2919% | 0 | 63.9673 | Residential_2038_Technical_GWh_Before Competition Groups_Freezer Recycling
Residential | Res ¦ Duct Insulation | 2038 | Technical | GWh | Before Competition Groups | 63.3433 | 0 | 0 | 21911.2615 | 0.0028909 | 52 | Residential_2038_Technical_GWh_Before Competition Groups_52 | Duct Insulation | 0.2891% | 0 | 63.3433 | Residential_2038_Technical_GWh_Before Competition Groups_Duct Insulation
Residential | Res ¦ Tankless Water Heater | 2038 | Technical | GWh | Before Competition Groups | 62.6949 | 0 | 0 | 21911.2615 | 0.0028613 | 53 | Residential_2038_Technical_GWh_Before Competition Groups_53 | Tankless Water Heater | 0.2861% | 0 | 62.6949 | Residential_2038_Technical_GWh_Before Competition Groups_Tankless Water Heater
Residential | Res ¦ Tankless Water Heater | 2038 | Economic | GWh | Before Competition Groups | 41.7218 | 0 | 0 | 14798.3209 | 0.0028194 | 37 | Residential_2038_Economic_GWh_Before Competition Groups_37 | Tankless Water Heater | 0.2819% | 0 | 41.7218 | Residential_2038_Economic_GWh_Before Competition Groups_Tankless Water Heater
Residential | Res ¦ Advanced BAS/Controllers | 2038 | Economic | GWh | Before Competition Groups | 41.4335 | 0 | 0 | 14798.3209 | 0.0027999 | 38 | Residential_2038_Economic_GWh_Before Competition Groups_38 | Advanced BAS/Controllers | 0.28% | 0 | 41.4335 | Residential_2038_Economic_GWh_Before Competition Groups_Advanced BAS/Controllers
Residential | Res ¦ Home Energy Reports | 2038 | Achievable | GWh | Before Competition Groups | 20.8896 | 0 | 0 | 7550.384 | 0.0027667 | 40 | Residential_2038_Achievable_GWh_Before Competition Groups_40 | Home Energy Reports | 0.2767% | 0 | 20.8896 | Residential_2038_Achievable_GWh_Before Competition Groups_Home Energy Reports
Residential | Res ¦ Early Hot Water Heater Replacement | 2038 | Achievable | GWh | Before Competition Groups | 20.1158 | 0 | 0 | 7550.384 | 0.0026642 | 41 | Residential_2038_Achievable_GWh_Before Competition Groups_41 | Early Hot Water Heater Replacement | 0.2664% | 0 | 20.1158 | Residential_2038_Achievable_GWh_Before Competition Groups_Early Hot Water Heater Replacement
Residential | Res ¦ ENERGY STAR LED LAMPS (REFLECTOR LAMPs/MR16/PAR 16) | 2038 | Achievable | GWh | Before Competition Groups | 19.8435 | 0 | 0 | 7550.384 | 0.0026281 | 42 | Residential_2038_Achievable_GWh_Before Competition Groups_42 | ENERGY STAR LED LAMPS (REFLECTOR LAMPs/MR16/PAR 16) | 0.2628% | 0 | 19.8435 | Residential_2038_Achievable_GWh_Before Competition Groups_ENERGY STAR LED LAMPS (REFLECTOR LAMPs/MR16/PAR 16)